## Summary
This Relative Exposure Index Calculator has been developed to assess the Relative Exposure Index (REI) of far field (> 2 m) indoor transmission of SARS-CoV-2 encapsulated in respiratory droplets that are small enough to become airborne, as described in Modelling uncertainty in the relative risk of exposure to the SARS-CoV-2 virus by airborne aerosol transmission in well mixed air in buildings (Jones et al., 2021).
It does not consider the risk of transmission via other pathways, and should be used in conjunction with government guidance. It models the relative exposure risk in a space, not absolute infection risk; this will be dependent upon community infection rates, virus variant and individual susceptibility.
REI values in excess of 1.0 demonstrate that the risk of a person in a space being exposed to SARS-CoV-2 is higher than the base case scenario. An REI of 1.0 does not indicate safety; it is a method used to compare the impact of various mitigations, such as reduced exposure time, increased ventilation and the addition of an air cleaning device.
A simple calculation can be achieved using the 'Input' tab. This allows users to input the elements a space: dimensions, number of occupants, breathing rate, respiratory activity (the amount of time spent breathing, talking or vocalising, respectively), occupation time and ventilation provision. The ventilation equivalent flow of the proposed air cleaning system can then be entered, and the median improvement on exposure risk is calculated. The REI is a measure of relative exposure in relation to the reference basecase scenario of a UK junior school classroom occupied for seven hours and ventilated at five litres per second per person. The breathing rate is assumed to be that of a seated child whose respiritory activity is 75% breathing and 25% talking.
A more complex calculation can be achieved using the two 'Scenario' tabs, which can be compared to assess the impact of mitigation measures in reducing relative risk of secondary transmissions. This allows an assessment of the exposure risk to susceptible persons sharing the space with a single infected person (although this assumption can be edited for each scenario), and therefore assumes no risk to an indoor space occupied by a single person.
These calculations should be used with caution for large spaces (> 1000m3), where it should not be assumed that the air is fully mixed.
Further information is available in COVID-19: Air cleaning technologies (CIBSE, 2021) and Modelling uncertainty in the relative risk of exposure to the SARS-CoV-2 virus by airborne aerosol transmission in buildings (Jones et al., 2021). Please see the 'References' tab for additional resources consulted in the production of this digital tool.

## Input
Input
| without air cleaner | with air cleaner
Room width (m) | 7.42 | 7.42
Room length (m) | 7.42 | 7.42
Room height (m) | 2.7 | 2.7
Number of occupants | 32 | 32
Breathing rate | Children sitting | Children sitting
Respiratory activity: Breathing | 75 | 75
Respiratory activity: Talking | 25 | 25
Respiratory activity: Vocalising
Occupation time (hours) | 7 | 7
Air change rate (ach)
Ventilation rate (l/s/person) | 5 | 10
Ventilation rate (l/s)
Air cleaner equivalent ventilation rate (ach)
Air cleaner equivalent ventilation rate (l/s)
REI | 0.9982 | 0.53556
Median REI Improvement |  | 46.35%
Uncertainties are modelled and shown in the above box whisker plot.
The central line in the box represents the median expected REI value;
the box represents the 50% confidence intervals;
and the whiskers represent the 95% confidence limits.
The uncertainties are calculated by modelling 10,000 occurrences using a Monte Carlo simulation, hence there will be slight changes in REI absolute values each time the model is used.
The REI below is generated using the novel emission formula described in Modelling uncertainty in the relative risk of exposure to the SARS-CoV-2 virus by airborne aerosol transmission in well mixed air in buildings (Jones et al., 2021), and makes the same assumptions with respect to viral decay and momentum deposition as the reference case described in this paper.
The model assumes that there is one infected person in the space, and that occupants are sharing the space with the infected person for the duration of the occupation time.

## Scenario 1
Scenario 1
Variable |  | Distribution | mu_min_const | sigma_max | Units | Notes |  | 1 | 2 | 3 | 4 | 5 | 6 | 7 | 8 | 9 | 10 | 11 | 12 | 13 | 14 | 15 | 16 | 17 | 18 | 19 | 20 | 21 | 22 | 23 | 24 | 25 | 26 | 27 | 28 | 29 | 30 | 31 | 32 | 33 | 34 | 35 | 36 | 37 | 38 | 39 | 40 | 41 | 42 | 43 | 44 | 45 | 46 | 47 | 48 | 49 | 50 | 51 | 52 | 53 | 54 | 55 | 56 | 57 | 58 | 59 | 60 | 61 | 62 | 63 | 64 | 65 | 66 | 67 | 68 | 69 | 70 | 71 | 72 | 73 | 74 | 75 | 76 | 77 | 78 | 79 | 80 | 81 | 82 | 83 | 84 | 85 | 86 | 87 | 88 | 89 | 90 | 91 | 92 | 93 | 94 | 95 | 96 | 97 | 98 | 99 | 100 | 101 | 102 | 103 | 104 | 105 | 106 | 107 | 108 | 109 | 110 | 111 | 112 | 113 | 114 | 115 | 116 | 117 | 118 | 119 | 120 | 121 | 122 | 123 | 124 | 125 | 126 | 127 | 128 | 129 | 130 | 131 | 132 | 133 | 134 | 135 | 136 | 137 | 138 | 139 | 140 | 141 | 142 | 143 | 144 | 145 | 146 | 147 | 148 | 149 | 150 | 151 | 152 | 153 | 154 | 155 | 156 | 157 | 158 | 159 | 160 | 161 | 162 | 163 | 164 | 165 | 166 | 167 | 168 | 169 | 170 | 171 | 172 | 173 | 174 | 175 | 176 | 177 | 178 | 179 | 180 | 181 | 182 | 183 | 184 | 185 | 186 | 187 | 188 | 189 | 190 | 191 | 192 | 193 | 194 | 195 | 196 | 197 | 198 | 199 | 200 | 201 | 202 | 203 | 204 | 205 | 206 | 207 | 208 | 209 | 210 | 211 | 212 | 213 | 214 | 215 | 216 | 217 | 218 | 219 | 220 | 221 | 222 | 223 | 224 | 225 | 226 | 227 | 228 | 229 | 230 | 231 | 232 | 233 | 234 | 235 | 236 | 237 | 238 | 239 | 240 | 241 | 242 | 243 | 244 | 245 | 246 | 247 | 248 | 249 | 250 | 251 | 252 | 253 | 254 | 255 | 256 | 257 | 258 | 259 | 260 | 261 | 262 | 263 | 264 | 265 | 266 | 267 | 268 | 269 | 270 | 271 | 272 | 273 | 274 | 275 | 276 | 277 | 278 | 279 | 280 | 281 | 282 | 283 | 284 | 285 | 286 | 287 | 288 | 289 | 290 | 291 | 292 | 293 | 294 | 295 | 296 | 297 | 298 | 299 | 300 | 301 | 302 | 303 | 304 | 305 | 306 | 307 | 308 | 309 | 310 | 311 | 312 | 313 | 314 | 315 | 316 | 317 | 318 | 319 | 320 | 321 | 322 | 323 | 324 | 325 | 326 | 327 | 328 | 329 | 330 | 331 | 332 | 333 | 334 | 335 | 336 | 337 | 338 | 339 | 340 | 341 | 342 | 343 | 344 | 345 | 346 | 347 | 348 | 349 | 350 | 351 | 352 | 353 | 354 | 355 | 356 | 357 | 358 | 359 | 360 | 361 | 362 | 363 | 364 | 365 | 366 | 367 | 368 | 369 | 370 | 371 | 372 | 373 | 374 | 375 | 376 | 377 | 378 | 379 | 380 | 381 | 382 | 383 | 384 | 385 | 386 | 387 | 388 | 389 | 390 | 391 | 392 | 393 | 394 | 395 | 396 | 397 | 398 | 399 | 400 | 401 | 402 | 403 | 404 | 405 | 406 | 407 | 408 | 409 | 410 | 411 | 412 | 413 | 414 | 415 | 416 | 417 | 418 | 419 | 420 | 421 | 422 | 423 | 424 | 425 | 426 | 427 | 428 | 429 | 430 | 431 | 432 | 433 | 434 | 435 | 436 | 437 | 438 | 439 | 440 | 441 | 442 | 443 | 444 | 445 | 446 | 447 | 448 | 449 | 450 | 451 | 452 | 453 | 454 | 455 | 456 | 457 | 458 | 459 | 460 | 461 | 462 | 463 | 464 | 465 | 466 | 467 | 468 | 469 | 470 | 471 | 472 | 473 | 474 | 475 | 476 | 477 | 478 | 479 | 480 | 481 | 482 | 483 | 484 | 485 | 486 | 487 | 488 | 489 | 490 | 491 | 492 | 493 | 494 | 495 | 496 | 497 | 498 | 499 | 500 | 501 | 502 | 503 | 504 | 505 | 506 | 507 | 508 | 509 | 510 | 511 | 512 | 513 | 514 | 515 | 516 | 517 | 518 | 519 | 520 | 521 | 522 | 523 | 524 | 525 | 526 | 527 | 528 | 529 | 530 | 531 | 532 | 533 | 534 | 535 | 536 | 537 | 538 | 539 | 540 | 541 | 542 | 543 | 544 | 545 | 546 | 547 | 548 | 549 | 550 | 551 | 552 | 553 | 554 | 555 | 556 | 557 | 558 | 559 | 560 | 561 | 562 | 563 | 564 | 565 | 566 | 567 | 568 | 569 | 570 | 571 | 572 | 573 | 574 | 575 | 576 | 577 | 578 | 579 | 580 | 581 | 582 | 583 | 584 | 585 | 586 | 587 | 588 | 589 | 590 | 591 | 592 | 593 | 594 | 595 | 596 | 597 | 598 | 599 | 600 | 601 | 602 | 603 | 604 | 605 | 606 | 607 | 608 | 609 | 610 | 611 | 612 | 613 | 614 | 615 | 616 | 617 | 618 | 619 | 620 | 621 | 622 | 623 | 624 | 625 | 626 | 627 | 628 | 629 | 630 | 631 | 632 | 633 | 634 | 635 | 636 | 637 | 638 | 639 | 640 | 641 | 642 | 643 | 644 | 645 | 646 | 647 | 648 | 649 | 650 | 651 | 652 | 653 | 654 | 655 | 656 | 657 | 658 | 659 | 660 | 661 | 662 | 663 | 664 | 665 | 666 | 667 | 668 | 669 | 670 | 671 | 672 | 673 | 674 | 675 | 676 | 677 | 678 | 679 | 680 | 681 | 682 | 683 | 684 | 685 | 686 | 687 | 688 | 689 | 690 | 691 | 692 | 693 | 694 | 695 | 696 | 697 | 698 | 699 | 700 | 701 | 702 | 703 | 704 | 705 | 706 | 707 | 708 | 709 | 710 | 711 | 712 | 713 | 714 | 715 | 716 | 717 | 718 | 719 | 720 | 721 | 722 | 723 | 724 | 725 | 726 | 727 | 728 | 729 | 730 | 731 | 732 | 733 | 734 | 735 | 736 | 737 | 738 | 739 | 740 | 741 | 742 | 743 | 744 | 745 | 746 | 747 | 748 | 749 | 750 | 751 | 752 | 753 | 754 | 755 | 756 | 757 | 758 | 759 | 760 | 761 | 762 | 763 | 764 | 765 | 766 | 767 | 768 | 769 | 770 | 771 | 772 | 773 | 774 | 775 | 776 | 777 | 778 | 779 | 780 | 781 | 782 | 783 | 784 | 785 | 786 | 787 | 788 | 789 | 790 | 791 | 792 | 793 | 794 | 795 | 796 | 797 | 798 | 799 | 800 | 801 | 802 | 803 | 804 | 805 | 806 | 807 | 808 | 809 | 810 | 811 | 812 | 813 | 814 | 815 | 816 | 817 | 818 | 819 | 820 | 821 | 822 | 823 | 824 | 825 | 826 | 827 | 828 | 829 | 830 | 831 | 832 | 833 | 834 | 835 | 836 | 837 | 838 | 839 | 840 | 841 | 842 | 843 | 844 | 845 | 846 | 847 | 848 | 849 | 850 | 851 | 852 | 853 | 854 | 855 | 856 | 857 | 858 | 859 | 860 | 861 | 862 | 863 | 864 | 865 | 866 | 867 | 868 | 869 | 870 | 871 | 872 | 873 | 874 | 875 | 876 | 877 | 878 | 879 | 880 | 881 | 882 | 883 | 884 | 885 | 886 | 887 | 888 | 889 | 890 | 891 | 892 | 893 | 894 | 895 | 896 | 897 | 898 | 899 | 900 | 901 | 902 | 903 | 904 | 905 | 906 | 907 | 908 | 909 | 910 | 911 | 912 | 913 | 914 | 915 | 916 | 917 | 918 | 919 | 920 | 921 | 922 | 923 | 924 | 925 | 926 | 927 | 928 | 929 | 930 | 931 | 932 | 933 | 934 | 935 | 936 | 937 | 938 | 939 | 940 | 941 | 942 | 943 | 944 | 945 | 946 | 947 | 948 | 949 | 950 | 951 | 952 | 953 | 954 | 955 | 956 | 957 | 958 | 959 | 960 | 961 | 962 | 963 | 964 | 965 | 966 | 967 | 968 | 969 | 970 | 971 | 972 | 973 | 974 | 975 | 976 | 977 | 978 | 979 | 980 | 981 | 982 | 983 | 984 | 985 | 986 | 987 | 988 | 989 | 990 | 991 | 992 | 993 | 994 | 995 | 996 | 997 | 998 | 999 | 1000 | 1001 | 1002 | 1003 | 1004 | 1005 | 1006 | 1007 | 1008 | 1009 | 1010 | 1011 | 1012 | 1013 | 1014 | 1015 | 1016 | 1017 | 1018 | 1019 | 1020 | 1021 | 1022 | 1023 | 1024 | 1025 | 1026 | 1027 | 1028 | 1029 | 1030 | 1031 | 1032 | 1033 | 1034 | 1035 | 1036 | 1037 | 1038 | 1039 | 1040 | 1041 | 1042 | 1043 | 1044 | 1045 | 1046 | 1047 | 1048 | 1049 | 1050 | 1051 | 1052 | 1053 | 1054 | 1055 | 1056 | 1057 | 1058 | 1059 | 1060 | 1061 | 1062 | 1063 | 1064 | 1065 | 1066 | 1067 | 1068 | 1069 | 1070 | 1071 | 1072 | 1073 | 1074 | 1075 | 1076 | 1077 | 1078 | 1079 | 1080 | 1081 | 1082 | 1083 | 1084 | 1085 | 1086 | 1087 | 1088 | 1089 | 1090 | 1091 | 1092 | 1093 | 1094 | 1095 | 1096 | 1097 | 1098 | 1099 | 1100 | 1101 | 1102 | 1103 | 1104 | 1105 | 1106 | 1107 | 1108 | 1109 | 1110 | 1111 | 1112 | 1113 | 1114 | 1115 | 1116 | 1117 | 1118 | 1119 | 1120 | 1121 | 1122 | 1123 | 1124 | 1125 | 1126 | 1127 | 1128 | 1129 | 1130 | 1131 | 1132 | 1133 | 1134 | 1135 | 1136 | 1137 | 1138 | 1139 | 1140 | 1141 | 1142 | 1143 | 1144 | 1145 | 1146 | 1147 | 1148 | 1149 | 1150 | 1151 | 1152 | 1153 | 1154 | 1155 | 1156 | 1157 | 1158 | 1159 | 1160 | 1161 | 1162 | 1163 | 1164 | 1165 | 1166 | 1167 | 1168 | 1169 | 1170 | 1171 | 1172 | 1173 | 1174 | 1175 | 1176 | 1177 | 1178 | 1179 | 1180 | 1181 | 1182 | 1183 | 1184 | 1185 | 1186 | 1187 | 1188 | 1189 | 1190 | 1191 | 1192 | 1193 | 1194 | 1195 | 1196 | 1197 | 1198 | 1199 | 1200 | 1201 | 1202 | 1203 | 1204 | 1205 | 1206 | 1207 | 1208 | 1209 | 1210 | 1211 | 1212 | 1213 | 1214 | 1215 | 1216 | 1217 | 1218 | 1219 | 1220 | 1221 | 1222 | 1223 | 1224 | 1225 | 1226 | 1227 | 1228 | 1229 | 1230 | 1231 | 1232 | 1233 | 1234 | 1235 | 1236 | 1237 | 1238 | 1239 | 1240 | 1241 | 1242 | 1243 | 1244 | 1245 | 1246 | 1247 | 1248 | 1249 | 1250 | 1251 | 1252 | 1253 | 1254 | 1255 | 1256 | 1257 | 1258 | 1259 | 1260 | 1261 | 1262 | 1263 | 1264 | 1265 | 1266 | 1267 | 1268 | 1269 | 1270 | 1271 | 1272 | 1273 | 1274 | 1275 | 1276 | 1277 | 1278 | 1279 | 1280 | 1281 | 1282 | 1283 | 1284 | 1285 | 1286 | 1287 | 1288 | 1289 | 1290 | 1291 | 1292 | 1293 | 1294 | 1295 | 1296 | 1297 | 1298 | 1299 | 1300 | 1301 | 1302 | 1303 | 1304 | 1305 | 1306 | 1307 | 1308 | 1309 | 1310 | 1311 | 1312 | 1313 | 1314 | 1315 | 1316 | 1317 | 1318 | 1319 | 1320 | 1321 | 1322 | 1323 | 1324 | 1325 | 1326 | 1327 | 1328 | 1329 | 1330 | 1331 | 1332 | 1333 | 1334 | 1335 | 1336 | 1337 | 1338 | 1339 | 1340 | 1341 | 1342 | 1343 | 1344 | 1345 | 1346 | 1347 | 1348 | 1349 | 1350 | 1351 | 1352 | 1353 | 1354 | 1355 | 1356 | 1357 | 1358 | 1359 | 1360 | 1361 | 1362 | 1363 | 1364 | 1365 | 1366 | 1367 | 1368 | 1369 | 1370 | 1371 | 1372 | 1373 | 1374 | 1375 | 1376 | 1377 | 1378 | 1379 | 1380 | 1381 | 1382 | 1383 | 1384 | 1385 | 1386 | 1387 | 1388 | 1389 | 1390 | 1391 | 1392 | 1393 | 1394 | 1395 | 1396 | 1397 | 1398 | 1399 | 1400 | 1401 | 1402 | 1403 | 1404 | 1405 | 1406 | 1407 | 1408 | 1409 | 1410 | 1411 | 1412 | 1413 | 1414 | 1415 | 1416 | 1417 | 1418 | 1419 | 1420 | 1421 | 1422 | 1423 | 1424 | 1425 | 1426 | 1427 | 1428 | 1429 | 1430 | 1431 | 1432 | 1433 | 1434 | 1435 | 1436 | 1437 | 1438 | 1439 | 1440 | 1441 | 1442 | 1443 | 1444 | 1445 | 1446 | 1447 | 1448 | 1449 | 1450 | 1451 | 1452 | 1453 | 1454 | 1455 | 1456 | 1457 | 1458 | 1459 | 1460 | 1461 | 1462 | 1463 | 1464 | 1465 | 1466 | 1467 | 1468 | 1469 | 1470 | 1471 | 1472 | 1473 | 1474 | 1475 | 1476 | 1477 | 1478 | 1479 | 1480 | 1481 | 1482 | 1483 | 1484 | 1485 | 1486 | 1487 | 1488 | 1489 | 1490 | 1491 | 1492 | 1493 | 1494 | 1495 | 1496 | 1497 | 1498 | 1499 | 1500 | 1501 | 1502 | 1503 | 1504 | 1505 | 1506 | 1507 | 1508 | 1509 | 1510 | 1511 | 1512 | 1513 | 1514 | 1515 | 1516 | 1517 | 1518 | 1519 | 1520 | 1521 | 1522 | 1523 | 1524 | 1525 | 1526 | 1527 | 1528 | 1529 | 1530 | 1531 | 1532 | 1533 | 1534 | 1535 | 1536 | 1537 | 1538 | 1539 | 1540 | 1541 | 1542 | 1543 | 1544 | 1545 | 1546 | 1547 | 1548 | 1549 | 1550 | 1551 | 1552 | 1553 | 1554 | 1555 | 1556 | 1557 | 1558 | 1559 | 1560 | 1561 | 1562 | 1563 | 1564 | 1565 | 1566 | 1567 | 1568 | 1569 | 1570 | 1571 | 1572 | 1573 | 1574 | 1575 | 1576 | 1577 | 1578 | 1579 | 1580 | 1581 | 1582 | 1583 | 1584 | 1585 | 1586 | 1587 | 1588 | 1589 | 1590 | 1591 | 1592 | 1593 | 1594 | 1595 | 1596 | 1597 | 1598 | 1599 | 1600 | 1601 | 1602 | 1603 | 1604 | 1605 | 1606 | 1607 | 1608 | 1609 | 1610 | 1611 | 1612 | 1613 | 1614 | 1615 | 1616 | 1617 | 1618 | 1619 | 1620 | 1621 | 1622 | 1623 | 1624 | 1625 | 1626 | 1627 | 1628 | 1629 | 1630 | 1631 | 1632 | 1633 | 1634 | 1635 | 1636 | 1637 | 1638 | 1639 | 1640 | 1641 | 1642 | 1643 | 1644 | 1645 | 1646 | 1647 | 1648 | 1649 | 1650 | 1651 | 1652 | 1653 | 1654 | 1655 | 1656 | 1657 | 1658 | 1659 | 1660 | 1661 | 1662 | 1663 | 1664 | 1665 | 1666 | 1667 | 1668 | 1669 | 1670 | 1671 | 1672 | 1673 | 1674 | 1675 | 1676 | 1677 | 1678 | 1679 | 1680 | 1681 | 1682 | 1683 | 1684 | 1685 | 1686 | 1687 | 1688 | 1689 | 1690 | 1691 | 1692 | 1693 | 1694 | 1695 | 1696 | 1697 | 1698 | 1699 | 1700 | 1701 | 1702 | 1703 | 1704 | 1705 | 1706 | 1707 | 1708 | 1709 | 1710 | 1711 | 1712 | 1713 | 1714 | 1715 | 1716 | 1717 | 1718 | 1719 | 1720 | 1721 | 1722 | 1723 | 1724 | 1725 | 1726 | 1727 | 1728 | 1729 | 1730 | 1731 | 1732 | 1733 | 1734 | 1735 | 1736 | 1737 | 1738 | 1739 | 1740 | 1741 | 1742 | 1743 | 1744 | 1745 | 1746 | 1747 | 1748 | 1749 | 1750 | 1751 | 1752 | 1753 | 1754 | 1755 | 1756 | 1757 | 1758 | 1759 | 1760 | 1761 | 1762 | 1763 | 1764 | 1765 | 1766 | 1767 | 1768 | 1769 | 1770 | 1771 | 1772 | 1773 | 1774 | 1775 | 1776 | 1777 | 1778 | 1779 | 1780 | 1781 | 1782 | 1783 | 1784 | 1785 | 1786 | 1787 | 1788 | 1789 | 1790 | 1791 | 1792 | 1793 | 1794 | 1795 | 1796 | 1797 | 1798 | 1799 | 1800 | 1801 | 1802 | 1803 | 1804 | 1805 | 1806 | 1807 | 1808 | 1809 | 1810 | 1811 | 1812 | 1813 | 1814 | 1815 | 1816 | 1817 | 1818 | 1819 | 1820 | 1821 | 1822 | 1823 | 1824 | 1825 | 1826 | 1827 | 1828 | 1829 | 1830 | 1831 | 1832 | 1833 | 1834 | 1835 | 1836 | 1837 | 1838 | 1839 | 1840 | 1841 | 1842 | 1843 | 1844 | 1845 | 1846 | 1847 | 1848 | 1849 | 1850 | 1851 | 1852 | 1853 | 1854 | 1855 | 1856 | 1857 | 1858 | 1859 | 1860 | 1861 | 1862 | 1863 | 1864 | 1865 | 1866 | 1867 | 1868 | 1869 | 1870 | 1871 | 1872 | 1873 | 1874 | 1875 | 1876 | 1877 | 1878 | 1879 | 1880 | 1881 | 1882 | 1883 | 1884 | 1885 | 1886 | 1887 | 1888 | 1889 | 1890 | 1891 | 1892 | 1893 | 1894 | 1895 | 1896 | 1897 | 1898 | 1899 | 1900 | 1901 | 1902 | 1903 | 1904 | 1905 | 1906 | 1907 | 1908 | 1909 | 1910 | 1911 | 1912 | 1913 | 1914 | 1915 | 1916 | 1917 | 1918 | 1919 | 1920 | 1921 | 1922 | 1923 | 1924 | 1925 | 1926 | 1927 | 1928 | 1929 | 1930 | 1931 | 1932 | 1933 | 1934 | 1935 | 1936 | 1937 | 1938 | 1939 | 1940 | 1941 | 1942 | 1943 | 1944 | 1945 | 1946 | 1947 | 1948 | 1949 | 1950 | 1951 | 1952 | 1953 | 1954 | 1955 | 1956 | 1957 | 1958 | 1959 | 1960 | 1961 | 1962 | 1963 | 1964 | 1965 | 1966 | 1967 | 1968 | 1969 | 1970 | 1971 | 1972 | 1973 | 1974 | 1975 | 1976 | 1977 | 1978 | 1979 | 1980 | 1981 | 1982 | 1983 | 1984 | 1985 | 1986 | 1987 | 1988 | 1989 | 1990 | 1991 | 1992 | 1993 | 1994 | 1995 | 1996 | 1997 | 1998 | 1999 | 2000 | 2001 | 2002 | 2003 | 2004 | 2005 | 2006 | 2007 | 2008 | 2009 | 2010 | 2011 | 2012 | 2013 | 2014 | 2015 | 2016 | 2017 | 2018 | 2019 | 2020 | 2021 | 2022 | 2023 | 2024 | 2025 | 2026 | 2027 | 2028 | 2029 | 2030 | 2031 | 2032 | 2033 | 2034 | 2035 | 2036 | 2037 | 2038 | 2039 | 2040 | 2041 | 2042 | 2043 | 2044 | 2045 | 2046 | 2047 | 2048 | 2049 | 2050 | 2051 | 2052 | 2053 | 2054 | 2055 | 2056 | 2057 | 2058 | 2059 | 2060 | 2061 | 2062 | 2063 | 2064 | 2065 | 2066 | 2067 | 2068 | 2069 | 2070 | 2071 | 2072 | 2073 | 2074 | 2075 | 2076 | 2077 | 2078 | 2079 | 2080 | 2081 | 2082 | 2083 | 2084 | 2085 | 2086 | 2087 | 2088 | 2089 | 2090 | 2091 | 2092 | 2093 | 2094 | 2095 | 2096 | 2097 | 2098 | 2099 | 2100 | 2101 | 2102 | 2103 | 2104 | 2105 | 2106 | 2107 | 2108 | 2109 | 2110 | 2111 | 2112 | 2113 | 2114 | 2115 | 2116 | 2117 | 2118 | 2119 | 2120 | 2121 | 2122 | 2123 | 2124 | 2125 | 2126 | 2127 | 2128 | 2129 | 2130 | 2131 | 2132 | 2133 | 2134 | 2135 | 2136 | 2137 | 2138 | 2139 | 2140 | 2141 | 2142 | 2143 | 2144 | 2145 | 2146 | 2147 | 2148 | 2149 | 2150 | 2151 | 2152 | 2153 | 2154 | 2155 | 2156 | 2157 | 2158 | 2159 | 2160 | 2161 | 2162 | 2163 | 2164 | 2165 | 2166 | 2167 | 2168 | 2169 | 2170 | 2171 | 2172 | 2173 | 2174 | 2175 | 2176 | 2177 | 2178 | 2179 | 2180 | 2181 | 2182 | 2183 | 2184 | 2185 | 2186 | 2187 | 2188 | 2189 | 2190 | 2191 | 2192 | 2193 | 2194 | 2195 | 2196 | 2197 | 2198 | 2199 | 2200 | 2201 | 2202 | 2203 | 2204 | 2205 | 2206 | 2207 | 2208 | 2209 | 2210 | 2211 | 2212 | 2213 | 2214 | 2215 | 2216 | 2217 | 2218 | 2219 | 2220 | 2221 | 2222 | 2223 | 2224 | 2225 | 2226 | 2227 | 2228 | 2229 | 2230 | 2231 | 2232 | 2233 | 2234 | 2235 | 2236 | 2237 | 2238 | 2239 | 2240 | 2241 | 2242 | 2243 | 2244 | 2245 | 2246 | 2247 | 2248 | 2249 | 2250 | 2251 | 2252 | 2253 | 2254 | 2255 | 2256 | 2257 | 2258 | 2259 | 2260 | 2261 | 2262 | 2263 | 2264 | 2265 | 2266 | 2267 | 2268 | 2269 | 2270 | 2271 | 2272 | 2273 | 2274 | 2275 | 2276 | 2277 | 2278 | 2279 | 2280 | 2281 | 2282 | 2283 | 2284 | 2285 | 2286 | 2287 | 2288 | 2289 | 2290 | 2291 | 2292 | 2293 | 2294 | 2295 | 2296 | 2297 | 2298 | 2299 | 2300 | 2301 | 2302 | 2303 | 2304 | 2305 | 2306 | 2307 | 2308 | 2309 | 2310 | 2311 | 2312 | 2313 | 2314 | 2315 | 2316 | 2317 | 2318 | 2319 | 2320 | 2321 | 2322 | 2323 | 2324 | 2325 | 2326 | 2327 | 2328 | 2329 | 2330 | 2331 | 2332 | 2333 | 2334 | 2335 | 2336 | 2337 | 2338 | 2339 | 2340 | 2341 | 2342 | 2343 | 2344 | 2345 | 2346 | 2347 | 2348 | 2349 | 2350 | 2351 | 2352 | 2353 | 2354 | 2355 | 2356 | 2357 | 2358 | 2359 | 2360 | 2361 | 2362 | 2363 | 2364 | 2365 | 2366 | 2367 | 2368 | 2369 | 2370 | 2371 | 2372 | 2373 | 2374 | 2375 | 2376 | 2377 | 2378 | 2379 | 2380 | 2381 | 2382 | 2383 | 2384 | 2385 | 2386 | 2387 | 2388 | 2389 | 2390 | 2391 | 2392 | 2393 | 2394 | 2395 | 2396 | 2397 | 2398 | 2399 | 2400 | 2401 | 2402 | 2403 | 2404 | 2405 | 2406 | 2407 | 2408 | 2409 | 2410 | 2411 | 2412 | 2413 | 2414 | 2415 | 2416 | 2417 | 2418 | 2419 | 2420 | 2421 | 2422 | 2423 | 2424 | 2425 | 2426 | 2427 | 2428 | 2429 | 2430 | 2431 | 2432 | 2433 | 2434 | 2435 | 2436 | 2437 | 2438 | 2439 | 2440 | 2441 | 2442 | 2443 | 2444 | 2445 | 2446 | 2447 | 2448 | 2449 | 2450 | 2451 | 2452 | 2453 | 2454 | 2455 | 2456 | 2457 | 2458 | 2459 | 2460 | 2461 | 2462 | 2463 | 2464 | 2465 | 2466 | 2467 | 2468 | 2469 | 2470 | 2471 | 2472 | 2473 | 2474 | 2475 | 2476 | 2477 | 2478 | 2479 | 2480 | 2481 | 2482 | 2483 | 2484 | 2485 | 2486 | 2487 | 2488 | 2489 | 2490 | 2491 | 2492 | 2493 | 2494 | 2495 | 2496 | 2497 | 2498 | 2499 | 2500 | 2501 | 2502 | 2503 | 2504 | 2505 | 2506 | 2507 | 2508 | 2509 | 2510 | 2511 | 2512 | 2513 | 2514 | 2515 | 2516 | 2517 | 2518 | 2519 | 2520 | 2521 | 2522 | 2523 | 2524 | 2525 | 2526 | 2527 | 2528 | 2529 | 2530 | 2531 | 2532 | 2533 | 2534 | 2535 | 2536 | 2537 | 2538 | 2539 | 2540 | 2541 | 2542 | 2543 | 2544 | 2545 | 2546 | 2547 | 2548 | 2549 | 2550 | 2551 | 2552 | 2553 | 2554 | 2555 | 2556 | 2557 | 2558 | 2559 | 2560 | 2561 | 2562 | 2563 | 2564 | 2565 | 2566 | 2567 | 2568 | 2569 | 2570 | 2571 | 2572 | 2573 | 2574 | 2575 | 2576 | 2577 | 2578 | 2579 | 2580 | 2581 | 2582 | 2583 | 2584 | 2585 | 2586 | 2587 | 2588 | 2589 | 2590 | 2591 | 2592 | 2593 | 2594 | 2595 | 2596 | 2597 | 2598 | 2599 | 2600 | 2601 | 2602 | 2603 | 2604 | 2605 | 2606 | 2607 | 2608 | 2609 | 2610 | 2611 | 2612 | 2613 | 2614 | 2615 | 2616 | 2617 | 2618 | 2619 | 2620 | 2621 | 2622 | 2623 | 2624 | 2625 | 2626 | 2627 | 2628 | 2629 | 2630 | 2631 | 2632 | 2633 | 2634 | 2635 | 2636 | 2637 | 2638 | 2639 | 2640 | 2641 | 2642 | 2643 | 2644 | 2645 | 2646 | 2647 | 2648 | 2649 | 2650 | 2651 | 2652 | 2653 | 2654 | 2655 | 2656 | 2657 | 2658 | 2659 | 2660 | 2661 | 2662 | 2663 | 2664 | 2665 | 2666 | 2667 | 2668 | 2669 | 2670 | 2671 | 2672 | 2673 | 2674 | 2675 | 2676 | 2677 | 2678 | 2679 | 2680 | 2681 | 2682 | 2683 | 2684 | 2685 | 2686 | 2687 | 2688 | 2689 | 2690 | 2691 | 2692 | 2693 | 2694 | 2695 | 2696 | 2697 | 2698 | 2699 | 2700 | 2701 | 2702 | 2703 | 2704 | 2705 | 2706 | 2707 | 2708 | 2709 | 2710 | 2711 | 2712 | 2713 | 2714 | 2715 | 2716 | 2717 | 2718 | 2719 | 2720 | 2721 | 2722 | 2723 | 2724 | 2725 | 2726 | 2727 | 2728 | 2729 | 2730 | 2731 | 2732 | 2733 | 2734 | 2735 | 2736 | 2737 | 2738 | 2739 | 2740 | 2741 | 2742 | 2743 | 2744 | 2745 | 2746 | 2747 | 2748 | 2749 | 2750 | 2751 | 2752 | 2753 | 2754 | 2755 | 2756 | 2757 | 2758 | 2759 | 2760 | 2761 | 2762 | 2763 | 2764 | 2765 | 2766 | 2767 | 2768 | 2769 | 2770 | 2771 | 2772 | 2773 | 2774 | 2775 | 2776 | 2777 | 2778 | 2779 | 2780 | 2781 | 2782 | 2783 | 2784 | 2785 | 2786 | 2787 | 2788 | 2789 | 2790 | 2791 | 2792 | 2793 | 2794 | 2795 | 2796 | 2797 | 2798 | 2799 | 2800 | 2801 | 2802 | 2803 | 2804 | 2805 | 2806 | 2807 | 2808 | 2809 | 2810 | 2811 | 2812 | 2813 | 2814 | 2815 | 2816 | 2817 | 2818 | 2819 | 2820 | 2821 | 2822 | 2823 | 2824 | 2825 | 2826 | 2827 | 2828 | 2829 | 2830 | 2831 | 2832 | 2833 | 2834 | 2835 | 2836 | 2837 | 2838 | 2839 | 2840 | 2841 | 2842 | 2843 | 2844 | 2845 | 2846 | 2847 | 2848 | 2849 | 2850 | 2851 | 2852 | 2853 | 2854 | 2855 | 2856 | 2857 | 2858 | 2859 | 2860 | 2861 | 2862 | 2863 | 2864 | 2865 | 2866 | 2867 | 2868 | 2869 | 2870 | 2871 | 2872 | 2873 | 2874 | 2875 | 2876 | 2877 | 2878 | 2879 | 2880 | 2881 | 2882 | 2883 | 2884 | 2885 | 2886 | 2887 | 2888 | 2889 | 2890 | 2891 | 2892 | 2893 | 2894 | 2895 | 2896 | 2897 | 2898 | 2899 | 2900 | 2901 | 2902 | 2903 | 2904 | 2905 | 2906 | 2907 | 2908 | 2909 | 2910 | 2911 | 2912 | 2913 | 2914 | 2915 | 2916 | 2917 | 2918 | 2919 | 2920 | 2921 | 2922 | 2923 | 2924 | 2925 | 2926 | 2927 | 2928 | 2929 | 2930 | 2931 | 2932 | 2933 | 2934 | 2935 | 2936 | 2937 | 2938 | 2939 | 2940 | 2941 | 2942 | 2943 | 2944 | 2945 | 2946 | 2947 | 2948 | 2949 | 2950 | 2951 | 2952 | 2953 | 2954 | 2955 | 2956 | 2957 | 2958 | 2959 | 2960 | 2961 | 2962 | 2963 | 2964 | 2965 | 2966 | 2967 | 2968 | 2969 | 2970 | 2971 | 2972 | 2973 | 2974 | 2975 | 2976 | 2977 | 2978 | 2979 | 2980 | 2981 | 2982 | 2983 | 2984 | 2985 | 2986 | 2987 | 2988 | 2989 | 2990 | 2991 | 2992 | 2993 | 2994 | 2995 | 2996 | 2997 | 2998 | 2999 | 3000 | 3001 | 3002 | 3003 | 3004 | 3005 | 3006 | 3007 | 3008 | 3009 | 3010 | 3011 | 3012 | 3013 | 3014 | 3015 | 3016 | 3017 | 3018 | 3019 | 3020 | 3021 | 3022 | 3023 | 3024 | 3025 | 3026 | 3027 | 3028 | 3029 | 3030 | 3031 | 3032 | 3033 | 3034 | 3035 | 3036 | 3037 | 3038 | 3039 | 3040 | 3041 | 3042 | 3043 | 3044 | 3045 | 3046 | 3047 | 3048 | 3049 | 3050 | 3051 | 3052 | 3053 | 3054 | 3055 | 3056 | 3057 | 3058 | 3059 | 3060 | 3061 | 3062 | 3063 | 3064 | 3065 | 3066 | 3067 | 3068 | 3069 | 3070 | 3071 | 3072 | 3073 | 3074 | 3075 | 3076 | 3077 | 3078 | 3079 | 3080 | 3081 | 3082 | 3083 | 3084 | 3085 | 3086 | 3087 | 3088 | 3089 | 3090 | 3091 | 3092 | 3093 | 3094 | 3095 | 3096 | 3097 | 3098 | 3099 | 3100 | 3101 | 3102 | 3103 | 3104 | 3105 | 3106 | 3107 | 3108 | 3109 | 3110 | 3111 | 3112 | 3113 | 3114 | 3115 | 3116 | 3117 | 3118 | 3119 | 3120 | 3121 | 3122 | 3123 | 3124 | 3125 | 3126 | 3127 | 3128 | 3129 | 3130 | 3131 | 3132 | 3133 | 3134 | 3135 | 3136 | 3137 | 3138 | 3139 | 3140 | 3141 | 3142 | 3143 | 3144 | 3145 | 3146 | 3147 | 3148 | 3149 | 3150 | 3151 | 3152 | 3153 | 3154 | 3155 | 3156 | 3157 | 3158 | 3159 | 3160 | 3161 | 3162 | 3163 | 3164 | 3165 | 3166 | 3167 | 3168 | 3169 | 3170 | 3171 | 3172 | 3173 | 3174 | 3175 | 3176 | 3177 | 3178 | 3179 | 3180 | 3181 | 3182 | 3183 | 3184 | 3185 | 3186 | 3187 | 3188 | 3189 | 3190 | 3191 | 3192 | 3193 | 3194 | 3195 | 3196 | 3197 | 3198 | 3199 | 3200 | 3201 | 3202 | 3203 | 3204 | 3205 | 3206 | 3207 | 3208 | 3209 | 3210 | 3211 | 3212 | 3213 | 3214 | 3215 | 3216 | 3217 | 3218 | 3219 | 3220 | 3221 | 3222 | 3223 | 3224 | 3225 | 3226 | 3227 | 3228 | 3229 | 3230 | 3231 | 3232 | 3233 | 3234 | 3235 | 3236 | 3237 | 3238 | 3239 | 3240 | 3241 | 3242 | 3243 | 3244 | 3245 | 3246 | 3247 | 3248 | 3249 | 3250 | 3251 | 3252 | 3253 | 3254 | 3255 | 3256 | 3257 | 3258 | 3259 | 3260 | 3261 | 3262 | 3263 | 3264 | 3265 | 3266 | 3267 | 3268 | 3269 | 3270 | 3271 | 3272 | 3273 | 3274 | 3275 | 3276 | 3277 | 3278 | 3279 | 3280 | 3281 | 3282 | 3283 | 3284 | 3285 | 3286 | 3287 | 3288 | 3289 | 3290 | 3291 | 3292 | 3293 | 3294 | 3295 | 3296 | 3297 | 3298 | 3299 | 3300 | 3301 | 3302 | 3303 | 3304 | 3305 | 3306 | 3307 | 3308 | 3309 | 3310 | 3311 | 3312 | 3313 | 3314 | 3315 | 3316 | 3317 | 3318 | 3319 | 3320 | 3321 | 3322 | 3323 | 3324 | 3325 | 3326 | 3327 | 3328 | 3329 | 3330 | 3331 | 3332 | 3333 | 3334 | 3335 | 3336 | 3337 | 3338 | 3339 | 3340 | 3341 | 3342 | 3343 | 3344 | 3345 | 3346 | 3347 | 3348 | 3349 | 3350 | 3351 | 3352 | 3353 | 3354 | 3355 | 3356 | 3357 | 3358 | 3359 | 3360 | 3361 | 3362 | 3363 | 3364 | 3365 | 3366 | 3367 | 3368 | 3369 | 3370 | 3371 | 3372 | 3373 | 3374 | 3375 | 3376 | 3377 | 3378 | 3379 | 3380 | 3381 | 3382 | 3383 | 3384 | 3385 | 3386 | 3387 | 3388 | 3389 | 3390 | 3391 | 3392 | 3393 | 3394 | 3395 | 3396 | 3397 | 3398 | 3399 | 3400 | 3401 | 3402 | 3403 | 3404 | 3405 | 3406 | 3407 | 3408 | 3409 | 3410 | 3411 | 3412 | 3413 | 3414 | 3415 | 3416 | 3417 | 3418 | 3419 | 3420 | 3421 | 3422 | 3423 | 3424 | 3425 | 3426 | 3427 | 3428 | 3429 | 3430 | 3431 | 3432 | 3433 | 3434 | 3435 | 3436 | 3437 | 3438 | 3439 | 3440 | 3441 | 3442 | 3443 | 3444 | 3445 | 3446 | 3447 | 3448 | 3449 | 3450 | 3451 | 3452 | 3453 | 3454 | 3455 | 3456 | 3457 | 3458 | 3459 | 3460 | 3461 | 3462 | 3463 | 3464 | 3465 | 3466 | 3467 | 3468 | 3469 | 3470 | 3471 | 3472 | 3473 | 3474 | 3475 | 3476 | 3477 | 3478 | 3479 | 3480 | 3481 | 3482 | 3483 | 3484 | 3485 | 3486 | 3487 | 3488 | 3489 | 3490 | 3491 | 3492 | 3493 | 3494 | 3495 | 3496 | 3497 | 3498 | 3499 | 3500 | 3501 | 3502 | 3503 | 3504 | 3505 | 3506 | 3507 | 3508 | 3509 | 3510 | 3511 | 3512 | 3513 | 3514 | 3515 | 3516 | 3517 | 3518 | 3519 | 3520 | 3521 | 3522 | 3523 | 3524 | 3525 | 3526 | 3527 | 3528 | 3529 | 3530 | 3531 | 3532 | 3533 | 3534 | 3535 | 3536 | 3537 | 3538 | 3539 | 3540 | 3541 | 3542 | 3543 | 3544 | 3545 | 3546 | 3547 | 3548 | 3549 | 3550 | 3551 | 3552 | 3553 | 3554 | 3555 | 3556 | 3557 | 3558 | 3559 | 3560 | 3561 | 3562 | 3563 | 3564 | 3565 | 3566 | 3567 | 3568 | 3569 | 3570 | 3571 | 3572 | 3573 | 3574 | 3575 | 3576 | 3577 | 3578 | 3579 | 3580 | 3581 | 3582 | 3583 | 3584 | 3585 | 3586 | 3587 | 3588 | 3589 | 3590 | 3591 | 3592 | 3593 | 3594 | 3595 | 3596 | 3597 | 3598 | 3599 | 3600 | 3601 | 3602 | 3603 | 3604 | 3605 | 3606 | 3607 | 3608 | 3609 | 3610 | 3611 | 3612 | 3613 | 3614 | 3615 | 3616 | 3617 | 3618 | 3619 | 3620 | 3621 | 3622 | 3623 | 3624 | 3625 | 3626 | 3627 | 3628 | 3629 | 3630 | 3631 | 3632 | 3633 | 3634 | 3635 | 3636 | 3637 | 3638 | 3639 | 3640 | 3641 | 3642 | 3643 | 3644 | 3645 | 3646 | 3647 | 3648 | 3649 | 3650 | 3651 | 3652 | 3653 | 3654 | 3655 | 3656 | 3657 | 3658 | 3659 | 3660 | 3661 | 3662 | 3663 | 3664 | 3665 | 3666 | 3667 | 3668 | 3669 | 3670 | 3671 | 3672 | 3673 | 3674 | 3675 | 3676 | 3677 | 3678 | 3679 | 3680 | 3681 | 3682 | 3683 | 3684 | 3685 | 3686 | 3687 | 3688 | 3689 | 3690 | 3691 | 3692 | 3693 | 3694 | 3695 | 3696 | 3697 | 3698 | 3699 | 3700 | 3701 | 3702 | 3703 | 3704 | 3705 | 3706 | 3707 | 3708 | 3709 | 3710 | 3711 | 3712 | 3713 | 3714 | 3715 | 3716 | 3717 | 3718 | 3719 | 3720 | 3721 | 3722 | 3723 | 3724 | 3725 | 3726 | 3727 | 3728 | 3729 | 3730 | 3731 | 3732 | 3733 | 3734 | 3735 | 3736 | 3737 | 3738 | 3739 | 3740 | 3741 | 3742 | 3743 | 3744 | 3745 | 3746 | 3747 | 3748 | 3749 | 3750 | 3751 | 3752 | 3753 | 3754 | 3755 | 3756 | 3757 | 3758 | 3759 | 3760 | 3761 | 3762 | 3763 | 3764 | 3765 | 3766 | 3767 | 3768 | 3769 | 3770 | 3771 | 3772 | 3773 | 3774 | 3775 | 3776 | 3777 | 3778 | 3779 | 3780 | 3781 | 3782 | 3783 | 3784 | 3785 | 3786 | 3787 | 3788 | 3789 | 3790 | 3791 | 3792 | 3793 | 3794 | 3795 | 3796 | 3797 | 3798 | 3799 | 3800 | 3801 | 3802 | 3803 | 3804 | 3805 | 3806 | 3807 | 3808 | 3809 | 3810 | 3811 | 3812 | 3813 | 3814 | 3815 | 3816 | 3817 | 3818 | 3819 | 3820 | 3821 | 3822 | 3823 | 3824 | 3825 | 3826 | 3827 | 3828 | 3829 | 3830 | 3831 | 3832 | 3833 | 3834 | 3835 | 3836 | 3837 | 3838 | 3839 | 3840 | 3841 | 3842 | 3843 | 3844 | 3845 | 3846 | 3847 | 3848 | 3849 | 3850 | 3851 | 3852 | 3853 | 3854 | 3855 | 3856 | 3857 | 3858 | 3859 | 3860 | 3861 | 3862 | 3863 | 3864 | 3865 | 3866 | 3867 | 3868 | 3869 | 3870 | 3871 | 3872 | 3873 | 3874 | 3875 | 3876 | 3877 | 3878 | 3879 | 3880 | 3881 | 3882 | 3883 | 3884 | 3885 | 3886 | 3887 | 3888 | 3889 | 3890 | 3891 | 3892 | 3893 | 3894 | 3895 | 3896 | 3897 | 3898 | 3899 | 3900 | 3901 | 3902 | 3903 | 3904 | 3905 | 3906 | 3907 | 3908 | 3909 | 3910 | 3911 | 3912 | 3913 | 3914 | 3915 | 3916 | 3917 | 3918 | 3919 | 3920 | 3921 | 3922 | 3923 | 3924 | 3925 | 3926 | 3927 | 3928 | 3929 | 3930 | 3931 | 3932 | 3933 | 3934 | 3935 | 3936 | 3937 | 3938 | 3939 | 3940 | 3941 | 3942 | 3943 | 3944 | 3945 | 3946 | 3947 | 3948 | 3949 | 3950 | 3951 | 3952 | 3953 | 3954 | 3955 | 3956 | 3957 | 3958 | 3959 | 3960 | 3961 | 3962 | 3963 | 3964 | 3965 | 3966 | 3967 | 3968 | 3969 | 3970 | 3971 | 3972 | 3973 | 3974 | 3975 | 3976 | 3977 | 3978 | 3979 | 3980 | 3981 | 3982 | 3983 | 3984 | 3985 | 3986 | 3987 | 3988 | 3989 | 3990 | 3991 | 3992 | 3993 | 3994 | 3995 | 3996 | 3997 | 3998 | 3999 | 4000 | 4001 | 4002 | 4003 | 4004 | 4005 | 4006 | 4007 | 4008 | 4009 | 4010 | 4011 | 4012 | 4013 | 4014 | 4015 | 4016 | 4017 | 4018 | 4019 | 4020 | 4021 | 4022 | 4023 | 4024 | 4025 | 4026 | 4027 | 4028 | 4029 | 4030 | 4031 | 4032 | 4033 | 4034 | 4035 | 4036 | 4037 | 4038 | 4039 | 4040 | 4041 | 4042 | 4043 | 4044 | 4045 | 4046 | 4047 | 4048 | 4049 | 4050 | 4051 | 4052 | 4053 | 4054 | 4055 | 4056 | 4057 | 4058 | 4059 | 4060 | 4061 | 4062 | 4063 | 4064 | 4065 | 4066 | 4067 | 4068 | 4069 | 4070 | 4071 | 4072 | 4073 | 4074 | 4075 | 4076 | 4077 | 4078 | 4079 | 4080 | 4081 | 4082 | 4083 | 4084 | 4085 | 4086 | 4087 | 4088 | 4089 | 4090 | 4091 | 4092 | 4093 | 4094 | 4095 | 4096 | 4097 | 4098 | 4099 | 4100 | 4101 | 4102 | 4103 | 4104 | 4105 | 4106 | 4107 | 4108 | 4109 | 4110 | 4111 | 4112 | 4113 | 4114 | 4115 | 4116 | 4117 | 4118 | 4119 | 4120 | 4121 | 4122 | 4123 | 4124 | 4125 | 4126 | 4127 | 4128 | 4129 | 4130 | 4131 | 4132 | 4133 | 4134 | 4135 | 4136 | 4137 | 4138 | 4139 | 4140 | 4141 | 4142 | 4143 | 4144 | 4145 | 4146 | 4147 | 4148 | 4149 | 4150 | 4151 | 4152 | 4153 | 4154 | 4155 | 4156 | 4157 | 4158 | 4159 | 4160 | 4161 | 4162 | 4163 | 4164 | 4165 | 4166 | 4167 | 4168 | 4169 | 4170 | 4171 | 4172 | 4173 | 4174 | 4175 | 4176 | 4177 | 4178 | 4179 | 4180 | 4181 | 4182 | 4183 | 4184 | 4185 | 4186 | 4187 | 4188 | 4189 | 4190 | 4191 | 4192 | 4193 | 4194 | 4195 | 4196 | 4197 | 4198 | 4199 | 4200 | 4201 | 4202 | 4203 | 4204 | 4205 | 4206 | 4207 | 4208 | 4209 | 4210 | 4211 | 4212 | 4213 | 4214 | 4215 | 4216 | 4217 | 4218 | 4219 | 4220 | 4221 | 4222 | 4223 | 4224 | 4225 | 4226 | 4227 | 4228 | 4229 | 4230 | 4231 | 4232 | 4233 | 4234 | 4235 | 4236 | 4237 | 4238 | 4239 | 4240 | 4241 | 4242 | 4243 | 4244 | 4245 | 4246 | 4247 | 4248 | 4249 | 4250 | 4251 | 4252 | 4253 | 4254 | 4255 | 4256 | 4257 | 4258 | 4259 | 4260 | 4261 | 4262 | 4263 | 4264 | 4265 | 4266 | 4267 | 4268 | 4269 | 4270 | 4271 | 4272 | 4273 | 4274 | 4275 | 4276 | 4277 | 4278 | 4279 | 4280 | 4281 | 4282 | 4283 | 4284 | 4285 | 4286 | 4287 | 4288 | 4289 | 4290 | 4291 | 4292 | 4293 | 4294 | 4295 | 4296 | 4297 | 4298 | 4299 | 4300 | 4301 | 4302 | 4303 | 4304 | 4305 | 4306 | 4307 | 4308 | 4309 | 4310 | 4311 | 4312 | 4313 | 4314 | 4315 | 4316 | 4317 | 4318 | 4319 | 4320 | 4321 | 4322 | 4323 | 4324 | 4325 | 4326 | 4327 | 4328 | 4329 | 4330 | 4331 | 4332 | 4333 | 4334 | 4335 | 4336 | 4337 | 4338 | 4339 | 4340 | 4341 | 4342 | 4343 | 4344 | 4345 | 4346 | 4347 | 4348 | 4349 | 4350 | 4351 | 4352 | 4353 | 4354 | 4355 | 4356 | 4357 | 4358 | 4359 | 4360 | 4361 | 4362 | 4363 | 4364 | 4365 | 4366 | 4367 | 4368 | 4369 | 4370 | 4371 | 4372 | 4373 | 4374 | 4375 | 4376 | 4377 | 4378 | 4379 | 4380 | 4381 | 4382 | 4383 | 4384 | 4385 | 4386 | 4387 | 4388 | 4389 | 4390 | 4391 | 4392 | 4393 | 4394 | 4395 | 4396 | 4397 | 4398 | 4399 | 4400 | 4401 | 4402 | 4403 | 4404 | 4405 | 4406 | 4407 | 4408 | 4409 | 4410 | 4411 | 4412 | 4413 | 4414 | 4415 | 4416 | 4417 | 4418 | 4419 | 4420 | 4421 | 4422 | 4423 | 4424 | 4425 | 4426 | 4427 | 4428 | 4429 | 4430 | 4431 | 4432 | 4433 | 4434 | 4435 | 4436 | 4437 | 4438 | 4439 | 4440 | 4441 | 4442 | 4443 | 4444 | 4445 | 4446 | 4447 | 4448 | 4449 | 4450 | 4451 | 4452 | 4453 | 4454 | 4455 | 4456 | 4457 | 4458 | 4459 | 4460 | 4461 | 4462 | 4463 | 4464 | 4465 | 4466 | 4467 | 4468 | 4469 | 4470 | 4471 | 4472 | 4473 | 4474 | 4475 | 4476 | 4477 | 4478 | 4479 | 4480 | 4481 | 4482 | 4483 | 4484 | 4485 | 4486 | 4487 | 4488 | 4489 | 4490 | 4491 | 4492 | 4493 | 4494 | 4495 | 4496 | 4497 | 4498 | 4499 | 4500 | 4501 | 4502 | 4503 | 4504 | 4505 | 4506 | 4507 | 4508 | 4509 | 4510 | 4511 | 4512 | 4513 | 4514 | 4515 | 4516 | 4517 | 4518 | 4519 | 4520 | 4521 | 4522 | 4523 | 4524 | 4525 | 4526 | 4527 | 4528 | 4529 | 4530 | 4531 | 4532 | 4533 | 4534 | 4535 | 4536 | 4537 | 4538 | 4539 | 4540 | 4541 | 4542 | 4543 | 4544 | 4545 | 4546 | 4547 | 4548 | 4549 | 4550 | 4551 | 4552 | 4553 | 4554 | 4555 | 4556 | 4557 | 4558 | 4559 | 4560 | 4561 | 4562 | 4563 | 4564 | 4565 | 4566 | 4567 | 4568 | 4569 | 4570 | 4571 | 4572 | 4573 | 4574 | 4575 | 4576 | 4577 | 4578 | 4579 | 4580 | 4581 | 4582 | 4583 | 4584 | 4585 | 4586 | 4587 | 4588 | 4589 | 4590 | 4591 | 4592 | 4593 | 4594 | 4595 | 4596 | 4597 | 4598 | 4599 | 4600 | 4601 | 4602 | 4603 | 4604 | 4605 | 4606 | 4607 | 4608 | 4609 | 4610 | 4611 | 4612 | 4613 | 4614 | 4615 | 4616 | 4617 | 4618 | 4619 | 4620 | 4621 | 4622 | 4623 | 4624 | 4625 | 4626 | 4627 | 4628 | 4629 | 4630 | 4631 | 4632 | 4633 | 4634 | 4635 | 4636 | 4637 | 4638 | 4639 | 4640 | 4641 | 4642 | 4643 | 4644 | 4645 | 4646 | 4647 | 4648 | 4649 | 4650 | 4651 | 4652 | 4653 | 4654 | 4655 | 4656 | 4657 | 4658 | 4659 | 4660 | 4661 | 4662 | 4663 | 4664 | 4665 | 4666 | 4667 | 4668 | 4669 | 4670 | 4671 | 4672 | 4673 | 4674 | 4675 | 4676 | 4677 | 4678 | 4679 | 4680 | 4681 | 4682 | 4683 | 4684 | 4685 | 4686 | 4687 | 4688 | 4689 | 4690 | 4691 | 4692 | 4693 | 4694 | 4695 | 4696 | 4697 | 4698 | 4699 | 4700 | 4701 | 4702 | 4703 | 4704 | 4705 | 4706 | 4707 | 4708 | 4709 | 4710 | 4711 | 4712 | 4713 | 4714 | 4715 | 4716 | 4717 | 4718 | 4719 | 4720 | 4721 | 4722 | 4723 | 4724 | 4725 | 4726 | 4727 | 4728 | 4729 | 4730 | 4731 | 4732 | 4733 | 4734 | 4735 | 4736 | 4737 | 4738 | 4739 | 4740 | 4741 | 4742 | 4743 | 4744 | 4745 | 4746 | 4747 | 4748 | 4749 | 4750 | 4751 | 4752 | 4753 | 4754 | 4755 | 4756 | 4757 | 4758 | 4759 | 4760 | 4761 | 4762 | 4763 | 4764 | 4765 | 4766 | 4767 | 4768 | 4769 | 4770 | 4771 | 4772 | 4773 | 4774 | 4775 | 4776 | 4777 | 4778 | 4779 | 4780 | 4781 | 4782 | 4783 | 4784 | 4785 | 4786 | 4787 | 4788 | 4789 | 4790 | 4791 | 4792 | 4793 | 4794 | 4795 | 4796 | 4797 | 4798 | 4799 | 4800 | 4801 | 4802 | 4803 | 4804 | 4805 | 4806 | 4807 | 4808 | 4809 | 4810 | 4811 | 4812 | 4813 | 4814 | 4815 | 4816 | 4817 | 4818 | 4819 | 4820 | 4821 | 4822 | 4823 | 4824 | 4825 | 4826 | 4827 | 4828 | 4829 | 4830 | 4831 | 4832 | 4833 | 4834 | 4835 | 4836 | 4837 | 4838 | 4839 | 4840 | 4841 | 4842 | 4843 | 4844 | 4845 | 4846 | 4847 | 4848 | 4849 | 4850 | 4851 | 4852 | 4853 | 4854 | 4855 | 4856 | 4857 | 4858 | 4859 | 4860 | 4861 | 4862 | 4863 | 4864 | 4865 | 4866 | 4867 | 4868 | 4869 | 4870 | 4871 | 4872 | 4873 | 4874 | 4875 | 4876 | 4877 | 4878 | 4879 | 4880 | 4881 | 4882 | 4883 | 4884 | 4885 | 4886 | 4887 | 4888 | 4889 | 4890 | 4891 | 4892 | 4893 | 4894 | 4895 | 4896 | 4897 | 4898 | 4899 | 4900 | 4901 | 4902 | 4903 | 4904 | 4905 | 4906 | 4907 | 4908 | 4909 | 4910 | 4911 | 4912 | 4913 | 4914 | 4915 | 4916 | 4917 | 4918 | 4919 | 4920 | 4921 | 4922 | 4923 | 4924 | 4925 | 4926 | 4927 | 4928 | 4929 | 4930 | 4931 | 4932 | 4933 | 4934 | 4935 | 4936 | 4937 | 4938 | 4939 | 4940 | 4941 | 4942 | 4943 | 4944 | 4945 | 4946 | 4947 | 4948 | 4949 | 4950 | 4951 | 4952 | 4953 | 4954 | 4955 | 4956 | 4957 | 4958 | 4959 | 4960 | 4961 | 4962 | 4963 | 4964 | 4965 | 4966 | 4967 | 4968 | 4969 | 4970 | 4971 | 4972 | 4973 | 4974 | 4975 | 4976 | 4977 | 4978 | 4979 | 4980 | 4981 | 4982 | 4983 | 4984 | 4985 | 4986 | 4987 | 4988 | 4989 | 4990 | 4991 | 4992 | 4993 | 4994 | 4995 | 4996 | 4997 | 4998 | 4999 | 5000 | 5001 | 5002 | 5003 | 5004 | 5005 | 5006 | 5007 | 5008 | 5009 | 5010 | 5011 | 5012 | 5013 | 5014 | 5015 | 5016 | 5017 | 5018 | 5019 | 5020 | 5021 | 5022 | 5023 | 5024 | 5025 | 5026 | 5027 | 5028 | 5029 | 5030 | 5031 | 5032 | 5033 | 5034 | 5035 | 5036 | 5037 | 5038 | 5039 | 5040 | 5041 | 5042 | 5043 | 5044 | 5045 | 5046 | 5047 | 5048 | 5049 | 5050 | 5051 | 5052 | 5053 | 5054 | 5055 | 5056 | 5057 | 5058 | 5059 | 5060 | 5061 | 5062 | 5063 | 5064 | 5065 | 5066 | 5067 | 5068 | 5069 | 5070 | 5071 | 5072 | 5073 | 5074 | 5075 | 5076 | 5077 | 5078 | 5079 | 5080 | 5081 | 5082 | 5083 | 5084 | 5085 | 5086 | 5087 | 5088 | 5089 | 5090 | 5091 | 5092 | 5093 | 5094 | 5095 | 5096 | 5097 | 5098 | 5099 | 5100 | 5101 | 5102 | 5103 | 5104 | 5105 | 5106 | 5107 | 5108 | 5109 | 5110 | 5111 | 5112 | 5113 | 5114 | 5115 | 5116 | 5117 | 5118 | 5119 | 5120 | 5121 | 5122 | 5123 | 5124 | 5125 | 5126 | 5127 | 5128 | 5129 | 5130 | 5131 | 5132 | 5133 | 5134 | 5135 | 5136 | 5137 | 5138 | 5139 | 5140 | 5141 | 5142 | 5143 | 5144 | 5145 | 5146 | 5147 | 5148 | 5149 | 5150 | 5151 | 5152 | 5153 | 5154 | 5155 | 5156 | 5157 | 5158 | 5159 | 5160 | 5161 | 5162 | 5163 | 5164 | 5165 | 5166 | 5167 | 5168 | 5169 | 5170 | 5171 | 5172 | 5173 | 5174 | 5175 | 5176 | 5177 | 5178 | 5179 | 5180 | 5181 | 5182 | 5183 | 5184 | 5185 | 5186 | 5187 | 5188 | 5189 | 5190 | 5191 | 5192 | 5193 | 5194 | 5195 | 5196 | 5197 | 5198 | 5199 | 5200 | 5201 | 5202 | 5203 | 5204 | 5205 | 5206 | 5207 | 5208 | 5209 | 5210 | 5211 | 5212 | 5213 | 5214 | 5215 | 5216 | 5217 | 5218 | 5219 | 5220 | 5221 | 5222 | 5223 | 5224 | 5225 | 5226 | 5227 | 5228 | 5229 | 5230 | 5231 | 5232 | 5233 | 5234 | 5235 | 5236 | 5237 | 5238 | 5239 | 5240 | 5241 | 5242 | 5243 | 5244 | 5245 | 5246 | 5247 | 5248 | 5249 | 5250 | 5251 | 5252 | 5253 | 5254 | 5255 | 5256 | 5257 | 5258 | 5259 | 5260 | 5261 | 5262 | 5263 | 5264 | 5265 | 5266 | 5267 | 5268 | 5269 | 5270 | 5271 | 5272 | 5273 | 5274 | 5275 | 5276 | 5277 | 5278 | 5279 | 5280 | 5281 | 5282 | 5283 | 5284 | 5285 | 5286 | 5287 | 5288 | 5289 | 5290 | 5291 | 5292 | 5293 | 5294 | 5295 | 5296 | 5297 | 5298 | 5299 | 5300 | 5301 | 5302 | 5303 | 5304 | 5305 | 5306 | 5307 | 5308 | 5309 | 5310 | 5311 | 5312 | 5313 | 5314 | 5315 | 5316 | 5317 | 5318 | 5319 | 5320 | 5321 | 5322 | 5323 | 5324 | 5325 | 5326 | 5327 | 5328 | 5329 | 5330 | 5331 | 5332 | 5333 | 5334 | 5335 | 5336 | 5337 | 5338 | 5339 | 5340 | 5341 | 5342 | 5343 | 5344 | 5345 | 5346 | 5347 | 5348 | 5349 | 5350 | 5351 | 5352 | 5353 | 5354 | 5355 | 5356 | 5357 | 5358 | 5359 | 5360 | 5361 | 5362 | 5363 | 5364 | 5365 | 5366 | 5367 | 5368 | 5369 | 5370 | 5371 | 5372 | 5373 | 5374 | 5375 | 5376 | 5377 | 5378 | 5379 | 5380 | 5381 | 5382 | 5383 | 5384 | 5385 | 5386 | 5387 | 5388 | 5389 | 5390 | 5391 | 5392 | 5393 | 5394 | 5395 | 5396 | 5397 | 5398 | 5399 | 5400 | 5401 | 5402 | 5403 | 5404 | 5405 | 5406 | 5407 | 5408 | 5409 | 5410 | 5411 | 5412 | 5413 | 5414 | 5415 | 5416 | 5417 | 5418 | 5419 | 5420 | 5421 | 5422 | 5423 | 5424 | 5425 | 5426 | 5427 | 5428 | 5429 | 5430 | 5431 | 5432 | 5433 | 5434 | 5435 | 5436 | 5437 | 5438 | 5439 | 5440 | 5441 | 5442 | 5443 | 5444 | 5445 | 5446 | 5447 | 5448 | 5449 | 5450 | 5451 | 5452 | 5453 | 5454 | 5455 | 5456 | 5457 | 5458 | 5459 | 5460 | 5461 | 5462 | 5463 | 5464 | 5465 | 5466 | 5467 | 5468 | 5469 | 5470 | 5471 | 5472 | 5473 | 5474 | 5475 | 5476 | 5477 | 5478 | 5479 | 5480 | 5481 | 5482 | 5483 | 5484 | 5485 | 5486 | 5487 | 5488 | 5489 | 5490 | 5491 | 5492 | 5493 | 5494 | 5495 | 5496 | 5497 | 5498 | 5499 | 5500 | 5501 | 5502 | 5503 | 5504 | 5505 | 5506 | 5507 | 5508 | 5509 | 5510 | 5511 | 5512 | 5513 | 5514 | 5515 | 5516 | 5517 | 5518 | 5519 | 5520 | 5521 | 5522 | 5523 | 5524 | 5525 | 5526 | 5527 | 5528 | 5529 | 5530 | 5531 | 5532 | 5533 | 5534 | 5535 | 5536 | 5537 | 5538 | 5539 | 5540 | 5541 | 5542 | 5543 | 5544 | 5545 | 5546 | 5547 | 5548 | 5549 | 5550 | 5551 | 5552 | 5553 | 5554 | 5555 | 5556 | 5557 | 5558 | 5559 | 5560 | 5561 | 5562 | 5563 | 5564 | 5565 | 5566 | 5567 | 5568 | 5569 | 5570 | 5571 | 5572 | 5573 | 5574 | 5575 | 5576 | 5577 | 5578 | 5579 | 5580 | 5581 | 5582 | 5583 | 5584 | 5585 | 5586 | 5587 | 5588 | 5589 | 5590 | 5591 | 5592 | 5593 | 5594 | 5595 | 5596 | 5597 | 5598 | 5599 | 5600 | 5601 | 5602 | 5603 | 5604 | 5605 | 5606 | 5607 | 5608 | 5609 | 5610 | 5611 | 5612 | 5613 | 5614 | 5615 | 5616 | 5617 | 5618 | 5619 | 5620 | 5621 | 5622 | 5623 | 5624 | 5625 | 5626 | 5627 | 5628 | 5629 | 5630 | 5631 | 5632 | 5633 | 5634 | 5635 | 5636 | 5637 | 5638 | 5639 | 5640 | 5641 | 5642 | 5643 | 5644 | 5645 | 5646 | 5647 | 5648 | 5649 | 5650 | 5651 | 5652 | 5653 | 5654 | 5655 | 5656 | 5657 | 5658 | 5659 | 5660 | 5661 | 5662 | 5663 | 5664 | 5665 | 5666 | 5667 | 5668 | 5669 | 5670 | 5671 | 5672 | 5673 | 5674 | 5675 | 5676 | 5677 | 5678 | 5679 | 5680 | 5681 | 5682 | 5683 | 5684 | 5685 | 5686 | 5687 | 5688 | 5689 | 5690 | 5691 | 5692 | 5693 | 5694 | 5695 | 5696 | 5697 | 5698 | 5699 | 5700 | 5701 | 5702 | 5703 | 5704 | 5705 | 5706 | 5707 | 5708 | 5709 | 5710 | 5711 | 5712 | 5713 | 5714 | 5715 | 5716 | 5717 | 5718 | 5719 | 5720 | 5721 | 5722 | 5723 | 5724 | 5725 | 5726 | 5727 | 5728 | 5729 | 5730 | 5731 | 5732 | 5733 | 5734 | 5735 | 5736 | 5737 | 5738 | 5739 | 5740 | 5741 | 5742 | 5743 | 5744 | 5745 | 5746 | 5747 | 5748 | 5749 | 5750 | 5751 | 5752 | 5753 | 5754 | 5755 | 5756 | 5757 | 5758 | 5759 | 5760 | 5761 | 5762 | 5763 | 5764 | 5765 | 5766 | 5767 | 5768 | 5769 | 5770 | 5771 | 5772 | 5773 | 5774 | 5775 | 5776 | 5777 | 5778 | 5779 | 5780 | 5781 | 5782 | 5783 | 5784 | 5785 | 5786 | 5787 | 5788 | 5789 | 5790 | 5791 | 5792 | 5793 | 5794 | 5795 | 5796 | 5797 | 5798 | 5799 | 5800 | 5801 | 5802 | 5803 | 5804 | 5805 | 5806 | 5807 | 5808 | 5809 | 5810 | 5811 | 5812 | 5813 | 5814 | 5815 | 5816 | 5817 | 5818 | 5819 | 5820 | 5821 | 5822 | 5823 | 5824 | 5825 | 5826 | 5827 | 5828 | 5829 | 5830 | 5831 | 5832 | 5833 | 5834 | 5835 | 5836 | 5837 | 5838 | 5839 | 5840 | 5841 | 5842 | 5843 | 5844 | 5845 | 5846 | 5847 | 5848 | 5849 | 5850 | 5851 | 5852 | 5853 | 5854 | 5855 | 5856 | 5857 | 5858 | 5859 | 5860 | 5861 | 5862 | 5863 | 5864 | 5865 | 5866 | 5867 | 5868 | 5869 | 5870 | 5871 | 5872 | 5873 | 5874 | 5875 | 5876 | 5877 | 5878 | 5879 | 5880 | 5881 | 5882 | 5883 | 5884 | 5885 | 5886 | 5887 | 5888 | 5889 | 5890 | 5891 | 5892 | 5893 | 5894 | 5895 | 5896 | 5897 | 5898 | 5899 | 5900 | 5901 | 5902 | 5903 | 5904 | 5905 | 5906 | 5907 | 5908 | 5909 | 5910 | 5911 | 5912 | 5913 | 5914 | 5915 | 5916 | 5917 | 5918 | 5919 | 5920 | 5921 | 5922 | 5923 | 5924 | 5925 | 5926 | 5927 | 5928 | 5929 | 5930 | 5931 | 5932 | 5933 | 5934 | 5935 | 5936 | 5937 | 5938 | 5939 | 5940 | 5941 | 5942 | 5943 | 5944 | 5945 | 5946 | 5947 | 5948 | 5949 | 5950 | 5951 | 5952 | 5953 | 5954 | 5955 | 5956 | 5957 | 5958 | 5959 | 5960 | 5961 | 5962 | 5963 | 5964 | 5965 | 5966 | 5967 | 5968 | 5969 | 5970 | 5971 | 5972 | 5973 | 5974 | 5975 | 5976 | 5977 | 5978 | 5979 | 5980 | 5981 | 5982 | 5983 | 5984 | 5985 | 5986 | 5987 | 5988 | 5989 | 5990 | 5991 | 5992 | 5993 | 5994 | 5995 | 5996 | 5997 | 5998 | 5999 | 6000 | 6001 | 6002 | 6003 | 6004 | 6005 | 6006 | 6007 | 6008 | 6009 | 6010 | 6011 | 6012 | 6013 | 6014 | 6015 | 6016 | 6017 | 6018 | 6019 | 6020 | 6021 | 6022 | 6023 | 6024 | 6025 | 6026 | 6027 | 6028 | 6029 | 6030 | 6031 | 6032 | 6033 | 6034 | 6035 | 6036 | 6037 | 6038 | 6039 | 6040 | 6041 | 6042 | 6043 | 6044 | 6045 | 6046 | 6047 | 6048 | 6049 | 6050 | 6051 | 6052 | 6053 | 6054 | 6055 | 6056 | 6057 | 6058 | 6059 | 6060 | 6061 | 6062 | 6063 | 6064 | 6065 | 6066 | 6067 | 6068 | 6069 | 6070 | 6071 | 6072 | 6073 | 6074 | 6075 | 6076 | 6077 | 6078 | 6079 | 6080 | 6081 | 6082 | 6083 | 6084 | 6085 | 6086 | 6087 | 6088 | 6089 | 6090 | 6091 | 6092 | 6093 | 6094 | 6095 | 6096 | 6097 | 6098 | 6099 | 6100 | 6101 | 6102 | 6103 | 6104 | 6105 | 6106 | 6107 | 6108 | 6109 | 6110 | 6111 | 6112 | 6113 | 6114 | 6115 | 6116 | 6117 | 6118 | 6119 | 6120 | 6121 | 6122 | 6123 | 6124 | 6125 | 6126 | 6127 | 6128 | 6129 | 6130 | 6131 | 6132 | 6133 | 6134 | 6135 | 6136 | 6137 | 6138 | 6139 | 6140 | 6141 | 6142 | 6143 | 6144 | 6145 | 6146 | 6147 | 6148 | 6149 | 6150 | 6151 | 6152 | 6153 | 6154 | 6155 | 6156 | 6157 | 6158 | 6159 | 6160 | 6161 | 6162 | 6163 | 6164 | 6165 | 6166 | 6167 | 6168 | 6169 | 6170 | 6171 | 6172 | 6173 | 6174 | 6175 | 6176 | 6177 | 6178 | 6179 | 6180 | 6181 | 6182 | 6183 | 6184 | 6185 | 6186 | 6187 | 6188 | 6189 | 6190 | 6191 | 6192 | 6193 | 6194 | 6195 | 6196 | 6197 | 6198 | 6199 | 6200 | 6201 | 6202 | 6203 | 6204 | 6205 | 6206 | 6207 | 6208 | 6209 | 6210 | 6211 | 6212 | 6213 | 6214 | 6215 | 6216 | 6217 | 6218 | 6219 | 6220 | 6221 | 6222 | 6223 | 6224 | 6225 | 6226 | 6227 | 6228 | 6229 | 6230 | 6231 | 6232 | 6233 | 6234 | 6235 | 6236 | 6237 | 6238 | 6239 | 6240 | 6241 | 6242 | 6243 | 6244 | 6245 | 6246 | 6247 | 6248 | 6249 | 6250 | 6251 | 6252 | 6253 | 6254 | 6255 | 6256 | 6257 | 6258 | 6259 | 6260 | 6261 | 6262 | 6263 | 6264 | 6265 | 6266 | 6267 | 6268 | 6269 | 6270 | 6271 | 6272 | 6273 | 6274 | 6275 | 6276 | 6277 | 6278 | 6279 | 6280 | 6281 | 6282 | 6283 | 6284 | 6285 | 6286 | 6287 | 6288 | 6289 | 6290 | 6291 | 6292 | 6293 | 6294 | 6295 | 6296 | 6297 | 6298 | 6299 | 6300 | 6301 | 6302 | 6303 | 6304 | 6305 | 6306 | 6307 | 6308 | 6309 | 6310 | 6311 | 6312 | 6313 | 6314 | 6315 | 6316 | 6317 | 6318 | 6319 | 6320 | 6321 | 6322 | 6323 | 6324 | 6325 | 6326 | 6327 | 6328 | 6329 | 6330 | 6331 | 6332 | 6333 | 6334 | 6335 | 6336 | 6337 | 6338 | 6339 | 6340 | 6341 | 6342 | 6343 | 6344 | 6345 | 6346 | 6347 | 6348 | 6349 | 6350 | 6351 | 6352 | 6353 | 6354 | 6355 | 6356 | 6357 | 6358 | 6359 | 6360 | 6361 | 6362 | 6363 | 6364 | 6365 | 6366 | 6367 | 6368 | 6369 | 6370 | 6371 | 6372 | 6373 | 6374 | 6375 | 6376 | 6377 | 6378 | 6379 | 6380 | 6381 | 6382 | 6383 | 6384 | 6385 | 6386 | 6387 | 6388 | 6389 | 6390 | 6391 | 6392 | 6393 | 6394 | 6395 | 6396 | 6397 | 6398 | 6399 | 6400 | 6401 | 6402 | 6403 | 6404 | 6405 | 6406 | 6407 | 6408 | 6409 | 6410 | 6411 | 6412 | 6413 | 6414 | 6415 | 6416 | 6417 | 6418 | 6419 | 6420 | 6421 | 6422 | 6423 | 6424 | 6425 | 6426 | 6427 | 6428 | 6429 | 6430 | 6431 | 6432 | 6433 | 6434 | 6435 | 6436 | 6437 | 6438 | 6439 | 6440 | 6441 | 6442 | 6443 | 6444 | 6445 | 6446 | 6447 | 6448 | 6449 | 6450 | 6451 | 6452 | 6453 | 6454 | 6455 | 6456 | 6457 | 6458 | 6459 | 6460 | 6461 | 6462 | 6463 | 6464 | 6465 | 6466 | 6467 | 6468 | 6469 | 6470 | 6471 | 6472 | 6473 | 6474 | 6475 | 6476 | 6477 | 6478 | 6479 | 6480 | 6481 | 6482 | 6483 | 6484 | 6485 | 6486 | 6487 | 6488 | 6489 | 6490 | 6491 | 6492 | 6493 | 6494 | 6495 | 6496 | 6497 | 6498 | 6499 | 6500 | 6501 | 6502 | 6503 | 6504 | 6505 | 6506 | 6507 | 6508 | 6509 | 6510 | 6511 | 6512 | 6513 | 6514 | 6515 | 6516 | 6517 | 6518 | 6519 | 6520 | 6521 | 6522 | 6523 | 6524 | 6525 | 6526 | 6527 | 6528 | 6529 | 6530 | 6531 | 6532 | 6533 | 6534 | 6535 | 6536 | 6537 | 6538 | 6539 | 6540 | 6541 | 6542 | 6543 | 6544 | 6545 | 6546 | 6547 | 6548 | 6549 | 6550 | 6551 | 6552 | 6553 | 6554 | 6555 | 6556 | 6557 | 6558 | 6559 | 6560 | 6561 | 6562 | 6563 | 6564 | 6565 | 6566 | 6567 | 6568 | 6569 | 6570 | 6571 | 6572 | 6573 | 6574 | 6575 | 6576 | 6577 | 6578 | 6579 | 6580 | 6581 | 6582 | 6583 | 6584 | 6585 | 6586 | 6587 | 6588 | 6589 | 6590 | 6591 | 6592 | 6593 | 6594 | 6595 | 6596 | 6597 | 6598 | 6599 | 6600 | 6601 | 6602 | 6603 | 6604 | 6605 | 6606 | 6607 | 6608 | 6609 | 6610 | 6611 | 6612 | 6613 | 6614 | 6615 | 6616 | 6617 | 6618 | 6619 | 6620 | 6621 | 6622 | 6623 | 6624 | 6625 | 6626 | 6627 | 6628 | 6629 | 6630 | 6631 | 6632 | 6633 | 6634 | 6635 | 6636 | 6637 | 6638 | 6639 | 6640 | 6641 | 6642 | 6643 | 6644 | 6645 | 6646 | 6647 | 6648 | 6649 | 6650 | 6651 | 6652 | 6653 | 6654 | 6655 | 6656 | 6657 | 6658 | 6659 | 6660 | 6661 | 6662 | 6663 | 6664 | 6665 | 6666 | 6667 | 6668 | 6669 | 6670 | 6671 | 6672 | 6673 | 6674 | 6675 | 6676 | 6677 | 6678 | 6679 | 6680 | 6681 | 6682 | 6683 | 6684 | 6685 | 6686 | 6687 | 6688 | 6689 | 6690 | 6691 | 6692 | 6693 | 6694 | 6695 | 6696 | 6697 | 6698 | 6699 | 6700 | 6701 | 6702 | 6703 | 6704 | 6705 | 6706 | 6707 | 6708 | 6709 | 6710 | 6711 | 6712 | 6713 | 6714 | 6715 | 6716 | 6717 | 6718 | 6719 | 6720 | 6721 | 6722 | 6723 | 6724 | 6725 | 6726 | 6727 | 6728 | 6729 | 6730 | 6731 | 6732 | 6733 | 6734 | 6735 | 6736 | 6737 | 6738 | 6739 | 6740 | 6741 | 6742 | 6743 | 6744 | 6745 | 6746 | 6747 | 6748 | 6749 | 6750 | 6751 | 6752 | 6753 | 6754 | 6755 | 6756 | 6757 | 6758 | 6759 | 6760 | 6761 | 6762 | 6763 | 6764 | 6765 | 6766 | 6767 | 6768 | 6769 | 6770 | 6771 | 6772 | 6773 | 6774 | 6775 | 6776 | 6777 | 6778 | 6779 | 6780 | 6781 | 6782 | 6783 | 6784 | 6785 | 6786 | 6787 | 6788 | 6789 | 6790 | 6791 | 6792 | 6793 | 6794 | 6795 | 6796 | 6797 | 6798 | 6799 | 6800 | 6801 | 6802 | 6803 | 6804 | 6805 | 6806 | 6807 | 6808 | 6809 | 6810 | 6811 | 6812 | 6813 | 6814 | 6815 | 6816 | 6817 | 6818 | 6819 | 6820 | 6821 | 6822 | 6823 | 6824 | 6825 | 6826 | 6827 | 6828 | 6829 | 6830 | 6831 | 6832 | 6833 | 6834 | 6835 | 6836 | 6837 | 6838 | 6839 | 6840 | 6841 | 6842 | 6843 | 6844 | 6845 | 6846 | 6847 | 6848 | 6849 | 6850 | 6851 | 6852 | 6853 | 6854 | 6855 | 6856 | 6857 | 6858 | 6859 | 6860 | 6861 | 6862 | 6863 | 6864 | 6865 | 6866 | 6867 | 6868 | 6869 | 6870 | 6871 | 6872 | 6873 | 6874 | 6875 | 6876 | 6877 | 6878 | 6879 | 6880 | 6881 | 6882 | 6883 | 6884 | 6885 | 6886 | 6887 | 6888 | 6889 | 6890 | 6891 | 6892 | 6893 | 6894 | 6895 | 6896 | 6897 | 6898 | 6899 | 6900 | 6901 | 6902 | 6903 | 6904 | 6905 | 6906 | 6907 | 6908 | 6909 | 6910 | 6911 | 6912 | 6913 | 6914 | 6915 | 6916 | 6917 | 6918 | 6919 | 6920 | 6921 | 6922 | 6923 | 6924 | 6925 | 6926 | 6927 | 6928 | 6929 | 6930 | 6931 | 6932 | 6933 | 6934 | 6935 | 6936 | 6937 | 6938 | 6939 | 6940 | 6941 | 6942 | 6943 | 6944 | 6945 | 6946 | 6947 | 6948 | 6949 | 6950 | 6951 | 6952 | 6953 | 6954 | 6955 | 6956 | 6957 | 6958 | 6959 | 6960 | 6961 | 6962 | 6963 | 6964 | 6965 | 6966 | 6967 | 6968 | 6969 | 6970 | 6971 | 6972 | 6973 | 6974 | 6975 | 6976 | 6977 | 6978 | 6979 | 6980 | 6981 | 6982 | 6983 | 6984 | 6985 | 6986 | 6987 | 6988 | 6989 | 6990 | 6991 | 6992 | 6993 | 6994 | 6995 | 6996 | 6997 | 6998 | 6999 | 7000 | 7001 | 7002 | 7003 | 7004 | 7005 | 7006 | 7007 | 7008 | 7009 | 7010 | 7011 | 7012 | 7013 | 7014 | 7015 | 7016 | 7017 | 7018 | 7019 | 7020 | 7021 | 7022 | 7023 | 7024 | 7025 | 7026 | 7027 | 7028 | 7029 | 7030 | 7031 | 7032 | 7033 | 7034 | 7035 | 7036 | 7037 | 7038 | 7039 | 7040 | 7041 | 7042 | 7043 | 7044 | 7045 | 7046 | 7047 | 7048 | 7049 | 7050 | 7051 | 7052 | 7053 | 7054 | 7055 | 7056 | 7057 | 7058 | 7059 | 7060 | 7061 | 7062 | 7063 | 7064 | 7065 | 7066 | 7067 | 7068 | 7069 | 7070 | 7071 | 7072 | 7073 | 7074 | 7075 | 7076 | 7077 | 7078 | 7079 | 7080 | 7081 | 7082 | 7083 | 7084 | 7085 | 7086 | 7087 | 7088 | 7089 | 7090 | 7091 | 7092 | 7093 | 7094 | 7095 | 7096 | 7097 | 7098 | 7099 | 7100 | 7101 | 7102 | 7103 | 7104 | 7105 | 7106 | 7107 | 7108 | 7109 | 7110 | 7111 | 7112 | 7113 | 7114 | 7115 | 7116 | 7117 | 7118 | 7119 | 7120 | 7121 | 7122 | 7123 | 7124 | 7125 | 7126 | 7127 | 7128 | 7129 | 7130 | 7131 | 7132 | 7133 | 7134 | 7135 | 7136 | 7137 | 7138 | 7139 | 7140 | 7141 | 7142 | 7143 | 7144 | 7145 | 7146 | 7147 | 7148 | 7149 | 7150 | 7151 | 7152 | 7153 | 7154 | 7155 | 7156 | 7157 | 7158 | 7159 | 7160 | 7161 | 7162 | 7163 | 7164 | 7165 | 7166 | 7167 | 7168 | 7169 | 7170 | 7171 | 7172 | 7173 | 7174 | 7175 | 7176 | 7177 | 7178 | 7179 | 7180 | 7181 | 7182 | 7183 | 7184 | 7185 | 7186 | 7187 | 7188 | 7189 | 7190 | 7191 | 7192 | 7193 | 7194 | 7195 | 7196 | 7197 | 7198 | 7199 | 7200 | 7201 | 7202 | 7203 | 7204 | 7205 | 7206 | 7207 | 7208 | 7209 | 7210 | 7211 | 7212 | 7213 | 7214 | 7215 | 7216 | 7217 | 7218 | 7219 | 7220 | 7221 | 7222 | 7223 | 7224 | 7225 | 7226 | 7227 | 7228 | 7229 | 7230 | 7231 | 7232 | 7233 | 7234 | 7235 | 7236 | 7237 | 7238 | 7239 | 7240 | 7241 | 7242 | 7243 | 7244 | 7245 | 7246 | 7247 | 7248 | 7249 | 7250 | 7251 | 7252 | 7253 | 7254 | 7255 | 7256 | 7257 | 7258 | 7259 | 7260 | 7261 | 7262 | 7263 | 7264 | 7265 | 7266 | 7267 | 7268 | 7269 | 7270 | 7271 | 7272 | 7273 | 7274 | 7275 | 7276 | 7277 | 7278 | 7279 | 7280 | 7281 | 7282 | 7283 | 7284 | 7285 | 7286 | 7287 | 7288 | 7289 | 7290 | 7291 | 7292 | 7293 | 7294 | 7295 | 7296 | 7297 | 7298 | 7299 | 7300 | 7301 | 7302 | 7303 | 7304 | 7305 | 7306 | 7307 | 7308 | 7309 | 7310 | 7311 | 7312 | 7313 | 7314 | 7315 | 7316 | 7317 | 7318 | 7319 | 7320 | 7321 | 7322 | 7323 | 7324 | 7325 | 7326 | 7327 | 7328 | 7329 | 7330 | 7331 | 7332 | 7333 | 7334 | 7335 | 7336 | 7337 | 7338 | 7339 | 7340 | 7341 | 7342 | 7343 | 7344 | 7345 | 7346 | 7347 | 7348 | 7349 | 7350 | 7351 | 7352 | 7353 | 7354 | 7355 | 7356 | 7357 | 7358 | 7359 | 7360 | 7361 | 7362 | 7363 | 7364 | 7365 | 7366 | 7367 | 7368 | 7369 | 7370 | 7371 | 7372 | 7373 | 7374 | 7375 | 7376 | 7377 | 7378 | 7379 | 7380 | 7381 | 7382 | 7383 | 7384 | 7385 | 7386 | 7387 | 7388 | 7389 | 7390 | 7391 | 7392 | 7393 | 7394 | 7395 | 7396 | 7397 | 7398 | 7399 | 7400 | 7401 | 7402 | 7403 | 7404 | 7405 | 7406 | 7407 | 7408 | 7409 | 7410 | 7411 | 7412 | 7413 | 7414 | 7415 | 7416 | 7417 | 7418 | 7419 | 7420 | 7421 | 7422 | 7423 | 7424 | 7425 | 7426 | 7427 | 7428 | 7429 | 7430 | 7431 | 7432 | 7433 | 7434 | 7435 | 7436 | 7437 | 7438 | 7439 | 7440 | 7441 | 7442 | 7443 | 7444 | 7445 | 7446 | 7447 | 7448 | 7449 | 7450 | 7451 | 7452 | 7453 | 7454 | 7455 | 7456 | 7457 | 7458 | 7459 | 7460 | 7461 | 7462 | 7463 | 7464 | 7465 | 7466 | 7467 | 7468 | 7469 | 7470 | 7471 | 7472 | 7473 | 7474 | 7475 | 7476 | 7477 | 7478 | 7479 | 7480 | 7481 | 7482 | 7483 | 7484 | 7485 | 7486 | 7487 | 7488 | 7489 | 7490 | 7491 | 7492 | 7493 | 7494 | 7495 | 7496 | 7497 | 7498 | 7499 | 7500 | 7501 | 7502 | 7503 | 7504 | 7505 | 7506 | 7507 | 7508 | 7509 | 7510 | 7511 | 7512 | 7513 | 7514 | 7515 | 7516 | 7517 | 7518 | 7519 | 7520 | 7521 | 7522 | 7523 | 7524 | 7525 | 7526 | 7527 | 7528 | 7529 | 7530 | 7531 | 7532 | 7533 | 7534 | 7535 | 7536 | 7537 | 7538 | 7539 | 7540 | 7541 | 7542 | 7543 | 7544 | 7545 | 7546 | 7547 | 7548 | 7549 | 7550 | 7551 | 7552 | 7553 | 7554 | 7555 | 7556 | 7557 | 7558 | 7559 | 7560 | 7561 | 7562 | 7563 | 7564 | 7565 | 7566 | 7567 | 7568 | 7569 | 7570 | 7571 | 7572 | 7573 | 7574 | 7575 | 7576 | 7577 | 7578 | 7579 | 7580 | 7581 | 7582 | 7583 | 7584 | 7585 | 7586 | 7587 | 7588 | 7589 | 7590 | 7591 | 7592 | 7593 | 7594 | 7595 | 7596 | 7597 | 7598 | 7599 | 7600 | 7601 | 7602 | 7603 | 7604 | 7605 | 7606 | 7607 | 7608 | 7609 | 7610 | 7611 | 7612 | 7613 | 7614 | 7615 | 7616 | 7617 | 7618 | 7619 | 7620 | 7621 | 7622 | 7623 | 7624 | 7625 | 7626 | 7627 | 7628 | 7629 | 7630 | 7631 | 7632 | 7633 | 7634 | 7635 | 7636 | 7637 | 7638 | 7639 | 7640 | 7641 | 7642 | 7643 | 7644 | 7645 | 7646 | 7647 | 7648 | 7649 | 7650 | 7651 | 7652 | 7653 | 7654 | 7655 | 7656 | 7657 | 7658 | 7659 | 7660 | 7661 | 7662 | 7663 | 7664 | 7665 | 7666 | 7667 | 7668 | 7669 | 7670 | 7671 | 7672 | 7673 | 7674 | 7675 | 7676 | 7677 | 7678 | 7679 | 7680 | 7681 | 7682 | 7683 | 7684 | 7685 | 7686 | 7687 | 7688 | 7689 | 7690 | 7691 | 7692 | 7693 | 7694 | 7695 | 7696 | 7697 | 7698 | 7699 | 7700 | 7701 | 7702 | 7703 | 7704 | 7705 | 7706 | 7707 | 7708 | 7709 | 7710 | 7711 | 7712 | 7713 | 7714 | 7715 | 7716 | 7717 | 7718 | 7719 | 7720 | 7721 | 7722 | 7723 | 7724 | 7725 | 7726 | 7727 | 7728 | 7729 | 7730 | 7731 | 7732 | 7733 | 7734 | 7735 | 7736 | 7737 | 7738 | 7739 | 7740 | 7741 | 7742 | 7743 | 7744 | 7745 | 7746 | 7747 | 7748 | 7749 | 7750 | 7751 | 7752 | 7753 | 7754 | 7755 | 7756 | 7757 | 7758 | 7759 | 7760 | 7761 | 7762 | 7763 | 7764 | 7765 | 7766 | 7767 | 7768 | 7769 | 7770 | 7771 | 7772 | 7773 | 7774 | 7775 | 7776 | 7777 | 7778 | 7779 | 7780 | 7781 | 7782 | 7783 | 7784 | 7785 | 7786 | 7787 | 7788 | 7789 | 7790 | 7791 | 7792 | 7793 | 7794 | 7795 | 7796 | 7797 | 7798 | 7799 | 7800 | 7801 | 7802 | 7803 | 7804 | 7805 | 7806 | 7807 | 7808 | 7809 | 7810 | 7811 | 7812 | 7813 | 7814 | 7815 | 7816 | 7817 | 7818 | 7819 | 7820 | 7821 | 7822 | 7823 | 7824 | 7825 | 7826 | 7827 | 7828 | 7829 | 7830 | 7831 | 7832 | 7833 | 7834 | 7835 | 7836 | 7837 | 7838 | 7839 | 7840 | 7841 | 7842 | 7843 | 7844 | 7845 | 7846 | 7847 | 7848 | 7849 | 7850 | 7851 | 7852 | 7853 | 7854 | 7855 | 7856 | 7857 | 7858 | 7859 | 7860 | 7861 | 7862 | 7863 | 7864 | 7865 | 7866 | 7867 | 7868 | 7869 | 7870 | 7871 | 7872 | 7873 | 7874 | 7875 | 7876 | 7877 | 7878 | 7879 | 7880 | 7881 | 7882 | 7883 | 7884 | 7885 | 7886 | 7887 | 7888 | 7889 | 7890 | 7891 | 7892 | 7893 | 7894 | 7895 | 7896 | 7897 | 7898 | 7899 | 7900 | 7901 | 7902 | 7903 | 7904 | 7905 | 7906 | 7907 | 7908 | 7909 | 7910 | 7911 | 7912 | 7913 | 7914 | 7915 | 7916 | 7917 | 7918 | 7919 | 7920 | 7921 | 7922 | 7923 | 7924 | 7925 | 7926 | 7927 | 7928 | 7929 | 7930 | 7931 | 7932 | 7933 | 7934 | 7935 | 7936 | 7937 | 7938 | 7939 | 7940 | 7941 | 7942 | 7943 | 7944 | 7945 | 7946 | 7947 | 7948 | 7949 | 7950 | 7951 | 7952 | 7953 | 7954 | 7955 | 7956 | 7957 | 7958 | 7959 | 7960 | 7961 | 7962 | 7963 | 7964 | 7965 | 7966 | 7967 | 7968 | 7969 | 7970 | 7971 | 7972 | 7973 | 7974 | 7975 | 7976 | 7977 | 7978 | 7979 | 7980 | 7981 | 7982 | 7983 | 7984 | 7985 | 7986 | 7987 | 7988 | 7989 | 7990 | 7991 | 7992 | 7993 | 7994 | 7995 | 7996 | 7997 | 7998 | 7999 | 8000 | 8001 | 8002 | 8003 | 8004 | 8005 | 8006 | 8007 | 8008 | 8009 | 8010 | 8011 | 8012 | 8013 | 8014 | 8015 | 8016 | 8017 | 8018 | 8019 | 8020 | 8021 | 8022 | 8023 | 8024 | 8025 | 8026 | 8027 | 8028 | 8029 | 8030 | 8031 | 8032 | 8033 | 8034 | 8035 | 8036 | 8037 | 8038 | 8039 | 8040 | 8041 | 8042 | 8043 | 8044 | 8045 | 8046 | 8047 | 8048 | 8049 | 8050 | 8051 | 8052 | 8053 | 8054 | 8055 | 8056 | 8057 | 8058 | 8059 | 8060 | 8061 | 8062 | 8063 | 8064 | 8065 | 8066 | 8067 | 8068 | 8069 | 8070 | 8071 | 8072 | 8073 | 8074 | 8075 | 8076 | 8077 | 8078 | 8079 | 8080 | 8081 | 8082 | 8083 | 8084 | 8085 | 8086 | 8087 | 8088 | 8089 | 8090 | 8091 | 8092 | 8093 | 8094 | 8095 | 8096 | 8097 | 8098 | 8099 | 8100 | 8101 | 8102 | 8103 | 8104 | 8105 | 8106 | 8107 | 8108 | 8109 | 8110 | 8111 | 8112 | 8113 | 8114 | 8115 | 8116 | 8117 | 8118 | 8119 | 8120 | 8121 | 8122 | 8123 | 8124 | 8125 | 8126 | 8127 | 8128 | 8129 | 8130 | 8131 | 8132 | 8133 | 8134 | 8135 | 8136 | 8137 | 8138 | 8139 | 8140 | 8141 | 8142 | 8143 | 8144 | 8145 | 8146 | 8147 | 8148 | 8149 | 8150 | 8151 | 8152 | 8153 | 8154 | 8155 | 8156 | 8157 | 8158 | 8159 | 8160 | 8161 | 8162 | 8163 | 8164 | 8165 | 8166 | 8167 | 8168 | 8169 | 8170 | 8171 | 8172 | 8173 | 8174 | 8175 | 8176 | 8177 | 8178 | 8179 | 8180 | 8181 | 8182 | 8183 | 8184 | 8185 | 8186 | 8187 | 8188 | 8189 | 8190 | 8191 | 8192 | 8193 | 8194 | 8195 | 8196 | 8197 | 8198 | 8199 | 8200 | 8201 | 8202 | 8203 | 8204 | 8205 | 8206 | 8207 | 8208 | 8209 | 8210 | 8211 | 8212 | 8213 | 8214 | 8215 | 8216 | 8217 | 8218 | 8219 | 8220 | 8221 | 8222 | 8223 | 8224 | 8225 | 8226 | 8227 | 8228 | 8229 | 8230 | 8231 | 8232 | 8233 | 8234 | 8235 | 8236 | 8237 | 8238 | 8239 | 8240 | 8241 | 8242 | 8243 | 8244 | 8245 | 8246 | 8247 | 8248 | 8249 | 8250 | 8251 | 8252 | 8253 | 8254 | 8255 | 8256 | 8257 | 8258 | 8259 | 8260 | 8261 | 8262 | 8263 | 8264 | 8265 | 8266 | 8267 | 8268 | 8269 | 8270 | 8271 | 8272 | 8273 | 8274 | 8275 | 8276 | 8277 | 8278 | 8279 | 8280 | 8281 | 8282 | 8283 | 8284 | 8285 | 8286 | 8287 | 8288 | 8289 | 8290 | 8291 | 8292 | 8293 | 8294 | 8295 | 8296 | 8297 | 8298 | 8299 | 8300 | 8301 | 8302 | 8303 | 8304 | 8305 | 8306 | 8307 | 8308 | 8309 | 8310 | 8311 | 8312 | 8313 | 8314 | 8315 | 8316 | 8317 | 8318 | 8319 | 8320 | 8321 | 8322 | 8323 | 8324 | 8325 | 8326 | 8327 | 8328 | 8329 | 8330 | 8331 | 8332 | 8333 | 8334 | 8335 | 8336 | 8337 | 8338 | 8339 | 8340 | 8341 | 8342 | 8343 | 8344 | 8345 | 8346 | 8347 | 8348 | 8349 | 8350 | 8351 | 8352 | 8353 | 8354 | 8355 | 8356 | 8357 | 8358 | 8359 | 8360 | 8361 | 8362 | 8363 | 8364 | 8365 | 8366 | 8367 | 8368 | 8369 | 8370 | 8371 | 8372 | 8373 | 8374 | 8375 | 8376 | 8377 | 8378 | 8379 | 8380 | 8381 | 8382 | 8383 | 8384 | 8385 | 8386 | 8387 | 8388 | 8389 | 8390 | 8391 | 8392 | 8393 | 8394 | 8395 | 8396 | 8397 | 8398 | 8399 | 8400 | 8401 | 8402 | 8403 | 8404 | 8405 | 8406 | 8407 | 8408 | 8409 | 8410 | 8411 | 8412 | 8413 | 8414 | 8415 | 8416 | 8417 | 8418 | 8419 | 8420 | 8421 | 8422 | 8423 | 8424 | 8425 | 8426 | 8427 | 8428 | 8429 | 8430 | 8431 | 8432 | 8433 | 8434 | 8435 | 8436 | 8437 | 8438 | 8439 | 8440 | 8441 | 8442 | 8443 | 8444 | 8445 | 8446 | 8447 | 8448 | 8449 | 8450 | 8451 | 8452 | 8453 | 8454 | 8455 | 8456 | 8457 | 8458 | 8459 | 8460 | 8461 | 8462 | 8463 | 8464 | 8465 | 8466 | 8467 | 8468 | 8469 | 8470 | 8471 | 8472 | 8473 | 8474 | 8475 | 8476 | 8477 | 8478 | 8479 | 8480 | 8481 | 8482 | 8483 | 8484 | 8485 | 8486 | 8487 | 8488 | 8489 | 8490 | 8491 | 8492 | 8493 | 8494 | 8495 | 8496 | 8497 | 8498 | 8499 | 8500 | 8501 | 8502 | 8503 | 8504 | 8505 | 8506 | 8507 | 8508 | 8509 | 8510 | 8511 | 8512 | 8513 | 8514 | 8515 | 8516 | 8517 | 8518 | 8519 | 8520 | 8521 | 8522 | 8523 | 8524 | 8525 | 8526 | 8527 | 8528 | 8529 | 8530 | 8531 | 8532 | 8533 | 8534 | 8535 | 8536 | 8537 | 8538 | 8539 | 8540 | 8541 | 8542 | 8543 | 8544 | 8545 | 8546 | 8547 | 8548 | 8549 | 8550 | 8551 | 8552 | 8553 | 8554 | 8555 | 8556 | 8557 | 8558 | 8559 | 8560 | 8561 | 8562 | 8563 | 8564 | 8565 | 8566 | 8567 | 8568 | 8569 | 8570 | 8571 | 8572 | 8573 | 8574 | 8575 | 8576 | 8577 | 8578 | 8579 | 8580 | 8581 | 8582 | 8583 | 8584 | 8585 | 8586 | 8587 | 8588 | 8589 | 8590 | 8591 | 8592 | 8593 | 8594 | 8595 | 8596 | 8597 | 8598 | 8599 | 8600 | 8601 | 8602 | 8603 | 8604 | 8605 | 8606 | 8607 | 8608 | 8609 | 8610 | 8611 | 8612 | 8613 | 8614 | 8615 | 8616 | 8617 | 8618 | 8619 | 8620 | 8621 | 8622 | 8623 | 8624 | 8625 | 8626 | 8627 | 8628 | 8629 | 8630 | 8631 | 8632 | 8633 | 8634 | 8635 | 8636 | 8637 | 8638 | 8639 | 8640 | 8641 | 8642 | 8643 | 8644 | 8645 | 8646 | 8647 | 8648 | 8649 | 8650 | 8651 | 8652 | 8653 | 8654 | 8655 | 8656 | 8657 | 8658 | 8659 | 8660 | 8661 | 8662 | 8663 | 8664 | 8665 | 8666 | 8667 | 8668 | 8669 | 8670 | 8671 | 8672 | 8673 | 8674 | 8675 | 8676 | 8677 | 8678 | 8679 | 8680 | 8681 | 8682 | 8683 | 8684 | 8685 | 8686 | 8687 | 8688 | 8689 | 8690 | 8691 | 8692 | 8693 | 8694 | 8695 | 8696 | 8697 | 8698 | 8699 | 8700 | 8701 | 8702 | 8703 | 8704 | 8705 | 8706 | 8707 | 8708 | 8709 | 8710 | 8711 | 8712 | 8713 | 8714 | 8715 | 8716 | 8717 | 8718 | 8719 | 8720 | 8721 | 8722 | 8723 | 8724 | 8725 | 8726 | 8727 | 8728 | 8729 | 8730 | 8731 | 8732 | 8733 | 8734 | 8735 | 8736 | 8737 | 8738 | 8739 | 8740 | 8741 | 8742 | 8743 | 8744 | 8745 | 8746 | 8747 | 8748 | 8749 | 8750 | 8751 | 8752 | 8753 | 8754 | 8755 | 8756 | 8757 | 8758 | 8759 | 8760 | 8761 | 8762 | 8763 | 8764 | 8765 | 8766 | 8767 | 8768 | 8769 | 8770 | 8771 | 8772 | 8773 | 8774 | 8775 | 8776 | 8777 | 8778 | 8779 | 8780 | 8781 | 8782 | 8783 | 8784 | 8785 | 8786 | 8787 | 8788 | 8789 | 8790 | 8791 | 8792 | 8793 | 8794 | 8795 | 8796 | 8797 | 8798 | 8799 | 8800 | 8801 | 8802 | 8803 | 8804 | 8805 | 8806 | 8807 | 8808 | 8809 | 8810 | 8811 | 8812 | 8813 | 8814 | 8815 | 8816 | 8817 | 8818 | 8819 | 8820 | 8821 | 8822 | 8823 | 8824 | 8825 | 8826 | 8827 | 8828 | 8829 | 8830 | 8831 | 8832 | 8833 | 8834 | 8835 | 8836 | 8837 | 8838 | 8839 | 8840 | 8841 | 8842 | 8843 | 8844 | 8845 | 8846 | 8847 | 8848 | 8849 | 8850 | 8851 | 8852 | 8853 | 8854 | 8855 | 8856 | 8857 | 8858 | 8859 | 8860 | 8861 | 8862 | 8863 | 8864 | 8865 | 8866 | 8867 | 8868 | 8869 | 8870 | 8871 | 8872 | 8873 | 8874 | 8875 | 8876 | 8877 | 8878 | 8879 | 8880 | 8881 | 8882 | 8883 | 8884 | 8885 | 8886 | 8887 | 8888 | 8889 | 8890 | 8891 | 8892 | 8893 | 8894 | 8895 | 8896 | 8897 | 8898 | 8899 | 8900 | 8901 | 8902 | 8903 | 8904 | 8905 | 8906 | 8907 | 8908 | 8909 | 8910 | 8911 | 8912 | 8913 | 8914 | 8915 | 8916 | 8917 | 8918 | 8919 | 8920 | 8921 | 8922 | 8923 | 8924 | 8925 | 8926 | 8927 | 8928 | 8929 | 8930 | 8931 | 8932 | 8933 | 8934 | 8935 | 8936 | 8937 | 8938 | 8939 | 8940 | 8941 | 8942 | 8943 | 8944 | 8945 | 8946 | 8947 | 8948 | 8949 | 8950 | 8951 | 8952 | 8953 | 8954 | 8955 | 8956 | 8957 | 8958 | 8959 | 8960 | 8961 | 8962 | 8963 | 8964 | 8965 | 8966 | 8967 | 8968 | 8969 | 8970 | 8971 | 8972 | 8973 | 8974 | 8975 | 8976 | 8977 | 8978 | 8979 | 8980 | 8981 | 8982 | 8983 | 8984 | 8985 | 8986 | 8987 | 8988 | 8989 | 8990 | 8991 | 8992 | 8993 | 8994 | 8995 | 8996 | 8997 | 8998 | 8999 | 9000 | 9001 | 9002 | 9003 | 9004 | 9005 | 9006 | 9007 | 9008 | 9009 | 9010 | 9011 | 9012 | 9013 | 9014 | 9015 | 9016 | 9017 | 9018 | 9019 | 9020 | 9021 | 9022 | 9023 | 9024 | 9025 | 9026 | 9027 | 9028 | 9029 | 9030 | 9031 | 9032 | 9033 | 9034 | 9035 | 9036 | 9037 | 9038 | 9039 | 9040 | 9041 | 9042 | 9043 | 9044 | 9045 | 9046 | 9047 | 9048 | 9049 | 9050 | 9051 | 9052 | 9053 | 9054 | 9055 | 9056 | 9057 | 9058 | 9059 | 9060 | 9061 | 9062 | 9063 | 9064 | 9065 | 9066 | 9067 | 9068 | 9069 | 9070 | 9071 | 9072 | 9073 | 9074 | 9075 | 9076 | 9077 | 9078 | 9079 | 9080 | 9081 | 9082 | 9083 | 9084 | 9085 | 9086 | 9087 | 9088 | 9089 | 9090 | 9091 | 9092 | 9093 | 9094 | 9095 | 9096 | 9097 | 9098 | 9099 | 9100 | 9101 | 9102 | 9103 | 9104 | 9105 | 9106 | 9107 | 9108 | 9109 | 9110 | 9111 | 9112 | 9113 | 9114 | 9115 | 9116 | 9117 | 9118 | 9119 | 9120 | 9121 | 9122 | 9123 | 9124 | 9125 | 9126 | 9127 | 9128 | 9129 | 9130 | 9131 | 9132 | 9133 | 9134 | 9135 | 9136 | 9137 | 9138 | 9139 | 9140 | 9141 | 9142 | 9143 | 9144 | 9145 | 9146 | 9147 | 9148 | 9149 | 9150 | 9151 | 9152 | 9153 | 9154 | 9155 | 9156 | 9157 | 9158 | 9159 | 9160 | 9161 | 9162 | 9163 | 9164 | 9165 | 9166 | 9167 | 9168 | 9169 | 9170 | 9171 | 9172 | 9173 | 9174 | 9175 | 9176 | 9177 | 9178 | 9179 | 9180 | 9181 | 9182 | 9183 | 9184 | 9185 | 9186 | 9187 | 9188 | 9189 | 9190 | 9191 | 9192 | 9193 | 9194 | 9195 | 9196 | 9197 | 9198 | 9199 | 9200 | 9201 | 9202 | 9203 | 9204 | 9205 | 9206 | 9207 | 9208 | 9209 | 9210 | 9211 | 9212 | 9213 | 9214 | 9215 | 9216 | 9217 | 9218 | 9219 | 9220 | 9221 | 9222 | 9223 | 9224 | 9225 | 9226 | 9227 | 9228 | 9229 | 9230 | 9231 | 9232 | 9233 | 9234 | 9235 | 9236 | 9237 | 9238 | 9239 | 9240 | 9241 | 9242 | 9243 | 9244 | 9245 | 9246 | 9247 | 9248 | 9249 | 9250 | 9251 | 9252 | 9253 | 9254 | 9255 | 9256 | 9257 | 9258 | 9259 | 9260 | 9261 | 9262 | 9263 | 9264 | 9265 | 9266 | 9267 | 9268 | 9269 | 9270 | 9271 | 9272 | 9273 | 9274 | 9275 | 9276 | 9277 | 9278 | 9279 | 9280 | 9281 | 9282 | 9283 | 9284 | 9285 | 9286 | 9287 | 9288 | 9289 | 9290 | 9291 | 9292 | 9293 | 9294 | 9295 | 9296 | 9297 | 9298 | 9299 | 9300 | 9301 | 9302 | 9303 | 9304 | 9305 | 9306 | 9307 | 9308 | 9309 | 9310 | 9311 | 9312 | 9313 | 9314 | 9315 | 9316 | 9317 | 9318 | 9319 | 9320 | 9321 | 9322 | 9323 | 9324 | 9325 | 9326 | 9327 | 9328 | 9329 | 9330 | 9331 | 9332 | 9333 | 9334 | 9335 | 9336 | 9337 | 9338 | 9339 | 9340 | 9341 | 9342 | 9343 | 9344 | 9345 | 9346 | 9347 | 9348 | 9349 | 9350 | 9351 | 9352 | 9353 | 9354 | 9355 | 9356 | 9357 | 9358 | 9359 | 9360 | 9361 | 9362 | 9363 | 9364 | 9365 | 9366 | 9367 | 9368 | 9369 | 9370 | 9371 | 9372 | 9373 | 9374 | 9375 | 9376 | 9377 | 9378 | 9379 | 9380 | 9381 | 9382 | 9383 | 9384 | 9385 | 9386 | 9387 | 9388 | 9389 | 9390 | 9391 | 9392 | 9393 | 9394 | 9395 | 9396 | 9397 | 9398 | 9399 | 9400 | 9401 | 9402 | 9403 | 9404 | 9405 | 9406 | 9407 | 9408 | 9409 | 9410 | 9411 | 9412 | 9413 | 9414 | 9415 | 9416 | 9417 | 9418 | 9419 | 9420 | 9421 | 9422 | 9423 | 9424 | 9425 | 9426 | 9427 | 9428 | 9429 | 9430 | 9431 | 9432 | 9433 | 9434 | 9435 | 9436 | 9437 | 9438 | 9439 | 9440 | 9441 | 9442 | 9443 | 9444 | 9445 | 9446 | 9447 | 9448 | 9449 | 9450 | 9451 | 9452 | 9453 | 9454 | 9455 | 9456 | 9457 | 9458 | 9459 | 9460 | 9461 | 9462 | 9463 | 9464 | 9465 | 9466 | 9467 | 9468 | 9469 | 9470 | 9471 | 9472 | 9473 | 9474 | 9475 | 9476 | 9477 | 9478 | 9479 | 9480 | 9481 | 9482 | 9483 | 9484 | 9485 | 9486 | 9487 | 9488 | 9489 | 9490 | 9491 | 9492 | 9493 | 9494 | 9495 | 9496 | 9497 | 9498 | 9499 | 9500 | 9501 | 9502 | 9503 | 9504 | 9505 | 9506 | 9507 | 9508 | 9509 | 9510 | 9511 | 9512 | 9513 | 9514 | 9515 | 9516 | 9517 | 9518 | 9519 | 9520 | 9521 | 9522 | 9523 | 9524 | 9525 | 9526 | 9527 | 9528 | 9529 | 9530 | 9531 | 9532 | 9533 | 9534 | 9535 | 9536 | 9537 | 9538 | 9539 | 9540 | 9541 | 9542 | 9543 | 9544 | 9545 | 9546 | 9547 | 9548 | 9549 | 9550 | 9551 | 9552 | 9553 | 9554 | 9555 | 9556 | 9557 | 9558 | 9559 | 9560 | 9561 | 9562 | 9563 | 9564 | 9565 | 9566 | 9567 | 9568 | 9569 | 9570 | 9571 | 9572 | 9573 | 9574 | 9575 | 9576 | 9577 | 9578 | 9579 | 9580 | 9581 | 9582 | 9583 | 9584 | 9585 | 9586 | 9587 | 9588 | 9589 | 9590 | 9591 | 9592 | 9593 | 9594 | 9595 | 9596 | 9597 | 9598 | 9599 | 9600 | 9601 | 9602 | 9603 | 9604 | 9605 | 9606 | 9607 | 9608 | 9609 | 9610 | 9611 | 9612 | 9613 | 9614 | 9615 | 9616 | 9617 | 9618 | 9619 | 9620 | 9621 | 9622 | 9623 | 9624 | 9625 | 9626 | 9627 | 9628 | 9629 | 9630 | 9631 | 9632 | 9633 | 9634 | 9635 | 9636 | 9637 | 9638 | 9639 | 9640 | 9641 | 9642 | 9643 | 9644 | 9645 | 9646 | 9647 | 9648 | 9649 | 9650 | 9651 | 9652 | 9653 | 9654 | 9655 | 9656 | 9657 | 9658 | 9659 | 9660 | 9661 | 9662 | 9663 | 9664 | 9665 | 9666 | 9667 | 9668 | 9669 | 9670 | 9671 | 9672 | 9673 | 9674 | 9675 | 9676 | 9677 | 9678 | 9679 | 9680 | 9681 | 9682 | 9683 | 9684 | 9685 | 9686 | 9687 | 9688 | 9689 | 9690 | 9691 | 9692 | 9693 | 9694 | 9695 | 9696 | 9697 | 9698 | 9699 | 9700 | 9701 | 9702 | 9703 | 9704 | 9705 | 9706 | 9707 | 9708 | 9709 | 9710 | 9711 | 9712 | 9713 | 9714 | 9715 | 9716 | 9717 | 9718 | 9719 | 9720 | 9721 | 9722 | 9723 | 9724 | 9725 | 9726 | 9727 | 9728 | 9729 | 9730 | 9731 | 9732 | 9733 | 9734 | 9735 | 9736 | 9737 | 9738 | 9739 | 9740 | 9741 | 9742 | 9743 | 9744 | 9745 | 9746 | 9747 | 9748 | 9749 | 9750 | 9751 | 9752 | 9753 | 9754 | 9755 | 9756 | 9757 | 9758 | 9759 | 9760 | 9761 | 9762 | 9763 | 9764 | 9765 | 9766 | 9767 | 9768 | 9769 | 9770 | 9771 | 9772 | 9773 | 9774 | 9775 | 9776 | 9777 | 9778 | 9779 | 9780 | 9781 | 9782 | 9783 | 9784 | 9785 | 9786 | 9787 | 9788 | 9789 | 9790 | 9791 | 9792 | 9793 | 9794 | 9795 | 9796 | 9797 | 9798 | 9799 | 9800 | 9801 | 9802 | 9803 | 9804 | 9805 | 9806 | 9807 | 9808 | 9809 | 9810 | 9811 | 9812 | 9813 | 9814 | 9815 | 9816 | 9817 | 9818 | 9819 | 9820 | 9821 | 9822 | 9823 | 9824 | 9825 | 9826 | 9827 | 9828 | 9829 | 9830 | 9831 | 9832 | 9833 | 9834 | 9835 | 9836 | 9837 | 9838 | 9839 | 9840 | 9841 | 9842 | 9843 | 9844 | 9845 | 9846 | 9847 | 9848 | 9849 | 9850 | 9851 | 9852 | 9853 | 9854 | 9855 | 9856 | 9857 | 9858 | 9859 | 9860 | 9861 | 9862 | 9863 | 9864 | 9865 | 9866 | 9867 | 9868 | 9869 | 9870 | 9871 | 9872 | 9873 | 9874 | 9875 | 9876 | 9877 | 9878 | 9879 | 9880 | 9881 | 9882 | 9883 | 9884 | 9885 | 9886 | 9887 | 9888 | 9889 | 9890 | 9891 | 9892 | 9893 | 9894 | 9895 | 9896 | 9897 | 9898 | 9899 | 9900 | 9901 | 9902 | 9903 | 9904 | 9905 | 9906 | 9907 | 9908 | 9909 | 9910 | 9911 | 9912 | 9913 | 9914 | 9915 | 9916 | 9917 | 9918 | 9919 | 9920 | 9921 | 9922 | 9923 | 9924 | 9925 | 9926 | 9927 | 9928 | 9929 | 9930 | 9931 | 9932 | 9933 | 9934 | 9935 | 9936 | 9937 | 9938 | 9939 | 9940 | 9941 | 9942 | 9943 | 9944 | 9945 | 9946 | 9947 | 9948 | 9949 | 9950 | 9951 | 9952 | 9953 | 9954 | 9955 | 9956 | 9957 | 9958 | 9959 | 9960 | 9961 | 9962 | 9963 | 9964 | 9965 | 9966 | 9967 | 9968 | 9969 | 9970 | 9971 | 9972 | 9973 | 9974 | 9975 | 9976 | 9977 | 9978 | 9979 | 9980 | 9981 | 9982 | 9983 | 9984 | 9985 | 9986 | 9987 | 9988 | 9989 | 9990 | 9991 | 9992 | 9993 | 9994 | 9995 | 9996 | 9997 | 9998 | 9999 | 10000
Scenario type |  | step | NaN | NaN | - | This is the output that the code uses to determine convergence
Floor area | A_floor | constant | 55.0564 |  | m2 | Area of space being modelled | A_floor | 55.0564 | 55.0564 | 55.0564 | 55.0564 | 55.0564 | 55.0564 | 55.0564 | 55.0564 | 55.0564 | 55.0564 | 55.0564 | 55.0564 | 55.0564 | 55.0564 | 55.0564 | 55.0564 | 55.0564 | 55.0564 | 55.0564 | 55.0564 | 55.0564 | 55.0564 | 55.0564 | 55.0564 | 55.0564 | 55.0564 | 55.0564 | 55.0564 | 55.0564 | 55.0564 | 55.0564 | 55.0564 | 55.0564 | 55.0564 | 55.0564 | 55.0564 | 55.0564 | 55.0564 | 55.0564 | 55.0564 | 55.0564 | 55.0564 | 55.0564 | 55.0564 | 55.0564 | 55.0564 | 55.0564 | 55.0564 | 55.0564 | 55.0564 | 55.0564 | 55.0564 | 55.0564 | 55.0564 | 55.0564 | 55.0564 | 55.0564 | 55.0564 | 55.0564 | 55.0564 | 55.0564 | 55.0564 | 55.0564 | 55.0564 | 55.0564 | 55.0564 | 55.0564 | 55.0564 | 55.0564 | 55.0564 | 55.0564 | 55.0564 | 55.0564 | 55.0564 | 55.0564 | 55.0564 | 55.0564 | 55.0564 | 55.0564 | 55.0564 | 55.0564 | 55.0564 | 55.0564 | 55.0564 | 55.0564 | 55.0564 | 55.0564 | 55.0564 | 55.0564 | 55.0564 | 55.0564 | 55.0564 | 55.0564 | 55.0564 | 55.0564 | 55.0564 | 55.0564 | 55.0564 | 55.0564 | 55.0564 | 55.0564 | 55.0564 | 55.0564 | 55.0564 | 55.0564 | 55.0564 | 55.0564 | 55.0564 | 55.0564 | 55.0564 | 55.0564 | 55.0564 | 55.0564 | 55.0564 | 55.0564 | 55.0564 | 55.0564 | 55.0564 | 55.0564 | 55.0564 | 55.0564 | 55.0564 | 55.0564 | 55.0564 | 55.0564 | 55.0564 | 55.0564 | 55.0564 | 55.0564 | 55.0564 | 55.0564 | 55.0564 | 55.0564 | 55.0564 | 55.0564 | 55.0564 | 55.0564 | 55.0564 | 55.0564 | 55.0564 | 55.0564 | 55.0564 | 55.0564 | 55.0564 | 55.0564 | 55.0564 | 55.0564 | 55.0564 | 55.0564 | 55.0564 | 55.0564 | 55.0564 | 55.0564 | 55.0564 | 55.0564 | 55.0564 | 55.0564 | 55.0564 | 55.0564 | 55.0564 | 55.0564 | 55.0564 | 55.0564 | 55.0564 | 55.0564 | 55.0564 | 55.0564 | 55.0564 | 55.0564 | 55.0564 | 55.0564 | 55.0564 | 55.0564 | 55.0564 | 55.0564 | 55.0564 | 55.0564 | 55.0564 | 55.0564 | 55.0564 | 55.0564 | 55.0564 | 55.0564 | 55.0564 | 55.0564 | 55.0564 | 55.0564 | 55.0564 | 55.0564 | 55.0564 | 55.0564 | 55.0564 | 55.0564 | 55.0564 | 55.0564 | 55.0564 | 55.0564 | 55.0564 | 55.0564 | 55.0564 | 55.0564 | 55.0564 | 55.0564 | 55.0564 | 55.0564 | 55.0564 | 55.0564 | 55.0564 | 55.0564 | 55.0564 | 55.0564 | 55.0564 | 55.0564 | 55.0564 | 55.0564 | 55.0564 | 55.0564 | 55.0564 | 55.0564 | 55.0564 | 55.0564 | 55.0564 | 55.0564 | 55.0564 | 55.0564 | 55.0564 | 55.0564 | 55.0564 | 55.0564 | 55.0564 | 55.0564 | 55.0564 | 55.0564 | 55.0564 | 55.0564 | 55.0564 | 55.0564 | 55.0564 | 55.0564 | 55.0564 | 55.0564 | 55.0564 | 55.0564 | 55.0564 | 55.0564 | 55.0564 | 55.0564 | 55.0564 | 55.0564 | 55.0564 | 55.0564 | 55.0564 | 55.0564 | 55.0564 | 55.0564 | 55.0564 | 55.0564 | 55.0564 | 55.0564 | 55.0564 | 55.0564 | 55.0564 | 55.0564 | 55.0564 | 55.0564 | 55.0564 | 55.0564 | 55.0564 | 55.0564 | 55.0564 | 55.0564 | 55.0564 | 55.0564 | 55.0564 | 55.0564 | 55.0564 | 55.0564 | 55.0564 | 55.0564 | 55.0564 | 55.0564 | 55.0564 | 55.0564 | 55.0564 | 55.0564 | 55.0564 | 55.0564 | 55.0564 | 55.0564 | 55.0564 | 55.0564 | 55.0564 | 55.0564 | 55.0564 | 55.0564 | 55.0564 | 55.0564 | 55.0564 | 55.0564 | 55.0564 | 55.0564 | 55.0564 | 55.0564 | 55.0564 | 55.0564 | 55.0564 | 55.0564 | 55.0564 | 55.0564 | 55.0564 | 55.0564 | 55.0564 | 55.0564 | 55.0564 | 55.0564 | 55.0564 | 55.0564 | 55.0564 | 55.0564 | 55.0564 | 55.0564 | 55.0564 | 55.0564 | 55.0564 | 55.0564 | 55.0564 | 55.0564 | 55.0564 | 55.0564 | 55.0564 | 55.0564 | 55.0564 | 55.0564 | 55.0564 | 55.0564 | 55.0564 | 55.0564 | 55.0564 | 55.0564 | 55.0564 | 55.0564 | 55.0564 | 55.0564 | 55.0564 | 55.0564 | 55.0564 | 55.0564 | 55.0564 | 55.0564 | 55.0564 | 55.0564 | 55.0564 | 55.0564 | 55.0564 | 55.0564 | 55.0564 | 55.0564 | 55.0564 | 55.0564 | 55.0564 | 55.0564 | 55.0564 | 55.0564 | 55.0564 | 55.0564 | 55.0564 | 55.0564 | 55.0564 | 55.0564 | 55.0564 | 55.0564 | 55.0564 | 55.0564 | 55.0564 | 55.0564 | 55.0564 | 55.0564 | 55.0564 | 55.0564 | 55.0564 | 55.0564 | 55.0564 | 55.0564 | 55.0564 | 55.0564 | 55.0564 | 55.0564 | 55.0564 | 55.0564 | 55.0564 | 55.0564 | 55.0564 | 55.0564 | 55.0564 | 55.0564 | 55.0564 | 55.0564 | 55.0564 | 55.0564 | 55.0564 | 55.0564 | 55.0564 | 55.0564 | 55.0564 | 55.0564 | 55.0564 | 55.0564 | 55.0564 | 55.0564 | 55.0564 | 55.0564 | 55.0564 | 55.0564 | 55.0564 | 55.0564 | 55.0564 | 55.0564 | 55.0564 | 55.0564 | 55.0564 | 55.0564 | 55.0564 | 55.0564 | 55.0564 | 55.0564 | 55.0564 | 55.0564 | 55.0564 | 55.0564 | 55.0564 | 55.0564 | 55.0564 | 55.0564 | 55.0564 | 55.0564 | 55.0564 | 55.0564 | 55.0564 | 55.0564 | 55.0564 | 55.0564 | 55.0564 | 55.0564 | 55.0564 | 55.0564 | 55.0564 | 55.0564 | 55.0564 | 55.0564 | 55.0564 | 55.0564 | 55.0564 | 55.0564 | 55.0564 | 55.0564 | 55.0564 | 55.0564 | 55.0564 | 55.0564 | 55.0564 | 55.0564 | 55.0564 | 55.0564 | 55.0564 | 55.0564 | 55.0564 | 55.0564 | 55.0564 | 55.0564 | 55.0564 | 55.0564 | 55.0564 | 55.0564 | 55.0564 | 55.0564 | 55.0564 | 55.0564 | 55.0564 | 55.0564 | 55.0564 | 55.0564 | 55.0564 | 55.0564 | 55.0564 | 55.0564 | 55.0564 | 55.0564 | 55.0564 | 55.0564 | 55.0564 | 55.0564 | 55.0564 | 55.0564 | 55.0564 | 55.0564 | 55.0564 | 55.0564 | 55.0564 | 55.0564 | 55.0564 | 55.0564 | 55.0564 | 55.0564 | 55.0564 | 55.0564 | 55.0564 | 55.0564 | 55.0564 | 55.0564 | 55.0564 | 55.0564 | 55.0564 | 55.0564 | 55.0564 | 55.0564 | 55.0564 | 55.0564 | 55.0564 | 55.0564 | 55.0564 | 55.0564 | 55.0564 | 55.0564 | 55.0564 | 55.0564 | 55.0564 | 55.0564 | 55.0564 | 55.0564 | 55.0564 | 55.0564 | 55.0564 | 55.0564 | 55.0564 | 55.0564 | 55.0564 | 55.0564 | 55.0564 | 55.0564 | 55.0564 | 55.0564 | 55.0564 | 55.0564 | 55.0564 | 55.0564 | 55.0564 | 55.0564 | 55.0564 | 55.0564 | 55.0564 | 55.0564 | 55.0564 | 55.0564 | 55.0564 | 55.0564 | 55.0564 | 55.0564 | 55.0564 | 55.0564 | 55.0564 | 55.0564 | 55.0564 | 55.0564 | 55.0564 | 55.0564 | 55.0564 | 55.0564 | 55.0564 | 55.0564 | 55.0564 | 55.0564 | 55.0564 | 55.0564 | 55.0564 | 55.0564 | 55.0564 | 55.0564 | 55.0564 | 55.0564 | 55.0564 | 55.0564 | 55.0564 | 55.0564 | 55.0564 | 55.0564 | 55.0564 | 55.0564 | 55.0564 | 55.0564 | 55.0564 | 55.0564 | 55.0564 | 55.0564 | 55.0564 | 55.0564 | 55.0564 | 55.0564 | 55.0564 | 55.0564 | 55.0564 | 55.0564 | 55.0564 | 55.0564 | 55.0564 | 55.0564 | 55.0564 | 55.0564 | 55.0564 | 55.0564 | 55.0564 | 55.0564 | 55.0564 | 55.0564 | 55.0564 | 55.0564 | 55.0564 | 55.0564 | 55.0564 | 55.0564 | 55.0564 | 55.0564 | 55.0564 | 55.0564 | 55.0564 | 55.0564 | 55.0564 | 55.0564 | 55.0564 | 55.0564 | 55.0564 | 55.0564 | 55.0564 | 55.0564 | 55.0564 | 55.0564 | 55.0564 | 55.0564 | 55.0564 | 55.0564 | 55.0564 | 55.0564 | 55.0564 | 55.0564 | 55.0564 | 55.0564 | 55.0564 | 55.0564 | 55.0564 | 55.0564 | 55.0564 | 55.0564 | 55.0564 | 55.0564 | 55.0564 | 55.0564 | 55.0564 | 55.0564 | 55.0564 | 55.0564 | 55.0564 | 55.0564 | 55.0564 | 55.0564 | 55.0564 | 55.0564 | 55.0564 | 55.0564 | 55.0564 | 55.0564 | 55.0564 | 55.0564 | 55.0564 | 55.0564 | 55.0564 | 55.0564 | 55.0564 | 55.0564 | 55.0564 | 55.0564 | 55.0564 | 55.0564 | 55.0564 | 55.0564 | 55.0564 | 55.0564 | 55.0564 | 55.0564 | 55.0564 | 55.0564 | 55.0564 | 55.0564 | 55.0564 | 55.0564 | 55.0564 | 55.0564 | 55.0564 | 55.0564 | 55.0564 | 55.0564 | 55.0564 | 55.0564 | 55.0564 | 55.0564 | 55.0564 | 55.0564 | 55.0564 | 55.0564 | 55.0564 | 55.0564 | 55.0564 | 55.0564 | 55.0564 | 55.0564 | 55.0564 | 55.0564 | 55.0564 | 55.0564 | 55.0564 | 55.0564 | 55.0564 | 55.0564 | 55.0564 | 55.0564 | 55.0564 | 55.0564 | 55.0564 | 55.0564 | 55.0564 | 55.0564 | 55.0564 | 55.0564 | 55.0564 | 55.0564 | 55.0564 | 55.0564 | 55.0564 | 55.0564 | 55.0564 | 55.0564 | 55.0564 | 55.0564 | 55.0564 | 55.0564 | 55.0564 | 55.0564 | 55.0564 | 55.0564 | 55.0564 | 55.0564 | 55.0564 | 55.0564 | 55.0564 | 55.0564 | 55.0564 | 55.0564 | 55.0564 | 55.0564 | 55.0564 | 55.0564 | 55.0564 | 55.0564 | 55.0564 | 55.0564 | 55.0564 | 55.0564 | 55.0564 | 55.0564 | 55.0564 | 55.0564 | 55.0564 | 55.0564 | 55.0564 | 55.0564 | 55.0564 | 55.0564 | 55.0564 | 55.0564 | 55.0564 | 55.0564 | 55.0564 | 55.0564 | 55.0564 | 55.0564 | 55.0564 | 55.0564 | 55.0564 | 55.0564 | 55.0564 | 55.0564 | 55.0564 | 55.0564 | 55.0564 | 55.0564 | 55.0564 | 55.0564 | 55.0564 | 55.0564 | 55.0564 | 55.0564 | 55.0564 | 55.0564 | 55.0564 | 55.0564 | 55.0564 | 55.0564 | 55.0564 | 55.0564 | 55.0564 | 55.0564 | 55.0564 | 55.0564 | 55.0564 | 55.0564 | 55.0564 | 55.0564 | 55.0564 | 55.0564 | 55.0564 | 55.0564 | 55.0564 | 55.0564 | 55.0564 | 55.0564 | 55.0564 | 55.0564 | 55.0564 | 55.0564 | 55.0564 | 55.0564 | 55.0564 | 55.0564 | 55.0564 | 55.0564 | 55.0564 | 55.0564 | 55.0564 | 55.0564 | 55.0564 | 55.0564 | 55.0564 | 55.0564 | 55.0564 | 55.0564 | 55.0564 | 55.0564 | 55.0564 | 55.0564 | 55.0564 | 55.0564 | 55.0564 | 55.0564 | 55.0564 | 55.0564 | 55.0564 | 55.0564 | 55.0564 | 55.0564 | 55.0564 | 55.0564 | 55.0564 | 55.0564 | 55.0564 | 55.0564 | 55.0564 | 55.0564 | 55.0564 | 55.0564 | 55.0564 | 55.0564 | 55.0564 | 55.0564 | 55.0564 | 55.0564 | 55.0564 | 55.0564 | 55.0564 | 55.0564 | 55.0564 | 55.0564 | 55.0564 | 55.0564 | 55.0564 | 55.0564 | 55.0564 | 55.0564 | 55.0564 | 55.0564 | 55.0564 | 55.0564 | 55.0564 | 55.0564 | 55.0564 | 55.0564 | 55.0564 | 55.0564 | 55.0564 | 55.0564 | 55.0564 | 55.0564 | 55.0564 | 55.0564 | 55.0564 | 55.0564 | 55.0564 | 55.0564 | 55.0564 | 55.0564 | 55.0564 | 55.0564 | 55.0564 | 55.0564 | 55.0564 | 55.0564 | 55.0564 | 55.0564 | 55.0564 | 55.0564 | 55.0564 | 55.0564 | 55.0564 | 55.0564 | 55.0564 | 55.0564 | 55.0564 | 55.0564 | 55.0564 | 55.0564 | 55.0564 | 55.0564 | 55.0564 | 55.0564 | 55.0564 | 55.0564 | 55.0564 | 55.0564 | 55.0564 | 55.0564 | 55.0564 | 55.0564 | 55.0564 | 55.0564 | 55.0564 | 55.0564 | 55.0564 | 55.0564 | 55.0564 | 55.0564 | 55.0564 | 55.0564 | 55.0564 | 55.0564 | 55.0564 | 55.0564 | 55.0564 | 55.0564 | 55.0564 | 55.0564 | 55.0564 | 55.0564 | 55.0564 | 55.0564 | 55.0564 | 55.0564 | 55.0564 | 55.0564 | 55.0564 | 55.0564 | 55.0564 | 55.0564 | 55.0564 | 55.0564 | 55.0564 | 55.0564 | 55.0564 | 55.0564 | 55.0564 | 55.0564 | 55.0564 | 55.0564 | 55.0564 | 55.0564 | 55.0564 | 55.0564 | 55.0564 | 55.0564 | 55.0564 | 55.0564 | 55.0564 | 55.0564 | 55.0564 | 55.0564 | 55.0564 | 55.0564 | 55.0564 | 55.0564 | 55.0564 | 55.0564 | 55.0564 | 55.0564 | 55.0564 | 55.0564 | 55.0564 | 55.0564 | 55.0564 | 55.0564 | 55.0564 | 55.0564 | 55.0564 | 55.0564 | 55.0564 | 55.0564 | 55.0564 | 55.0564 | 55.0564 | 55.0564 | 55.0564 | 55.0564 | 55.0564 | 55.0564 | 55.0564 | 55.0564 | 55.0564 | 55.0564 | 55.0564 | 55.0564 | 55.0564 | 55.0564 | 55.0564 | 55.0564 | 55.0564 | 55.0564 | 55.0564 | 55.0564 | 55.0564 | 55.0564 | 55.0564 | 55.0564 | 55.0564 | 55.0564 | 55.0564 | 55.0564 | 55.0564 | 55.0564 | 55.0564 | 55.0564 | 55.0564 | 55.0564 | 55.0564 | 55.0564 | 55.0564 | 55.0564 | 55.0564 | 55.0564 | 55.0564 | 55.0564 | 55.0564 | 55.0564 | 55.0564 | 55.0564 | 55.0564 | 55.0564 | 55.0564 | 55.0564 | 55.0564 | 55.0564 | 55.0564 | 55.0564 | 55.0564 | 55.0564 | 55.0564 | 55.0564 | 55.0564 | 55.0564 | 55.0564 | 55.0564 | 55.0564 | 55.0564 | 55.0564 | 55.0564 | 55.0564 | 55.0564 | 55.0564 | 55.0564 | 55.0564 | 55.0564 | 55.0564 | 55.0564 | 55.0564 | 55.0564 | 55.0564 | 55.0564 | 55.0564 | 55.0564 | 55.0564 | 55.0564 | 55.0564 | 55.0564 | 55.0564 | 55.0564 | 55.0564 | 55.0564 | 55.0564 | 55.0564 | 55.0564 | 55.0564 | 55.0564 | 55.0564 | 55.0564 | 55.0564 | 55.0564 | 55.0564 | 55.0564 | 55.0564 | 55.0564 | 55.0564 | 55.0564 | 55.0564 | 55.0564 | 55.0564 | 55.0564 | 55.0564 | 55.0564 | 55.0564 | 55.0564 | 55.0564 | 55.0564 | 55.0564 | 55.0564 | 55.0564 | 55.0564 | 55.0564 | 55.0564 | 55.0564 | 55.0564 | 55.0564 | 55.0564 | 55.0564 | 55.0564 | 55.0564 | 55.0564 | 55.0564 | 55.0564 | 55.0564 | 55.0564 | 55.0564 | 55.0564 | 55.0564 | 55.0564 | 55.0564 | 55.0564 | 55.0564 | 55.0564 | 55.0564 | 55.0564 | 55.0564 | 55.0564 | 55.0564 | 55.0564 | 55.0564 | 55.0564 | 55.0564 | 55.0564 | 55.0564 | 55.0564 | 55.0564 | 55.0564 | 55.0564 | 55.0564 | 55.0564 | 55.0564 | 55.0564 | 55.0564 | 55.0564 | 55.0564 | 55.0564 | 55.0564 | 55.0564 | 55.0564 | 55.0564 | 55.0564 | 55.0564 | 55.0564 | 55.0564 | 55.0564 | 55.0564 | 55.0564 | 55.0564 | 55.0564 | 55.0564 | 55.0564 | 55.0564 | 55.0564 | 55.0564 | 55.0564 | 55.0564 | 55.0564 | 55.0564 | 55.0564 | 55.0564 | 55.0564 | 55.0564 | 55.0564 | 55.0564 | 55.0564 | 55.0564 | 55.0564 | 55.0564 | 55.0564 | 55.0564 | 55.0564 | 55.0564 | 55.0564 | 55.0564 | 55.0564 | 55.0564 | 55.0564 | 55.0564 | 55.0564 | 55.0564 | 55.0564 | 55.0564 | 55.0564 | 55.0564 | 55.0564 | 55.0564 | 55.0564 | 55.0564 | 55.0564 | 55.0564 | 55.0564 | 55.0564 | 55.0564 | 55.0564 | 55.0564 | 55.0564 | 55.0564 | 55.0564 | 55.0564 | 55.0564 | 55.0564 | 55.0564 | 55.0564 | 55.0564 | 55.0564 | 55.0564 | 55.0564 | 55.0564 | 55.0564 | 55.0564 | 55.0564 | 55.0564 | 55.0564 | 55.0564 | 55.0564 | 55.0564 | 55.0564 | 55.0564 | 55.0564 | 55.0564 | 55.0564 | 55.0564 | 55.0564 | 55.0564 | 55.0564 | 55.0564 | 55.0564 | 55.0564 | 55.0564 | 55.0564 | 55.0564 | 55.0564 | 55.0564 | 55.0564 | 55.0564 | 55.0564 | 55.0564 | 55.0564 | 55.0564 | 55.0564 | 55.0564 | 55.0564 | 55.0564 | 55.0564 | 55.0564 | 55.0564 | 55.0564 | 55.0564 | 55.0564 | 55.0564 | 55.0564 | 55.0564 | 55.0564 | 55.0564 | 55.0564 | 55.0564 | 55.0564 | 55.0564 | 55.0564 | 55.0564 | 55.0564 | 55.0564 | 55.0564 | 55.0564 | 55.0564 | 55.0564 | 55.0564 | 55.0564 | 55.0564 | 55.0564 | 55.0564 | 55.0564 | 55.0564 | 55.0564 | 55.0564 | 55.0564 | 55.0564 | 55.0564 | 55.0564 | 55.0564 | 55.0564 | 55.0564 | 55.0564 | 55.0564 | 55.0564 | 55.0564 | 55.0564 | 55.0564 | 55.0564 | 55.0564 | 55.0564 | 55.0564 | 55.0564 | 55.0564 | 55.0564 | 55.0564 | 55.0564 | 55.0564 | 55.0564 | 55.0564 | 55.0564 | 55.0564 | 55.0564 | 55.0564 | 55.0564 | 55.0564 | 55.0564 | 55.0564 | 55.0564 | 55.0564 | 55.0564 | 55.0564 | 55.0564 | 55.0564 | 55.0564 | 55.0564 | 55.0564 | 55.0564 | 55.0564 | 55.0564 | 55.0564 | 55.0564 | 55.0564 | 55.0564 | 55.0564 | 55.0564 | 55.0564 | 55.0564 | 55.0564 | 55.0564 | 55.0564 | 55.0564 | 55.0564 | 55.0564 | 55.0564 | 55.0564 | 55.0564 | 55.0564 | 55.0564 | 55.0564 | 55.0564 | 55.0564 | 55.0564 | 55.0564 | 55.0564 | 55.0564 | 55.0564 | 55.0564 | 55.0564 | 55.0564 | 55.0564 | 55.0564 | 55.0564 | 55.0564 | 55.0564 | 55.0564 | 55.0564 | 55.0564 | 55.0564 | 55.0564 | 55.0564 | 55.0564 | 55.0564 | 55.0564 | 55.0564 | 55.0564 | 55.0564 | 55.0564 | 55.0564 | 55.0564 | 55.0564 | 55.0564 | 55.0564 | 55.0564 | 55.0564 | 55.0564 | 55.0564 | 55.0564 | 55.0564 | 55.0564 | 55.0564 | 55.0564 | 55.0564 | 55.0564 | 55.0564 | 55.0564 | 55.0564 | 55.0564 | 55.0564 | 55.0564 | 55.0564 | 55.0564 | 55.0564 | 55.0564 | 55.0564 | 55.0564 | 55.0564 | 55.0564 | 55.0564 | 55.0564 | 55.0564 | 55.0564 | 55.0564 | 55.0564 | 55.0564 | 55.0564 | 55.0564 | 55.0564 | 55.0564 | 55.0564 | 55.0564 | 55.0564 | 55.0564 | 55.0564 | 55.0564 | 55.0564 | 55.0564 | 55.0564 | 55.0564 | 55.0564 | 55.0564 | 55.0564 | 55.0564 | 55.0564 | 55.0564 | 55.0564 | 55.0564 | 55.0564 | 55.0564 | 55.0564 | 55.0564 | 55.0564 | 55.0564 | 55.0564 | 55.0564 | 55.0564 | 55.0564 | 55.0564 | 55.0564 | 55.0564 | 55.0564 | 55.0564 | 55.0564 | 55.0564 | 55.0564 | 55.0564 | 55.0564 | 55.0564 | 55.0564 | 55.0564 | 55.0564 | 55.0564 | 55.0564 | 55.0564 | 55.0564 | 55.0564 | 55.0564 | 55.0564 | 55.0564 | 55.0564 | 55.0564 | 55.0564 | 55.0564 | 55.0564 | 55.0564 | 55.0564 | 55.0564 | 55.0564 | 55.0564 | 55.0564 | 55.0564 | 55.0564 | 55.0564 | 55.0564 | 55.0564 | 55.0564 | 55.0564 | 55.0564 | 55.0564 | 55.0564 | 55.0564 | 55.0564 | 55.0564 | 55.0564 | 55.0564 | 55.0564 | 55.0564 | 55.0564 | 55.0564 | 55.0564 | 55.0564 | 55.0564 | 55.0564 | 55.0564 | 55.0564 | 55.0564 | 55.0564 | 55.0564 | 55.0564 | 55.0564 | 55.0564 | 55.0564 | 55.0564 | 55.0564 | 55.0564 | 55.0564 | 55.0564 | 55.0564 | 55.0564 | 55.0564 | 55.0564 | 55.0564 | 55.0564 | 55.0564 | 55.0564 | 55.0564 | 55.0564 | 55.0564 | 55.0564 | 55.0564 | 55.0564 | 55.0564 | 55.0564 | 55.0564 | 55.0564 | 55.0564 | 55.0564 | 55.0564 | 55.0564 | 55.0564 | 55.0564 | 55.0564 | 55.0564 | 55.0564 | 55.0564 | 55.0564 | 55.0564 | 55.0564 | 55.0564 | 55.0564 | 55.0564 | 55.0564 | 55.0564 | 55.0564 | 55.0564 | 55.0564 | 55.0564 | 55.0564 | 55.0564 | 55.0564 | 55.0564 | 55.0564 | 55.0564 | 55.0564 | 55.0564 | 55.0564 | 55.0564 | 55.0564 | 55.0564 | 55.0564 | 55.0564 | 55.0564 | 55.0564 | 55.0564 | 55.0564 | 55.0564 | 55.0564 | 55.0564 | 55.0564 | 55.0564 | 55.0564 | 55.0564 | 55.0564 | 55.0564 | 55.0564 | 55.0564 | 55.0564 | 55.0564 | 55.0564 | 55.0564 | 55.0564 | 55.0564 | 55.0564 | 55.0564 | 55.0564 | 55.0564 | 55.0564 | 55.0564 | 55.0564 | 55.0564 | 55.0564 | 55.0564 | 55.0564 | 55.0564 | 55.0564 | 55.0564 | 55.0564 | 55.0564 | 55.0564 | 55.0564 | 55.0564 | 55.0564 | 55.0564 | 55.0564 | 55.0564 | 55.0564 | 55.0564 | 55.0564 | 55.0564 | 55.0564 | 55.0564 | 55.0564 | 55.0564 | 55.0564 | 55.0564 | 55.0564 | 55.0564 | 55.0564 | 55.0564 | 55.0564 | 55.0564 | 55.0564 | 55.0564 | 55.0564 | 55.0564 | 55.0564 | 55.0564 | 55.0564 | 55.0564 | 55.0564 | 55.0564 | 55.0564 | 55.0564 | 55.0564 | 55.0564 | 55.0564 | 55.0564 | 55.0564 | 55.0564 | 55.0564 | 55.0564 | 55.0564 | 55.0564 | 55.0564 | 55.0564 | 55.0564 | 55.0564 | 55.0564 | 55.0564 | 55.0564 | 55.0564 | 55.0564 | 55.0564 | 55.0564 | 55.0564 | 55.0564 | 55.0564 | 55.0564 | 55.0564 | 55.0564 | 55.0564 | 55.0564 | 55.0564 | 55.0564 | 55.0564 | 55.0564 | 55.0564 | 55.0564 | 55.0564 | 55.0564 | 55.0564 | 55.0564 | 55.0564 | 55.0564 | 55.0564 | 55.0564 | 55.0564 | 55.0564 | 55.0564 | 55.0564 | 55.0564 | 55.0564 | 55.0564 | 55.0564 | 55.0564 | 55.0564 | 55.0564 | 55.0564 | 55.0564 | 55.0564 | 55.0564 | 55.0564 | 55.0564 | 55.0564 | 55.0564 | 55.0564 | 55.0564 | 55.0564 | 55.0564 | 55.0564 | 55.0564 | 55.0564 | 55.0564 | 55.0564 | 55.0564 | 55.0564 | 55.0564 | 55.0564 | 55.0564 | 55.0564 | 55.0564 | 55.0564 | 55.0564 | 55.0564 | 55.0564 | 55.0564 | 55.0564 | 55.0564 | 55.0564 | 55.0564 | 55.0564 | 55.0564 | 55.0564 | 55.0564 | 55.0564 | 55.0564 | 55.0564 | 55.0564 | 55.0564 | 55.0564 | 55.0564 | 55.0564 | 55.0564 | 55.0564 | 55.0564 | 55.0564 | 55.0564 | 55.0564 | 55.0564 | 55.0564 | 55.0564 | 55.0564 | 55.0564 | 55.0564 | 55.0564 | 55.0564 | 55.0564 | 55.0564 | 55.0564 | 55.0564 | 55.0564 | 55.0564 | 55.0564 | 55.0564 | 55.0564 | 55.0564 | 55.0564 | 55.0564 | 55.0564 | 55.0564 | 55.0564 | 55.0564 | 55.0564 | 55.0564 | 55.0564 | 55.0564 | 55.0564 | 55.0564 | 55.0564 | 55.0564 | 55.0564 | 55.0564 | 55.0564 | 55.0564 | 55.0564 | 55.0564 | 55.0564 | 55.0564 | 55.0564 | 55.0564 | 55.0564 | 55.0564 | 55.0564 | 55.0564 | 55.0564 | 55.0564 | 55.0564 | 55.0564 | 55.0564 | 55.0564 | 55.0564 | 55.0564 | 55.0564 | 55.0564 | 55.0564 | 55.0564 | 55.0564 | 55.0564 | 55.0564 | 55.0564 | 55.0564 | 55.0564 | 55.0564 | 55.0564 | 55.0564 | 55.0564 | 55.0564 | 55.0564 | 55.0564 | 55.0564 | 55.0564 | 55.0564 | 55.0564 | 55.0564 | 55.0564 | 55.0564 | 55.0564 | 55.0564 | 55.0564 | 55.0564 | 55.0564 | 55.0564 | 55.0564 | 55.0564 | 55.0564 | 55.0564 | 55.0564 | 55.0564 | 55.0564 | 55.0564 | 55.0564 | 55.0564 | 55.0564 | 55.0564 | 55.0564 | 55.0564 | 55.0564 | 55.0564 | 55.0564 | 55.0564 | 55.0564 | 55.0564 | 55.0564 | 55.0564 | 55.0564 | 55.0564 | 55.0564 | 55.0564 | 55.0564 | 55.0564 | 55.0564 | 55.0564 | 55.0564 | 55.0564 | 55.0564 | 55.0564 | 55.0564 | 55.0564 | 55.0564 | 55.0564 | 55.0564 | 55.0564 | 55.0564 | 55.0564 | 55.0564 | 55.0564 | 55.0564 | 55.0564 | 55.0564 | 55.0564 | 55.0564 | 55.0564 | 55.0564 | 55.0564 | 55.0564 | 55.0564 | 55.0564 | 55.0564 | 55.0564 | 55.0564 | 55.0564 | 55.0564 | 55.0564 | 55.0564 | 55.0564 | 55.0564 | 55.0564 | 55.0564 | 55.0564 | 55.0564 | 55.0564 | 55.0564 | 55.0564 | 55.0564 | 55.0564 | 55.0564 | 55.0564 | 55.0564 | 55.0564 | 55.0564 | 55.0564 | 55.0564 | 55.0564 | 55.0564 | 55.0564 | 55.0564 | 55.0564 | 55.0564 | 55.0564 | 55.0564 | 55.0564 | 55.0564 | 55.0564 | 55.0564 | 55.0564 | 55.0564 | 55.0564 | 55.0564 | 55.0564 | 55.0564 | 55.0564 | 55.0564 | 55.0564 | 55.0564 | 55.0564 | 55.0564 | 55.0564 | 55.0564 | 55.0564 | 55.0564 | 55.0564 | 55.0564 | 55.0564 | 55.0564 | 55.0564 | 55.0564 | 55.0564 | 55.0564 | 55.0564 | 55.0564 | 55.0564 | 55.0564 | 55.0564 | 55.0564 | 55.0564 | 55.0564 | 55.0564 | 55.0564 | 55.0564 | 55.0564 | 55.0564 | 55.0564 | 55.0564 | 55.0564 | 55.0564 | 55.0564 | 55.0564 | 55.0564 | 55.0564 | 55.0564 | 55.0564 | 55.0564 | 55.0564 | 55.0564 | 55.0564 | 55.0564 | 55.0564 | 55.0564 | 55.0564 | 55.0564 | 55.0564 | 55.0564 | 55.0564 | 55.0564 | 55.0564 | 55.0564 | 55.0564 | 55.0564 | 55.0564 | 55.0564 | 55.0564 | 55.0564 | 55.0564 | 55.0564 | 55.0564 | 55.0564 | 55.0564 | 55.0564 | 55.0564 | 55.0564 | 55.0564 | 55.0564 | 55.0564 | 55.0564 | 55.0564 | 55.0564 | 55.0564 | 55.0564 | 55.0564 | 55.0564 | 55.0564 | 55.0564 | 55.0564 | 55.0564 | 55.0564 | 55.0564 | 55.0564 | 55.0564 | 55.0564 | 55.0564 | 55.0564 | 55.0564 | 55.0564 | 55.0564 | 55.0564 | 55.0564 | 55.0564 | 55.0564 | 55.0564 | 55.0564 | 55.0564 | 55.0564 | 55.0564 | 55.0564 | 55.0564 | 55.0564 | 55.0564 | 55.0564 | 55.0564 | 55.0564 | 55.0564 | 55.0564 | 55.0564 | 55.0564 | 55.0564 | 55.0564 | 55.0564 | 55.0564 | 55.0564 | 55.0564 | 55.0564 | 55.0564 | 55.0564 | 55.0564 | 55.0564 | 55.0564 | 55.0564 | 55.0564 | 55.0564 | 55.0564 | 55.0564 | 55.0564 | 55.0564 | 55.0564 | 55.0564 | 55.0564 | 55.0564 | 55.0564 | 55.0564 | 55.0564 | 55.0564 | 55.0564 | 55.0564 | 55.0564 | 55.0564 | 55.0564 | 55.0564 | 55.0564 | 55.0564 | 55.0564 | 55.0564 | 55.0564 | 55.0564 | 55.0564 | 55.0564 | 55.0564 | 55.0564 | 55.0564 | 55.0564 | 55.0564 | 55.0564 | 55.0564 | 55.0564 | 55.0564 | 55.0564 | 55.0564 | 55.0564 | 55.0564 | 55.0564 | 55.0564 | 55.0564 | 55.0564 | 55.0564 | 55.0564 | 55.0564 | 55.0564 | 55.0564 | 55.0564 | 55.0564 | 55.0564 | 55.0564 | 55.0564 | 55.0564 | 55.0564 | 55.0564 | 55.0564 | 55.0564 | 55.0564 | 55.0564 | 55.0564 | 55.0564 | 55.0564 | 55.0564 | 55.0564 | 55.0564 | 55.0564 | 55.0564 | 55.0564 | 55.0564 | 55.0564 | 55.0564 | 55.0564 | 55.0564 | 55.0564 | 55.0564 | 55.0564 | 55.0564 | 55.0564 | 55.0564 | 55.0564 | 55.0564 | 55.0564 | 55.0564 | 55.0564 | 55.0564 | 55.0564 | 55.0564 | 55.0564 | 55.0564 | 55.0564 | 55.0564 | 55.0564 | 55.0564 | 55.0564 | 55.0564 | 55.0564 | 55.0564 | 55.0564 | 55.0564 | 55.0564 | 55.0564 | 55.0564 | 55.0564 | 55.0564 | 55.0564 | 55.0564 | 55.0564 | 55.0564 | 55.0564 | 55.0564 | 55.0564 | 55.0564 | 55.0564 | 55.0564 | 55.0564 | 55.0564 | 55.0564 | 55.0564 | 55.0564 | 55.0564 | 55.0564 | 55.0564 | 55.0564 | 55.0564 | 55.0564 | 55.0564 | 55.0564 | 55.0564 | 55.0564 | 55.0564 | 55.0564 | 55.0564 | 55.0564 | 55.0564 | 55.0564 | 55.0564 | 55.0564 | 55.0564 | 55.0564 | 55.0564 | 55.0564 | 55.0564 | 55.0564 | 55.0564 | 55.0564 | 55.0564 | 55.0564 | 55.0564 | 55.0564 | 55.0564 | 55.0564 | 55.0564 | 55.0564 | 55.0564 | 55.0564 | 55.0564 | 55.0564 | 55.0564 | 55.0564 | 55.0564 | 55.0564 | 55.0564 | 55.0564 | 55.0564 | 55.0564 | 55.0564 | 55.0564 | 55.0564 | 55.0564 | 55.0564 | 55.0564 | 55.0564 | 55.0564 | 55.0564 | 55.0564 | 55.0564 | 55.0564 | 55.0564 | 55.0564 | 55.0564 | 55.0564 | 55.0564 | 55.0564 | 55.0564 | 55.0564 | 55.0564 | 55.0564 | 55.0564 | 55.0564 | 55.0564 | 55.0564 | 55.0564 | 55.0564 | 55.0564 | 55.0564 | 55.0564 | 55.0564 | 55.0564 | 55.0564 | 55.0564 | 55.0564 | 55.0564 | 55.0564 | 55.0564 | 55.0564 | 55.0564 | 55.0564 | 55.0564 | 55.0564 | 55.0564 | 55.0564 | 55.0564 | 55.0564 | 55.0564 | 55.0564 | 55.0564 | 55.0564 | 55.0564 | 55.0564 | 55.0564 | 55.0564 | 55.0564 | 55.0564 | 55.0564 | 55.0564 | 55.0564 | 55.0564 | 55.0564 | 55.0564 | 55.0564 | 55.0564 | 55.0564 | 55.0564 | 55.0564 | 55.0564 | 55.0564 | 55.0564 | 55.0564 | 55.0564 | 55.0564 | 55.0564 | 55.0564 | 55.0564 | 55.0564 | 55.0564 | 55.0564 | 55.0564 | 55.0564 | 55.0564 | 55.0564 | 55.0564 | 55.0564 | 55.0564 | 55.0564 | 55.0564 | 55.0564 | 55.0564 | 55.0564 | 55.0564 | 55.0564 | 55.0564 | 55.0564 | 55.0564 | 55.0564 | 55.0564 | 55.0564 | 55.0564 | 55.0564 | 55.0564 | 55.0564 | 55.0564 | 55.0564 | 55.0564 | 55.0564 | 55.0564 | 55.0564 | 55.0564 | 55.0564 | 55.0564 | 55.0564 | 55.0564 | 55.0564 | 55.0564 | 55.0564 | 55.0564 | 55.0564 | 55.0564 | 55.0564 | 55.0564 | 55.0564 | 55.0564 | 55.0564 | 55.0564 | 55.0564 | 55.0564 | 55.0564 | 55.0564 | 55.0564 | 55.0564 | 55.0564 | 55.0564 | 55.0564 | 55.0564 | 55.0564 | 55.0564 | 55.0564 | 55.0564 | 55.0564 | 55.0564 | 55.0564 | 55.0564 | 55.0564 | 55.0564 | 55.0564 | 55.0564 | 55.0564 | 55.0564 | 55.0564 | 55.0564 | 55.0564 | 55.0564 | 55.0564 | 55.0564 | 55.0564 | 55.0564 | 55.0564 | 55.0564 | 55.0564 | 55.0564 | 55.0564 | 55.0564 | 55.0564 | 55.0564 | 55.0564 | 55.0564 | 55.0564 | 55.0564 | 55.0564 | 55.0564 | 55.0564 | 55.0564 | 55.0564 | 55.0564 | 55.0564 | 55.0564 | 55.0564 | 55.0564 | 55.0564 | 55.0564 | 55.0564 | 55.0564 | 55.0564 | 55.0564 | 55.0564 | 55.0564 | 55.0564 | 55.0564 | 55.0564 | 55.0564 | 55.0564 | 55.0564 | 55.0564 | 55.0564 | 55.0564 | 55.0564 | 55.0564 | 55.0564 | 55.0564 | 55.0564 | 55.0564 | 55.0564 | 55.0564 | 55.0564 | 55.0564 | 55.0564 | 55.0564 | 55.0564 | 55.0564 | 55.0564 | 55.0564 | 55.0564 | 55.0564 | 55.0564 | 55.0564 | 55.0564 | 55.0564 | 55.0564 | 55.0564 | 55.0564 | 55.0564 | 55.0564 | 55.0564 | 55.0564 | 55.0564 | 55.0564 | 55.0564 | 55.0564 | 55.0564 | 55.0564 | 55.0564 | 55.0564 | 55.0564 | 55.0564 | 55.0564 | 55.0564 | 55.0564 | 55.0564 | 55.0564 | 55.0564 | 55.0564 | 55.0564 | 55.0564 | 55.0564 | 55.0564 | 55.0564 | 55.0564 | 55.0564 | 55.0564 | 55.0564 | 55.0564 | 55.0564 | 55.0564 | 55.0564 | 55.0564 | 55.0564 | 55.0564 | 55.0564 | 55.0564 | 55.0564 | 55.0564 | 55.0564 | 55.0564 | 55.0564 | 55.0564 | 55.0564 | 55.0564 | 55.0564 | 55.0564 | 55.0564 | 55.0564 | 55.0564 | 55.0564 | 55.0564 | 55.0564 | 55.0564 | 55.0564 | 55.0564 | 55.0564 | 55.0564 | 55.0564 | 55.0564 | 55.0564 | 55.0564 | 55.0564 | 55.0564 | 55.0564 | 55.0564 | 55.0564 | 55.0564 | 55.0564 | 55.0564 | 55.0564 | 55.0564 | 55.0564 | 55.0564 | 55.0564 | 55.0564 | 55.0564 | 55.0564 | 55.0564 | 55.0564 | 55.0564 | 55.0564 | 55.0564 | 55.0564 | 55.0564 | 55.0564 | 55.0564 | 55.0564 | 55.0564 | 55.0564 | 55.0564 | 55.0564 | 55.0564 | 55.0564 | 55.0564 | 55.0564 | 55.0564 | 55.0564 | 55.0564 | 55.0564 | 55.0564 | 55.0564 | 55.0564 | 55.0564 | 55.0564 | 55.0564 | 55.0564 | 55.0564 | 55.0564 | 55.0564 | 55.0564 | 55.0564 | 55.0564 | 55.0564 | 55.0564 | 55.0564 | 55.0564 | 55.0564 | 55.0564 | 55.0564 | 55.0564 | 55.0564 | 55.0564 | 55.0564 | 55.0564 | 55.0564 | 55.0564 | 55.0564 | 55.0564 | 55.0564 | 55.0564 | 55.0564 | 55.0564 | 55.0564 | 55.0564 | 55.0564 | 55.0564 | 55.0564 | 55.0564 | 55.0564 | 55.0564 | 55.0564 | 55.0564 | 55.0564 | 55.0564 | 55.0564 | 55.0564 | 55.0564 | 55.0564 | 55.0564 | 55.0564 | 55.0564 | 55.0564 | 55.0564 | 55.0564 | 55.0564 | 55.0564 | 55.0564 | 55.0564 | 55.0564 | 55.0564 | 55.0564 | 55.0564 | 55.0564 | 55.0564 | 55.0564 | 55.0564 | 55.0564 | 55.0564 | 55.0564 | 55.0564 | 55.0564 | 55.0564 | 55.0564 | 55.0564 | 55.0564 | 55.0564 | 55.0564 | 55.0564 | 55.0564 | 55.0564 | 55.0564 | 55.0564 | 55.0564 | 55.0564 | 55.0564 | 55.0564 | 55.0564 | 55.0564 | 55.0564 | 55.0564 | 55.0564 | 55.0564 | 55.0564 | 55.0564 | 55.0564 | 55.0564 | 55.0564 | 55.0564 | 55.0564 | 55.0564 | 55.0564 | 55.0564 | 55.0564 | 55.0564 | 55.0564 | 55.0564 | 55.0564 | 55.0564 | 55.0564 | 55.0564 | 55.0564 | 55.0564 | 55.0564 | 55.0564 | 55.0564 | 55.0564 | 55.0564 | 55.0564 | 55.0564 | 55.0564 | 55.0564 | 55.0564 | 55.0564 | 55.0564 | 55.0564 | 55.0564 | 55.0564 | 55.0564 | 55.0564 | 55.0564 | 55.0564 | 55.0564 | 55.0564 | 55.0564 | 55.0564 | 55.0564 | 55.0564 | 55.0564 | 55.0564 | 55.0564 | 55.0564 | 55.0564 | 55.0564 | 55.0564 | 55.0564 | 55.0564 | 55.0564 | 55.0564 | 55.0564 | 55.0564 | 55.0564 | 55.0564 | 55.0564 | 55.0564 | 55.0564 | 55.0564 | 55.0564 | 55.0564 | 55.0564 | 55.0564 | 55.0564 | 55.0564 | 55.0564 | 55.0564 | 55.0564 | 55.0564 | 55.0564 | 55.0564 | 55.0564 | 55.0564 | 55.0564 | 55.0564 | 55.0564 | 55.0564 | 55.0564 | 55.0564 | 55.0564 | 55.0564 | 55.0564 | 55.0564 | 55.0564 | 55.0564 | 55.0564 | 55.0564 | 55.0564 | 55.0564 | 55.0564 | 55.0564 | 55.0564 | 55.0564 | 55.0564 | 55.0564 | 55.0564 | 55.0564 | 55.0564 | 55.0564 | 55.0564 | 55.0564 | 55.0564 | 55.0564 | 55.0564 | 55.0564 | 55.0564 | 55.0564 | 55.0564 | 55.0564 | 55.0564 | 55.0564 | 55.0564 | 55.0564 | 55.0564 | 55.0564 | 55.0564 | 55.0564 | 55.0564 | 55.0564 | 55.0564 | 55.0564 | 55.0564 | 55.0564 | 55.0564 | 55.0564 | 55.0564 | 55.0564 | 55.0564 | 55.0564 | 55.0564 | 55.0564 | 55.0564 | 55.0564 | 55.0564 | 55.0564 | 55.0564 | 55.0564 | 55.0564 | 55.0564 | 55.0564 | 55.0564 | 55.0564 | 55.0564 | 55.0564 | 55.0564 | 55.0564 | 55.0564 | 55.0564 | 55.0564 | 55.0564 | 55.0564 | 55.0564 | 55.0564 | 55.0564 | 55.0564 | 55.0564 | 55.0564 | 55.0564 | 55.0564 | 55.0564 | 55.0564 | 55.0564 | 55.0564 | 55.0564 | 55.0564 | 55.0564 | 55.0564 | 55.0564 | 55.0564 | 55.0564 | 55.0564 | 55.0564 | 55.0564 | 55.0564 | 55.0564 | 55.0564 | 55.0564 | 55.0564 | 55.0564 | 55.0564 | 55.0564 | 55.0564 | 55.0564 | 55.0564 | 55.0564 | 55.0564 | 55.0564 | 55.0564 | 55.0564 | 55.0564 | 55.0564 | 55.0564 | 55.0564 | 55.0564 | 55.0564 | 55.0564 | 55.0564 | 55.0564 | 55.0564 | 55.0564 | 55.0564 | 55.0564 | 55.0564 | 55.0564 | 55.0564 | 55.0564 | 55.0564 | 55.0564 | 55.0564 | 55.0564 | 55.0564 | 55.0564 | 55.0564 | 55.0564 | 55.0564 | 55.0564 | 55.0564 | 55.0564 | 55.0564 | 55.0564 | 55.0564 | 55.0564 | 55.0564 | 55.0564 | 55.0564 | 55.0564 | 55.0564 | 55.0564 | 55.0564 | 55.0564 | 55.0564 | 55.0564 | 55.0564 | 55.0564 | 55.0564 | 55.0564 | 55.0564 | 55.0564 | 55.0564 | 55.0564 | 55.0564 | 55.0564 | 55.0564 | 55.0564 | 55.0564 | 55.0564 | 55.0564 | 55.0564 | 55.0564 | 55.0564 | 55.0564 | 55.0564 | 55.0564 | 55.0564 | 55.0564 | 55.0564 | 55.0564 | 55.0564 | 55.0564 | 55.0564 | 55.0564 | 55.0564 | 55.0564 | 55.0564 | 55.0564 | 55.0564 | 55.0564 | 55.0564 | 55.0564 | 55.0564 | 55.0564 | 55.0564 | 55.0564 | 55.0564 | 55.0564 | 55.0564 | 55.0564 | 55.0564 | 55.0564 | 55.0564 | 55.0564 | 55.0564 | 55.0564 | 55.0564 | 55.0564 | 55.0564 | 55.0564 | 55.0564 | 55.0564 | 55.0564 | 55.0564 | 55.0564 | 55.0564 | 55.0564 | 55.0564 | 55.0564 | 55.0564 | 55.0564 | 55.0564 | 55.0564 | 55.0564 | 55.0564 | 55.0564 | 55.0564 | 55.0564 | 55.0564 | 55.0564 | 55.0564 | 55.0564 | 55.0564 | 55.0564 | 55.0564 | 55.0564 | 55.0564 | 55.0564 | 55.0564 | 55.0564 | 55.0564 | 55.0564 | 55.0564 | 55.0564 | 55.0564 | 55.0564 | 55.0564 | 55.0564 | 55.0564 | 55.0564 | 55.0564 | 55.0564 | 55.0564 | 55.0564 | 55.0564 | 55.0564 | 55.0564 | 55.0564 | 55.0564 | 55.0564 | 55.0564 | 55.0564 | 55.0564 | 55.0564 | 55.0564 | 55.0564 | 55.0564 | 55.0564 | 55.0564 | 55.0564 | 55.0564 | 55.0564 | 55.0564 | 55.0564 | 55.0564 | 55.0564 | 55.0564 | 55.0564 | 55.0564 | 55.0564 | 55.0564 | 55.0564 | 55.0564 | 55.0564 | 55.0564 | 55.0564 | 55.0564 | 55.0564 | 55.0564 | 55.0564 | 55.0564 | 55.0564 | 55.0564 | 55.0564 | 55.0564 | 55.0564 | 55.0564 | 55.0564 | 55.0564 | 55.0564 | 55.0564 | 55.0564 | 55.0564 | 55.0564 | 55.0564 | 55.0564 | 55.0564 | 55.0564 | 55.0564 | 55.0564 | 55.0564 | 55.0564 | 55.0564 | 55.0564 | 55.0564 | 55.0564 | 55.0564 | 55.0564 | 55.0564 | 55.0564 | 55.0564 | 55.0564 | 55.0564 | 55.0564 | 55.0564 | 55.0564 | 55.0564 | 55.0564 | 55.0564 | 55.0564 | 55.0564 | 55.0564 | 55.0564 | 55.0564 | 55.0564 | 55.0564 | 55.0564 | 55.0564 | 55.0564 | 55.0564 | 55.0564 | 55.0564 | 55.0564 | 55.0564 | 55.0564 | 55.0564 | 55.0564 | 55.0564 | 55.0564 | 55.0564 | 55.0564 | 55.0564 | 55.0564 | 55.0564 | 55.0564 | 55.0564 | 55.0564 | 55.0564 | 55.0564 | 55.0564 | 55.0564 | 55.0564 | 55.0564 | 55.0564 | 55.0564 | 55.0564 | 55.0564 | 55.0564 | 55.0564 | 55.0564 | 55.0564 | 55.0564 | 55.0564 | 55.0564 | 55.0564 | 55.0564 | 55.0564 | 55.0564 | 55.0564 | 55.0564 | 55.0564 | 55.0564 | 55.0564 | 55.0564 | 55.0564 | 55.0564 | 55.0564 | 55.0564 | 55.0564 | 55.0564 | 55.0564 | 55.0564 | 55.0564 | 55.0564 | 55.0564 | 55.0564 | 55.0564 | 55.0564 | 55.0564 | 55.0564 | 55.0564 | 55.0564 | 55.0564 | 55.0564 | 55.0564 | 55.0564 | 55.0564 | 55.0564 | 55.0564 | 55.0564 | 55.0564 | 55.0564 | 55.0564 | 55.0564 | 55.0564 | 55.0564 | 55.0564 | 55.0564 | 55.0564 | 55.0564 | 55.0564 | 55.0564 | 55.0564 | 55.0564 | 55.0564 | 55.0564 | 55.0564 | 55.0564 | 55.0564 | 55.0564 | 55.0564 | 55.0564 | 55.0564 | 55.0564 | 55.0564 | 55.0564 | 55.0564 | 55.0564 | 55.0564 | 55.0564 | 55.0564 | 55.0564 | 55.0564 | 55.0564 | 55.0564 | 55.0564 | 55.0564 | 55.0564 | 55.0564 | 55.0564 | 55.0564 | 55.0564 | 55.0564 | 55.0564 | 55.0564 | 55.0564 | 55.0564 | 55.0564 | 55.0564 | 55.0564 | 55.0564 | 55.0564 | 55.0564 | 55.0564 | 55.0564 | 55.0564 | 55.0564 | 55.0564 | 55.0564 | 55.0564 | 55.0564 | 55.0564 | 55.0564 | 55.0564 | 55.0564 | 55.0564 | 55.0564 | 55.0564 | 55.0564 | 55.0564 | 55.0564 | 55.0564 | 55.0564 | 55.0564 | 55.0564 | 55.0564 | 55.0564 | 55.0564 | 55.0564 | 55.0564 | 55.0564 | 55.0564 | 55.0564 | 55.0564 | 55.0564 | 55.0564 | 55.0564 | 55.0564 | 55.0564 | 55.0564 | 55.0564 | 55.0564 | 55.0564 | 55.0564 | 55.0564 | 55.0564 | 55.0564 | 55.0564 | 55.0564 | 55.0564 | 55.0564 | 55.0564 | 55.0564 | 55.0564 | 55.0564 | 55.0564 | 55.0564 | 55.0564 | 55.0564 | 55.0564 | 55.0564 | 55.0564 | 55.0564 | 55.0564 | 55.0564 | 55.0564 | 55.0564 | 55.0564 | 55.0564 | 55.0564 | 55.0564 | 55.0564 | 55.0564 | 55.0564 | 55.0564 | 55.0564 | 55.0564 | 55.0564 | 55.0564 | 55.0564 | 55.0564 | 55.0564 | 55.0564 | 55.0564 | 55.0564 | 55.0564 | 55.0564 | 55.0564 | 55.0564 | 55.0564 | 55.0564 | 55.0564 | 55.0564 | 55.0564 | 55.0564 | 55.0564 | 55.0564 | 55.0564 | 55.0564 | 55.0564 | 55.0564 | 55.0564 | 55.0564 | 55.0564 | 55.0564 | 55.0564 | 55.0564 | 55.0564 | 55.0564 | 55.0564 | 55.0564 | 55.0564 | 55.0564 | 55.0564 | 55.0564 | 55.0564 | 55.0564 | 55.0564 | 55.0564 | 55.0564 | 55.0564 | 55.0564 | 55.0564 | 55.0564 | 55.0564 | 55.0564 | 55.0564 | 55.0564 | 55.0564 | 55.0564 | 55.0564 | 55.0564 | 55.0564 | 55.0564 | 55.0564 | 55.0564 | 55.0564 | 55.0564 | 55.0564 | 55.0564 | 55.0564 | 55.0564 | 55.0564 | 55.0564 | 55.0564 | 55.0564 | 55.0564 | 55.0564 | 55.0564 | 55.0564 | 55.0564 | 55.0564 | 55.0564 | 55.0564 | 55.0564 | 55.0564 | 55.0564 | 55.0564 | 55.0564 | 55.0564 | 55.0564 | 55.0564 | 55.0564 | 55.0564 | 55.0564 | 55.0564 | 55.0564 | 55.0564 | 55.0564 | 55.0564 | 55.0564 | 55.0564 | 55.0564 | 55.0564 | 55.0564 | 55.0564 | 55.0564 | 55.0564 | 55.0564 | 55.0564 | 55.0564 | 55.0564 | 55.0564 | 55.0564 | 55.0564 | 55.0564 | 55.0564 | 55.0564 | 55.0564 | 55.0564 | 55.0564 | 55.0564 | 55.0564 | 55.0564 | 55.0564 | 55.0564 | 55.0564 | 55.0564 | 55.0564 | 55.0564 | 55.0564 | 55.0564 | 55.0564 | 55.0564 | 55.0564 | 55.0564 | 55.0564 | 55.0564 | 55.0564 | 55.0564 | 55.0564 | 55.0564 | 55.0564 | 55.0564 | 55.0564 | 55.0564 | 55.0564 | 55.0564 | 55.0564 | 55.0564 | 55.0564 | 55.0564 | 55.0564 | 55.0564 | 55.0564 | 55.0564 | 55.0564 | 55.0564 | 55.0564 | 55.0564 | 55.0564 | 55.0564 | 55.0564 | 55.0564 | 55.0564 | 55.0564 | 55.0564 | 55.0564 | 55.0564 | 55.0564 | 55.0564 | 55.0564 | 55.0564 | 55.0564 | 55.0564 | 55.0564 | 55.0564 | 55.0564 | 55.0564 | 55.0564 | 55.0564 | 55.0564 | 55.0564 | 55.0564 | 55.0564 | 55.0564 | 55.0564 | 55.0564 | 55.0564 | 55.0564 | 55.0564 | 55.0564 | 55.0564 | 55.0564 | 55.0564 | 55.0564 | 55.0564 | 55.0564 | 55.0564 | 55.0564 | 55.0564 | 55.0564 | 55.0564 | 55.0564 | 55.0564 | 55.0564 | 55.0564 | 55.0564 | 55.0564 | 55.0564 | 55.0564 | 55.0564 | 55.0564 | 55.0564 | 55.0564 | 55.0564 | 55.0564 | 55.0564 | 55.0564 | 55.0564 | 55.0564 | 55.0564 | 55.0564 | 55.0564 | 55.0564 | 55.0564 | 55.0564 | 55.0564 | 55.0564 | 55.0564 | 55.0564 | 55.0564 | 55.0564 | 55.0564 | 55.0564 | 55.0564 | 55.0564 | 55.0564 | 55.0564 | 55.0564 | 55.0564 | 55.0564 | 55.0564 | 55.0564 | 55.0564 | 55.0564 | 55.0564 | 55.0564 | 55.0564 | 55.0564 | 55.0564 | 55.0564 | 55.0564 | 55.0564 | 55.0564 | 55.0564 | 55.0564 | 55.0564 | 55.0564 | 55.0564 | 55.0564 | 55.0564 | 55.0564 | 55.0564 | 55.0564 | 55.0564 | 55.0564 | 55.0564 | 55.0564 | 55.0564 | 55.0564 | 55.0564 | 55.0564 | 55.0564 | 55.0564 | 55.0564 | 55.0564 | 55.0564 | 55.0564 | 55.0564 | 55.0564 | 55.0564 | 55.0564 | 55.0564 | 55.0564 | 55.0564 | 55.0564 | 55.0564 | 55.0564 | 55.0564 | 55.0564 | 55.0564 | 55.0564 | 55.0564 | 55.0564 | 55.0564 | 55.0564 | 55.0564 | 55.0564 | 55.0564 | 55.0564 | 55.0564 | 55.0564 | 55.0564 | 55.0564 | 55.0564 | 55.0564 | 55.0564 | 55.0564 | 55.0564 | 55.0564 | 55.0564 | 55.0564 | 55.0564 | 55.0564 | 55.0564 | 55.0564 | 55.0564 | 55.0564 | 55.0564 | 55.0564 | 55.0564 | 55.0564 | 55.0564 | 55.0564 | 55.0564 | 55.0564 | 55.0564 | 55.0564 | 55.0564 | 55.0564 | 55.0564 | 55.0564 | 55.0564 | 55.0564 | 55.0564 | 55.0564 | 55.0564 | 55.0564 | 55.0564 | 55.0564 | 55.0564 | 55.0564 | 55.0564 | 55.0564 | 55.0564 | 55.0564 | 55.0564 | 55.0564 | 55.0564 | 55.0564 | 55.0564 | 55.0564 | 55.0564 | 55.0564 | 55.0564 | 55.0564 | 55.0564 | 55.0564 | 55.0564 | 55.0564 | 55.0564 | 55.0564 | 55.0564 | 55.0564 | 55.0564 | 55.0564 | 55.0564 | 55.0564 | 55.0564 | 55.0564 | 55.0564 | 55.0564 | 55.0564 | 55.0564 | 55.0564 | 55.0564 | 55.0564 | 55.0564 | 55.0564 | 55.0564 | 55.0564 | 55.0564 | 55.0564 | 55.0564 | 55.0564 | 55.0564 | 55.0564 | 55.0564 | 55.0564 | 55.0564 | 55.0564 | 55.0564 | 55.0564 | 55.0564 | 55.0564 | 55.0564 | 55.0564 | 55.0564 | 55.0564 | 55.0564 | 55.0564 | 55.0564 | 55.0564 | 55.0564 | 55.0564 | 55.0564 | 55.0564 | 55.0564 | 55.0564 | 55.0564 | 55.0564 | 55.0564 | 55.0564 | 55.0564 | 55.0564 | 55.0564 | 55.0564 | 55.0564 | 55.0564 | 55.0564 | 55.0564 | 55.0564 | 55.0564 | 55.0564 | 55.0564 | 55.0564 | 55.0564 | 55.0564 | 55.0564 | 55.0564 | 55.0564 | 55.0564 | 55.0564 | 55.0564 | 55.0564 | 55.0564 | 55.0564 | 55.0564 | 55.0564 | 55.0564 | 55.0564 | 55.0564 | 55.0564 | 55.0564 | 55.0564 | 55.0564 | 55.0564 | 55.0564 | 55.0564 | 55.0564 | 55.0564 | 55.0564 | 55.0564 | 55.0564 | 55.0564 | 55.0564 | 55.0564 | 55.0564 | 55.0564 | 55.0564 | 55.0564 | 55.0564 | 55.0564 | 55.0564 | 55.0564 | 55.0564 | 55.0564 | 55.0564 | 55.0564 | 55.0564 | 55.0564 | 55.0564 | 55.0564 | 55.0564 | 55.0564 | 55.0564 | 55.0564 | 55.0564 | 55.0564 | 55.0564 | 55.0564 | 55.0564 | 55.0564 | 55.0564 | 55.0564 | 55.0564 | 55.0564 | 55.0564 | 55.0564 | 55.0564 | 55.0564 | 55.0564 | 55.0564 | 55.0564 | 55.0564 | 55.0564 | 55.0564 | 55.0564 | 55.0564 | 55.0564 | 55.0564 | 55.0564 | 55.0564 | 55.0564 | 55.0564 | 55.0564 | 55.0564 | 55.0564 | 55.0564 | 55.0564 | 55.0564 | 55.0564 | 55.0564 | 55.0564 | 55.0564 | 55.0564 | 55.0564 | 55.0564 | 55.0564 | 55.0564 | 55.0564 | 55.0564 | 55.0564 | 55.0564 | 55.0564 | 55.0564 | 55.0564 | 55.0564 | 55.0564 | 55.0564 | 55.0564 | 55.0564 | 55.0564 | 55.0564 | 55.0564 | 55.0564 | 55.0564 | 55.0564 | 55.0564 | 55.0564 | 55.0564 | 55.0564 | 55.0564 | 55.0564 | 55.0564 | 55.0564 | 55.0564 | 55.0564 | 55.0564 | 55.0564 | 55.0564 | 55.0564 | 55.0564 | 55.0564 | 55.0564 | 55.0564 | 55.0564 | 55.0564 | 55.0564 | 55.0564 | 55.0564 | 55.0564 | 55.0564 | 55.0564 | 55.0564 | 55.0564 | 55.0564 | 55.0564 | 55.0564 | 55.0564 | 55.0564 | 55.0564 | 55.0564 | 55.0564 | 55.0564 | 55.0564 | 55.0564 | 55.0564 | 55.0564 | 55.0564 | 55.0564 | 55.0564 | 55.0564 | 55.0564 | 55.0564 | 55.0564 | 55.0564 | 55.0564 | 55.0564 | 55.0564 | 55.0564 | 55.0564 | 55.0564 | 55.0564 | 55.0564 | 55.0564 | 55.0564 | 55.0564 | 55.0564 | 55.0564 | 55.0564 | 55.0564 | 55.0564 | 55.0564 | 55.0564 | 55.0564 | 55.0564 | 55.0564 | 55.0564 | 55.0564 | 55.0564 | 55.0564 | 55.0564 | 55.0564 | 55.0564 | 55.0564 | 55.0564 | 55.0564 | 55.0564 | 55.0564 | 55.0564 | 55.0564 | 55.0564 | 55.0564 | 55.0564 | 55.0564 | 55.0564 | 55.0564 | 55.0564 | 55.0564 | 55.0564 | 55.0564 | 55.0564 | 55.0564 | 55.0564 | 55.0564 | 55.0564 | 55.0564 | 55.0564 | 55.0564 | 55.0564 | 55.0564 | 55.0564 | 55.0564 | 55.0564 | 55.0564 | 55.0564 | 55.0564 | 55.0564 | 55.0564 | 55.0564 | 55.0564 | 55.0564 | 55.0564 | 55.0564 | 55.0564 | 55.0564 | 55.0564 | 55.0564 | 55.0564 | 55.0564 | 55.0564 | 55.0564 | 55.0564 | 55.0564 | 55.0564 | 55.0564 | 55.0564 | 55.0564 | 55.0564 | 55.0564 | 55.0564 | 55.0564 | 55.0564 | 55.0564 | 55.0564 | 55.0564 | 55.0564 | 55.0564 | 55.0564 | 55.0564 | 55.0564 | 55.0564 | 55.0564 | 55.0564 | 55.0564 | 55.0564 | 55.0564 | 55.0564 | 55.0564 | 55.0564 | 55.0564 | 55.0564 | 55.0564 | 55.0564 | 55.0564 | 55.0564 | 55.0564 | 55.0564 | 55.0564 | 55.0564 | 55.0564 | 55.0564 | 55.0564 | 55.0564 | 55.0564 | 55.0564 | 55.0564 | 55.0564 | 55.0564 | 55.0564 | 55.0564 | 55.0564 | 55.0564 | 55.0564 | 55.0564 | 55.0564 | 55.0564 | 55.0564 | 55.0564 | 55.0564 | 55.0564 | 55.0564 | 55.0564 | 55.0564 | 55.0564 | 55.0564 | 55.0564 | 55.0564 | 55.0564 | 55.0564 | 55.0564 | 55.0564 | 55.0564 | 55.0564 | 55.0564 | 55.0564 | 55.0564 | 55.0564 | 55.0564 | 55.0564 | 55.0564 | 55.0564 | 55.0564 | 55.0564 | 55.0564 | 55.0564 | 55.0564 | 55.0564 | 55.0564 | 55.0564 | 55.0564 | 55.0564 | 55.0564 | 55.0564 | 55.0564 | 55.0564 | 55.0564 | 55.0564 | 55.0564 | 55.0564 | 55.0564 | 55.0564 | 55.0564 | 55.0564 | 55.0564 | 55.0564 | 55.0564 | 55.0564 | 55.0564 | 55.0564 | 55.0564 | 55.0564 | 55.0564 | 55.0564 | 55.0564 | 55.0564 | 55.0564 | 55.0564 | 55.0564 | 55.0564 | 55.0564 | 55.0564 | 55.0564 | 55.0564 | 55.0564 | 55.0564 | 55.0564 | 55.0564 | 55.0564 | 55.0564 | 55.0564 | 55.0564 | 55.0564 | 55.0564 | 55.0564 | 55.0564 | 55.0564 | 55.0564 | 55.0564 | 55.0564 | 55.0564 | 55.0564 | 55.0564 | 55.0564 | 55.0564 | 55.0564 | 55.0564 | 55.0564 | 55.0564 | 55.0564 | 55.0564 | 55.0564 | 55.0564 | 55.0564 | 55.0564 | 55.0564 | 55.0564 | 55.0564 | 55.0564 | 55.0564 | 55.0564 | 55.0564 | 55.0564 | 55.0564 | 55.0564 | 55.0564 | 55.0564 | 55.0564 | 55.0564 | 55.0564 | 55.0564 | 55.0564 | 55.0564 | 55.0564 | 55.0564 | 55.0564 | 55.0564 | 55.0564 | 55.0564 | 55.0564 | 55.0564 | 55.0564 | 55.0564 | 55.0564 | 55.0564 | 55.0564 | 55.0564 | 55.0564 | 55.0564 | 55.0564 | 55.0564 | 55.0564 | 55.0564 | 55.0564 | 55.0564 | 55.0564 | 55.0564 | 55.0564 | 55.0564 | 55.0564 | 55.0564 | 55.0564 | 55.0564 | 55.0564 | 55.0564 | 55.0564 | 55.0564 | 55.0564 | 55.0564 | 55.0564 | 55.0564 | 55.0564 | 55.0564 | 55.0564 | 55.0564 | 55.0564 | 55.0564 | 55.0564 | 55.0564 | 55.0564 | 55.0564 | 55.0564 | 55.0564 | 55.0564 | 55.0564 | 55.0564 | 55.0564 | 55.0564 | 55.0564 | 55.0564 | 55.0564 | 55.0564 | 55.0564 | 55.0564 | 55.0564 | 55.0564 | 55.0564 | 55.0564 | 55.0564 | 55.0564 | 55.0564 | 55.0564 | 55.0564 | 55.0564 | 55.0564 | 55.0564 | 55.0564 | 55.0564 | 55.0564 | 55.0564 | 55.0564 | 55.0564 | 55.0564 | 55.0564 | 55.0564 | 55.0564 | 55.0564 | 55.0564 | 55.0564 | 55.0564 | 55.0564 | 55.0564 | 55.0564 | 55.0564 | 55.0564 | 55.0564 | 55.0564 | 55.0564 | 55.0564 | 55.0564 | 55.0564 | 55.0564 | 55.0564 | 55.0564 | 55.0564 | 55.0564 | 55.0564 | 55.0564 | 55.0564 | 55.0564 | 55.0564 | 55.0564 | 55.0564 | 55.0564 | 55.0564 | 55.0564 | 55.0564 | 55.0564 | 55.0564 | 55.0564 | 55.0564 | 55.0564 | 55.0564 | 55.0564 | 55.0564 | 55.0564 | 55.0564 | 55.0564 | 55.0564 | 55.0564 | 55.0564 | 55.0564 | 55.0564 | 55.0564 | 55.0564 | 55.0564 | 55.0564 | 55.0564 | 55.0564 | 55.0564 | 55.0564 | 55.0564 | 55.0564 | 55.0564 | 55.0564 | 55.0564 | 55.0564 | 55.0564 | 55.0564 | 55.0564 | 55.0564 | 55.0564 | 55.0564 | 55.0564 | 55.0564 | 55.0564 | 55.0564 | 55.0564 | 55.0564 | 55.0564 | 55.0564 | 55.0564 | 55.0564 | 55.0564 | 55.0564 | 55.0564 | 55.0564 | 55.0564 | 55.0564 | 55.0564 | 55.0564 | 55.0564 | 55.0564 | 55.0564 | 55.0564 | 55.0564 | 55.0564 | 55.0564 | 55.0564 | 55.0564 | 55.0564 | 55.0564 | 55.0564 | 55.0564 | 55.0564 | 55.0564 | 55.0564 | 55.0564 | 55.0564 | 55.0564 | 55.0564 | 55.0564 | 55.0564 | 55.0564 | 55.0564 | 55.0564 | 55.0564 | 55.0564 | 55.0564 | 55.0564 | 55.0564 | 55.0564 | 55.0564 | 55.0564 | 55.0564 | 55.0564 | 55.0564 | 55.0564 | 55.0564 | 55.0564 | 55.0564 | 55.0564 | 55.0564 | 55.0564 | 55.0564 | 55.0564 | 55.0564 | 55.0564 | 55.0564 | 55.0564 | 55.0564 | 55.0564 | 55.0564 | 55.0564 | 55.0564 | 55.0564 | 55.0564 | 55.0564 | 55.0564 | 55.0564 | 55.0564 | 55.0564 | 55.0564 | 55.0564 | 55.0564 | 55.0564 | 55.0564 | 55.0564 | 55.0564 | 55.0564 | 55.0564 | 55.0564 | 55.0564 | 55.0564 | 55.0564 | 55.0564 | 55.0564 | 55.0564 | 55.0564 | 55.0564 | 55.0564 | 55.0564 | 55.0564 | 55.0564 | 55.0564 | 55.0564 | 55.0564 | 55.0564 | 55.0564 | 55.0564 | 55.0564 | 55.0564 | 55.0564 | 55.0564 | 55.0564 | 55.0564 | 55.0564 | 55.0564 | 55.0564 | 55.0564 | 55.0564 | 55.0564 | 55.0564 | 55.0564 | 55.0564 | 55.0564 | 55.0564 | 55.0564 | 55.0564 | 55.0564 | 55.0564 | 55.0564 | 55.0564 | 55.0564 | 55.0564 | 55.0564 | 55.0564 | 55.0564 | 55.0564 | 55.0564 | 55.0564 | 55.0564 | 55.0564 | 55.0564 | 55.0564 | 55.0564 | 55.0564 | 55.0564 | 55.0564 | 55.0564 | 55.0564 | 55.0564 | 55.0564 | 55.0564 | 55.0564 | 55.0564 | 55.0564 | 55.0564 | 55.0564 | 55.0564 | 55.0564 | 55.0564 | 55.0564 | 55.0564 | 55.0564 | 55.0564 | 55.0564 | 55.0564 | 55.0564 | 55.0564 | 55.0564 | 55.0564 | 55.0564 | 55.0564 | 55.0564 | 55.0564 | 55.0564 | 55.0564 | 55.0564 | 55.0564 | 55.0564 | 55.0564 | 55.0564 | 55.0564 | 55.0564 | 55.0564 | 55.0564 | 55.0564 | 55.0564 | 55.0564 | 55.0564 | 55.0564 | 55.0564 | 55.0564 | 55.0564 | 55.0564 | 55.0564 | 55.0564 | 55.0564 | 55.0564 | 55.0564 | 55.0564 | 55.0564 | 55.0564 | 55.0564 | 55.0564 | 55.0564 | 55.0564 | 55.0564 | 55.0564 | 55.0564 | 55.0564 | 55.0564 | 55.0564 | 55.0564 | 55.0564 | 55.0564 | 55.0564 | 55.0564 | 55.0564 | 55.0564 | 55.0564 | 55.0564 | 55.0564 | 55.0564 | 55.0564 | 55.0564 | 55.0564 | 55.0564 | 55.0564 | 55.0564 | 55.0564 | 55.0564 | 55.0564 | 55.0564 | 55.0564 | 55.0564 | 55.0564 | 55.0564 | 55.0564 | 55.0564 | 55.0564 | 55.0564 | 55.0564 | 55.0564 | 55.0564 | 55.0564 | 55.0564 | 55.0564 | 55.0564 | 55.0564 | 55.0564 | 55.0564 | 55.0564 | 55.0564 | 55.0564 | 55.0564 | 55.0564 | 55.0564 | 55.0564 | 55.0564 | 55.0564 | 55.0564 | 55.0564 | 55.0564 | 55.0564 | 55.0564 | 55.0564 | 55.0564 | 55.0564 | 55.0564 | 55.0564 | 55.0564 | 55.0564 | 55.0564 | 55.0564 | 55.0564 | 55.0564 | 55.0564 | 55.0564 | 55.0564 | 55.0564 | 55.0564 | 55.0564 | 55.0564 | 55.0564 | 55.0564 | 55.0564 | 55.0564 | 55.0564 | 55.0564 | 55.0564 | 55.0564 | 55.0564 | 55.0564 | 55.0564 | 55.0564 | 55.0564 | 55.0564 | 55.0564 | 55.0564 | 55.0564 | 55.0564 | 55.0564 | 55.0564 | 55.0564 | 55.0564 | 55.0564 | 55.0564 | 55.0564 | 55.0564 | 55.0564 | 55.0564 | 55.0564 | 55.0564 | 55.0564 | 55.0564 | 55.0564 | 55.0564 | 55.0564 | 55.0564 | 55.0564 | 55.0564 | 55.0564 | 55.0564 | 55.0564 | 55.0564 | 55.0564 | 55.0564 | 55.0564 | 55.0564 | 55.0564 | 55.0564 | 55.0564 | 55.0564 | 55.0564 | 55.0564 | 55.0564 | 55.0564 | 55.0564 | 55.0564 | 55.0564 | 55.0564 | 55.0564 | 55.0564 | 55.0564 | 55.0564 | 55.0564 | 55.0564 | 55.0564 | 55.0564 | 55.0564 | 55.0564 | 55.0564 | 55.0564 | 55.0564 | 55.0564 | 55.0564 | 55.0564 | 55.0564 | 55.0564 | 55.0564 | 55.0564 | 55.0564 | 55.0564 | 55.0564 | 55.0564 | 55.0564 | 55.0564 | 55.0564 | 55.0564 | 55.0564 | 55.0564 | 55.0564 | 55.0564 | 55.0564 | 55.0564 | 55.0564 | 55.0564 | 55.0564 | 55.0564 | 55.0564 | 55.0564 | 55.0564 | 55.0564 | 55.0564 | 55.0564 | 55.0564 | 55.0564 | 55.0564 | 55.0564 | 55.0564 | 55.0564 | 55.0564 | 55.0564 | 55.0564 | 55.0564 | 55.0564 | 55.0564 | 55.0564 | 55.0564 | 55.0564 | 55.0564 | 55.0564 | 55.0564 | 55.0564 | 55.0564 | 55.0564 | 55.0564 | 55.0564 | 55.0564 | 55.0564 | 55.0564 | 55.0564 | 55.0564 | 55.0564 | 55.0564 | 55.0564 | 55.0564 | 55.0564 | 55.0564 | 55.0564 | 55.0564 | 55.0564 | 55.0564 | 55.0564 | 55.0564 | 55.0564 | 55.0564 | 55.0564 | 55.0564 | 55.0564 | 55.0564 | 55.0564 | 55.0564 | 55.0564 | 55.0564 | 55.0564 | 55.0564 | 55.0564 | 55.0564 | 55.0564 | 55.0564 | 55.0564 | 55.0564 | 55.0564 | 55.0564 | 55.0564 | 55.0564 | 55.0564 | 55.0564 | 55.0564 | 55.0564 | 55.0564 | 55.0564 | 55.0564 | 55.0564 | 55.0564 | 55.0564 | 55.0564 | 55.0564 | 55.0564 | 55.0564 | 55.0564 | 55.0564 | 55.0564 | 55.0564 | 55.0564 | 55.0564 | 55.0564 | 55.0564 | 55.0564 | 55.0564 | 55.0564 | 55.0564 | 55.0564 | 55.0564 | 55.0564 | 55.0564 | 55.0564 | 55.0564 | 55.0564 | 55.0564 | 55.0564 | 55.0564 | 55.0564 | 55.0564 | 55.0564 | 55.0564 | 55.0564 | 55.0564 | 55.0564 | 55.0564 | 55.0564 | 55.0564 | 55.0564 | 55.0564 | 55.0564 | 55.0564 | 55.0564 | 55.0564 | 55.0564 | 55.0564 | 55.0564 | 55.0564 | 55.0564 | 55.0564 | 55.0564 | 55.0564 | 55.0564 | 55.0564 | 55.0564 | 55.0564 | 55.0564 | 55.0564 | 55.0564 | 55.0564 | 55.0564 | 55.0564 | 55.0564 | 55.0564 | 55.0564 | 55.0564 | 55.0564 | 55.0564 | 55.0564 | 55.0564 | 55.0564 | 55.0564 | 55.0564 | 55.0564 | 55.0564 | 55.0564 | 55.0564 | 55.0564 | 55.0564 | 55.0564 | 55.0564 | 55.0564 | 55.0564 | 55.0564 | 55.0564 | 55.0564 | 55.0564 | 55.0564 | 55.0564 | 55.0564 | 55.0564 | 55.0564 | 55.0564 | 55.0564 | 55.0564 | 55.0564 | 55.0564 | 55.0564 | 55.0564 | 55.0564 | 55.0564 | 55.0564 | 55.0564 | 55.0564 | 55.0564 | 55.0564 | 55.0564 | 55.0564 | 55.0564 | 55.0564 | 55.0564 | 55.0564 | 55.0564 | 55.0564 | 55.0564 | 55.0564 | 55.0564 | 55.0564 | 55.0564 | 55.0564 | 55.0564 | 55.0564 | 55.0564 | 55.0564 | 55.0564 | 55.0564 | 55.0564 | 55.0564 | 55.0564 | 55.0564 | 55.0564 | 55.0564 | 55.0564 | 55.0564 | 55.0564 | 55.0564 | 55.0564 | 55.0564 | 55.0564 | 55.0564 | 55.0564 | 55.0564 | 55.0564 | 55.0564 | 55.0564 | 55.0564 | 55.0564 | 55.0564 | 55.0564 | 55.0564 | 55.0564 | 55.0564 | 55.0564 | 55.0564 | 55.0564 | 55.0564 | 55.0564 | 55.0564 | 55.0564 | 55.0564 | 55.0564 | 55.0564 | 55.0564 | 55.0564 | 55.0564 | 55.0564 | 55.0564 | 55.0564 | 55.0564 | 55.0564 | 55.0564 | 55.0564 | 55.0564 | 55.0564 | 55.0564 | 55.0564 | 55.0564 | 55.0564 | 55.0564 | 55.0564 | 55.0564 | 55.0564 | 55.0564 | 55.0564 | 55.0564 | 55.0564 | 55.0564 | 55.0564 | 55.0564 | 55.0564 | 55.0564 | 55.0564 | 55.0564 | 55.0564 | 55.0564 | 55.0564 | 55.0564 | 55.0564 | 55.0564 | 55.0564 | 55.0564 | 55.0564 | 55.0564 | 55.0564 | 55.0564 | 55.0564 | 55.0564 | 55.0564 | 55.0564 | 55.0564 | 55.0564 | 55.0564 | 55.0564 | 55.0564 | 55.0564 | 55.0564 | 55.0564 | 55.0564 | 55.0564 | 55.0564 | 55.0564 | 55.0564 | 55.0564 | 55.0564 | 55.0564 | 55.0564 | 55.0564 | 55.0564 | 55.0564 | 55.0564 | 55.0564 | 55.0564 | 55.0564 | 55.0564 | 55.0564 | 55.0564 | 55.0564 | 55.0564 | 55.0564 | 55.0564 | 55.0564 | 55.0564 | 55.0564 | 55.0564 | 55.0564 | 55.0564 | 55.0564 | 55.0564 | 55.0564 | 55.0564 | 55.0564 | 55.0564 | 55.0564 | 55.0564 | 55.0564 | 55.0564 | 55.0564 | 55.0564 | 55.0564 | 55.0564 | 55.0564 | 55.0564 | 55.0564 | 55.0564 | 55.0564 | 55.0564 | 55.0564 | 55.0564 | 55.0564 | 55.0564 | 55.0564 | 55.0564 | 55.0564 | 55.0564 | 55.0564 | 55.0564 | 55.0564 | 55.0564 | 55.0564 | 55.0564 | 55.0564 | 55.0564 | 55.0564 | 55.0564 | 55.0564 | 55.0564 | 55.0564 | 55.0564 | 55.0564 | 55.0564 | 55.0564 | 55.0564 | 55.0564 | 55.0564 | 55.0564 | 55.0564 | 55.0564 | 55.0564 | 55.0564 | 55.0564 | 55.0564 | 55.0564 | 55.0564 | 55.0564 | 55.0564 | 55.0564 | 55.0564 | 55.0564 | 55.0564 | 55.0564 | 55.0564 | 55.0564 | 55.0564 | 55.0564 | 55.0564 | 55.0564 | 55.0564 | 55.0564 | 55.0564 | 55.0564 | 55.0564 | 55.0564 | 55.0564 | 55.0564 | 55.0564 | 55.0564 | 55.0564 | 55.0564 | 55.0564 | 55.0564 | 55.0564 | 55.0564 | 55.0564 | 55.0564 | 55.0564 | 55.0564 | 55.0564 | 55.0564 | 55.0564 | 55.0564 | 55.0564 | 55.0564 | 55.0564 | 55.0564 | 55.0564 | 55.0564 | 55.0564 | 55.0564 | 55.0564 | 55.0564 | 55.0564 | 55.0564 | 55.0564 | 55.0564 | 55.0564 | 55.0564 | 55.0564 | 55.0564 | 55.0564 | 55.0564 | 55.0564 | 55.0564 | 55.0564 | 55.0564 | 55.0564 | 55.0564 | 55.0564 | 55.0564 | 55.0564 | 55.0564 | 55.0564 | 55.0564 | 55.0564 | 55.0564 | 55.0564 | 55.0564 | 55.0564 | 55.0564 | 55.0564 | 55.0564 | 55.0564 | 55.0564 | 55.0564 | 55.0564 | 55.0564 | 55.0564 | 55.0564 | 55.0564 | 55.0564 | 55.0564 | 55.0564 | 55.0564 | 55.0564 | 55.0564 | 55.0564 | 55.0564 | 55.0564 | 55.0564 | 55.0564 | 55.0564 | 55.0564 | 55.0564 | 55.0564 | 55.0564 | 55.0564 | 55.0564 | 55.0564 | 55.0564 | 55.0564 | 55.0564 | 55.0564 | 55.0564 | 55.0564 | 55.0564 | 55.0564 | 55.0564 | 55.0564 | 55.0564 | 55.0564 | 55.0564 | 55.0564 | 55.0564 | 55.0564 | 55.0564 | 55.0564 | 55.0564 | 55.0564 | 55.0564 | 55.0564 | 55.0564 | 55.0564 | 55.0564 | 55.0564 | 55.0564 | 55.0564 | 55.0564 | 55.0564 | 55.0564 | 55.0564 | 55.0564 | 55.0564 | 55.0564 | 55.0564 | 55.0564 | 55.0564 | 55.0564 | 55.0564 | 55.0564 | 55.0564 | 55.0564 | 55.0564 | 55.0564 | 55.0564 | 55.0564 | 55.0564 | 55.0564 | 55.0564 | 55.0564 | 55.0564 | 55.0564 | 55.0564 | 55.0564 | 55.0564 | 55.0564 | 55.0564 | 55.0564 | 55.0564 | 55.0564 | 55.0564 | 55.0564 | 55.0564 | 55.0564 | 55.0564 | 55.0564 | 55.0564 | 55.0564 | 55.0564 | 55.0564 | 55.0564 | 55.0564 | 55.0564 | 55.0564 | 55.0564 | 55.0564 | 55.0564 | 55.0564 | 55.0564 | 55.0564 | 55.0564 | 55.0564 | 55.0564 | 55.0564 | 55.0564 | 55.0564 | 55.0564 | 55.0564 | 55.0564 | 55.0564 | 55.0564 | 55.0564 | 55.0564 | 55.0564 | 55.0564 | 55.0564 | 55.0564 | 55.0564 | 55.0564 | 55.0564 | 55.0564 | 55.0564 | 55.0564 | 55.0564 | 55.0564 | 55.0564 | 55.0564 | 55.0564 | 55.0564 | 55.0564 | 55.0564 | 55.0564 | 55.0564 | 55.0564 | 55.0564 | 55.0564 | 55.0564 | 55.0564 | 55.0564 | 55.0564 | 55.0564 | 55.0564 | 55.0564 | 55.0564 | 55.0564 | 55.0564 | 55.0564 | 55.0564 | 55.0564 | 55.0564 | 55.0564 | 55.0564 | 55.0564 | 55.0564 | 55.0564 | 55.0564 | 55.0564 | 55.0564 | 55.0564 | 55.0564 | 55.0564 | 55.0564 | 55.0564 | 55.0564 | 55.0564 | 55.0564 | 55.0564 | 55.0564 | 55.0564 | 55.0564 | 55.0564 | 55.0564 | 55.0564 | 55.0564 | 55.0564 | 55.0564 | 55.0564 | 55.0564 | 55.0564 | 55.0564 | 55.0564 | 55.0564 | 55.0564 | 55.0564 | 55.0564 | 55.0564 | 55.0564 | 55.0564 | 55.0564 | 55.0564 | 55.0564 | 55.0564 | 55.0564 | 55.0564 | 55.0564 | 55.0564 | 55.0564 | 55.0564 | 55.0564 | 55.0564 | 55.0564 | 55.0564 | 55.0564 | 55.0564 | 55.0564 | 55.0564 | 55.0564 | 55.0564 | 55.0564 | 55.0564 | 55.0564 | 55.0564 | 55.0564 | 55.0564 | 55.0564 | 55.0564 | 55.0564 | 55.0564 | 55.0564 | 55.0564 | 55.0564 | 55.0564 | 55.0564 | 55.0564 | 55.0564 | 55.0564 | 55.0564 | 55.0564 | 55.0564 | 55.0564 | 55.0564 | 55.0564 | 55.0564 | 55.0564 | 55.0564 | 55.0564 | 55.0564 | 55.0564 | 55.0564 | 55.0564 | 55.0564 | 55.0564 | 55.0564 | 55.0564 | 55.0564 | 55.0564 | 55.0564 | 55.0564 | 55.0564 | 55.0564 | 55.0564 | 55.0564 | 55.0564 | 55.0564 | 55.0564 | 55.0564 | 55.0564 | 55.0564 | 55.0564 | 55.0564 | 55.0564 | 55.0564 | 55.0564 | 55.0564 | 55.0564 | 55.0564 | 55.0564 | 55.0564 | 55.0564 | 55.0564 | 55.0564 | 55.0564 | 55.0564 | 55.0564 | 55.0564 | 55.0564 | 55.0564 | 55.0564 | 55.0564 | 55.0564 | 55.0564 | 55.0564 | 55.0564 | 55.0564 | 55.0564 | 55.0564 | 55.0564 | 55.0564 | 55.0564 | 55.0564 | 55.0564 | 55.0564 | 55.0564 | 55.0564 | 55.0564 | 55.0564 | 55.0564 | 55.0564 | 55.0564 | 55.0564 | 55.0564 | 55.0564 | 55.0564 | 55.0564 | 55.0564 | 55.0564 | 55.0564 | 55.0564 | 55.0564 | 55.0564 | 55.0564 | 55.0564 | 55.0564 | 55.0564 | 55.0564 | 55.0564 | 55.0564 | 55.0564 | 55.0564 | 55.0564 | 55.0564 | 55.0564 | 55.0564 | 55.0564 | 55.0564 | 55.0564 | 55.0564 | 55.0564 | 55.0564 | 55.0564 | 55.0564 | 55.0564 | 55.0564 | 55.0564 | 55.0564 | 55.0564 | 55.0564 | 55.0564 | 55.0564 | 55.0564 | 55.0564 | 55.0564 | 55.0564 | 55.0564 | 55.0564 | 55.0564 | 55.0564 | 55.0564 | 55.0564 | 55.0564 | 55.0564 | 55.0564 | 55.0564 | 55.0564 | 55.0564 | 55.0564 | 55.0564 | 55.0564 | 55.0564 | 55.0564 | 55.0564 | 55.0564 | 55.0564 | 55.0564 | 55.0564 | 55.0564 | 55.0564 | 55.0564 | 55.0564 | 55.0564 | 55.0564 | 55.0564 | 55.0564 | 55.0564 | 55.0564 | 55.0564 | 55.0564 | 55.0564 | 55.0564 | 55.0564 | 55.0564 | 55.0564 | 55.0564 | 55.0564 | 55.0564 | 55.0564 | 55.0564 | 55.0564 | 55.0564 | 55.0564 | 55.0564 | 55.0564 | 55.0564 | 55.0564 | 55.0564 | 55.0564 | 55.0564 | 55.0564 | 55.0564 | 55.0564 | 55.0564 | 55.0564 | 55.0564 | 55.0564 | 55.0564 | 55.0564 | 55.0564 | 55.0564 | 55.0564 | 55.0564 | 55.0564 | 55.0564 | 55.0564 | 55.0564 | 55.0564 | 55.0564 | 55.0564 | 55.0564 | 55.0564 | 55.0564 | 55.0564 | 55.0564 | 55.0564 | 55.0564 | 55.0564 | 55.0564 | 55.0564 | 55.0564 | 55.0564 | 55.0564 | 55.0564 | 55.0564 | 55.0564 | 55.0564 | 55.0564 | 55.0564 | 55.0564 | 55.0564 | 55.0564 | 55.0564 | 55.0564 | 55.0564 | 55.0564 | 55.0564 | 55.0564 | 55.0564 | 55.0564 | 55.0564 | 55.0564 | 55.0564 | 55.0564 | 55.0564 | 55.0564 | 55.0564 | 55.0564 | 55.0564 | 55.0564 | 55.0564 | 55.0564 | 55.0564 | 55.0564 | 55.0564 | 55.0564 | 55.0564 | 55.0564 | 55.0564 | 55.0564 | 55.0564 | 55.0564 | 55.0564 | 55.0564 | 55.0564 | 55.0564 | 55.0564 | 55.0564 | 55.0564 | 55.0564 | 55.0564 | 55.0564 | 55.0564 | 55.0564 | 55.0564 | 55.0564 | 55.0564 | 55.0564 | 55.0564 | 55.0564 | 55.0564 | 55.0564 | 55.0564 | 55.0564 | 55.0564 | 55.0564 | 55.0564 | 55.0564 | 55.0564 | 55.0564 | 55.0564 | 55.0564 | 55.0564 | 55.0564 | 55.0564 | 55.0564 | 55.0564 | 55.0564 | 55.0564 | 55.0564 | 55.0564 | 55.0564 | 55.0564 | 55.0564 | 55.0564 | 55.0564 | 55.0564 | 55.0564 | 55.0564 | 55.0564 | 55.0564 | 55.0564 | 55.0564 | 55.0564 | 55.0564 | 55.0564 | 55.0564 | 55.0564 | 55.0564 | 55.0564 | 55.0564 | 55.0564 | 55.0564 | 55.0564 | 55.0564 | 55.0564 | 55.0564 | 55.0564 | 55.0564 | 55.0564 | 55.0564 | 55.0564 | 55.0564 | 55.0564 | 55.0564 | 55.0564 | 55.0564 | 55.0564 | 55.0564 | 55.0564 | 55.0564 | 55.0564 | 55.0564 | 55.0564 | 55.0564 | 55.0564 | 55.0564 | 55.0564 | 55.0564 | 55.0564 | 55.0564 | 55.0564 | 55.0564 | 55.0564 | 55.0564 | 55.0564 | 55.0564 | 55.0564 | 55.0564 | 55.0564 | 55.0564 | 55.0564 | 55.0564 | 55.0564 | 55.0564 | 55.0564 | 55.0564 | 55.0564 | 55.0564 | 55.0564 | 55.0564 | 55.0564 | 55.0564 | 55.0564 | 55.0564 | 55.0564 | 55.0564 | 55.0564 | 55.0564 | 55.0564 | 55.0564 | 55.0564 | 55.0564 | 55.0564 | 55.0564 | 55.0564 | 55.0564 | 55.0564 | 55.0564 | 55.0564 | 55.0564 | 55.0564 | 55.0564 | 55.0564 | 55.0564 | 55.0564 | 55.0564 | 55.0564 | 55.0564 | 55.0564 | 55.0564 | 55.0564 | 55.0564 | 55.0564 | 55.0564 | 55.0564 | 55.0564 | 55.0564 | 55.0564 | 55.0564 | 55.0564 | 55.0564 | 55.0564 | 55.0564 | 55.0564 | 55.0564 | 55.0564 | 55.0564 | 55.0564 | 55.0564 | 55.0564 | 55.0564 | 55.0564 | 55.0564 | 55.0564 | 55.0564 | 55.0564 | 55.0564 | 55.0564 | 55.0564 | 55.0564 | 55.0564 | 55.0564 | 55.0564 | 55.0564 | 55.0564 | 55.0564 | 55.0564 | 55.0564 | 55.0564 | 55.0564 | 55.0564 | 55.0564 | 55.0564 | 55.0564 | 55.0564 | 55.0564 | 55.0564 | 55.0564 | 55.0564 | 55.0564 | 55.0564 | 55.0564 | 55.0564 | 55.0564 | 55.0564 | 55.0564 | 55.0564 | 55.0564 | 55.0564 | 55.0564 | 55.0564 | 55.0564 | 55.0564 | 55.0564 | 55.0564 | 55.0564 | 55.0564 | 55.0564 | 55.0564 | 55.0564 | 55.0564 | 55.0564 | 55.0564 | 55.0564 | 55.0564 | 55.0564 | 55.0564 | 55.0564 | 55.0564 | 55.0564 | 55.0564 | 55.0564 | 55.0564 | 55.0564 | 55.0564 | 55.0564 | 55.0564 | 55.0564 | 55.0564 | 55.0564 | 55.0564 | 55.0564 | 55.0564 | 55.0564 | 55.0564 | 55.0564 | 55.0564 | 55.0564 | 55.0564 | 55.0564 | 55.0564 | 55.0564 | 55.0564 | 55.0564 | 55.0564 | 55.0564 | 55.0564 | 55.0564 | 55.0564 | 55.0564 | 55.0564 | 55.0564 | 55.0564 | 55.0564 | 55.0564 | 55.0564 | 55.0564 | 55.0564 | 55.0564 | 55.0564 | 55.0564 | 55.0564 | 55.0564 | 55.0564 | 55.0564 | 55.0564 | 55.0564 | 55.0564 | 55.0564 | 55.0564 | 55.0564 | 55.0564 | 55.0564 | 55.0564 | 55.0564 | 55.0564 | 55.0564 | 55.0564 | 55.0564 | 55.0564 | 55.0564 | 55.0564 | 55.0564 | 55.0564 | 55.0564 | 55.0564 | 55.0564 | 55.0564 | 55.0564 | 55.0564 | 55.0564 | 55.0564 | 55.0564 | 55.0564 | 55.0564 | 55.0564 | 55.0564 | 55.0564 | 55.0564 | 55.0564 | 55.0564 | 55.0564 | 55.0564 | 55.0564 | 55.0564 | 55.0564 | 55.0564 | 55.0564 | 55.0564 | 55.0564 | 55.0564 | 55.0564 | 55.0564 | 55.0564 | 55.0564 | 55.0564 | 55.0564 | 55.0564 | 55.0564 | 55.0564 | 55.0564 | 55.0564 | 55.0564 | 55.0564 | 55.0564 | 55.0564 | 55.0564 | 55.0564 | 55.0564 | 55.0564 | 55.0564 | 55.0564 | 55.0564 | 55.0564 | 55.0564 | 55.0564 | 55.0564 | 55.0564 | 55.0564 | 55.0564 | 55.0564 | 55.0564 | 55.0564 | 55.0564 | 55.0564 | 55.0564 | 55.0564 | 55.0564 | 55.0564 | 55.0564 | 55.0564 | 55.0564 | 55.0564 | 55.0564 | 55.0564 | 55.0564 | 55.0564 | 55.0564 | 55.0564 | 55.0564 | 55.0564 | 55.0564 | 55.0564 | 55.0564 | 55.0564 | 55.0564 | 55.0564 | 55.0564 | 55.0564 | 55.0564 | 55.0564 | 55.0564 | 55.0564 | 55.0564 | 55.0564 | 55.0564 | 55.0564 | 55.0564 | 55.0564 | 55.0564 | 55.0564 | 55.0564 | 55.0564 | 55.0564 | 55.0564 | 55.0564 | 55.0564 | 55.0564 | 55.0564 | 55.0564 | 55.0564 | 55.0564 | 55.0564 | 55.0564 | 55.0564 | 55.0564 | 55.0564 | 55.0564 | 55.0564 | 55.0564 | 55.0564 | 55.0564 | 55.0564 | 55.0564 | 55.0564 | 55.0564 | 55.0564 | 55.0564 | 55.0564 | 55.0564 | 55.0564 | 55.0564 | 55.0564 | 55.0564 | 55.0564 | 55.0564 | 55.0564 | 55.0564 | 55.0564 | 55.0564 | 55.0564 | 55.0564 | 55.0564 | 55.0564 | 55.0564 | 55.0564 | 55.0564 | 55.0564 | 55.0564 | 55.0564 | 55.0564 | 55.0564 | 55.0564 | 55.0564 | 55.0564 | 55.0564 | 55.0564 | 55.0564 | 55.0564 | 55.0564 | 55.0564 | 55.0564 | 55.0564 | 55.0564 | 55.0564 | 55.0564 | 55.0564 | 55.0564 | 55.0564 | 55.0564 | 55.0564 | 55.0564 | 55.0564 | 55.0564 | 55.0564 | 55.0564 | 55.0564 | 55.0564 | 55.0564 | 55.0564 | 55.0564 | 55.0564 | 55.0564 | 55.0564 | 55.0564 | 55.0564 | 55.0564 | 55.0564 | 55.0564 | 55.0564 | 55.0564 | 55.0564 | 55.0564 | 55.0564 | 55.0564 | 55.0564 | 55.0564 | 55.0564 | 55.0564 | 55.0564 | 55.0564 | 55.0564 | 55.0564 | 55.0564 | 55.0564 | 55.0564 | 55.0564 | 55.0564 | 55.0564 | 55.0564 | 55.0564 | 55.0564 | 55.0564 | 55.0564 | 55.0564 | 55.0564 | 55.0564 | 55.0564 | 55.0564 | 55.0564 | 55.0564 | 55.0564 | 55.0564 | 55.0564 | 55.0564 | 55.0564 | 55.0564 | 55.0564 | 55.0564 | 55.0564 | 55.0564 | 55.0564 | 55.0564 | 55.0564 | 55.0564 | 55.0564 | 55.0564 | 55.0564 | 55.0564 | 55.0564 | 55.0564 | 55.0564 | 55.0564 | 55.0564 | 55.0564 | 55.0564 | 55.0564 | 55.0564 | 55.0564 | 55.0564 | 55.0564 | 55.0564 | 55.0564 | 55.0564 | 55.0564 | 55.0564 | 55.0564 | 55.0564 | 55.0564 | 55.0564 | 55.0564 | 55.0564 | 55.0564 | 55.0564 | 55.0564 | 55.0564 | 55.0564 | 55.0564 | 55.0564 | 55.0564 | 55.0564 | 55.0564 | 55.0564 | 55.0564 | 55.0564 | 55.0564 | 55.0564 | 55.0564 | 55.0564 | 55.0564 | 55.0564 | 55.0564 | 55.0564 | 55.0564 | 55.0564 | 55.0564 | 55.0564 | 55.0564 | 55.0564 | 55.0564 | 55.0564 | 55.0564 | 55.0564 | 55.0564 | 55.0564 | 55.0564 | 55.0564 | 55.0564 | 55.0564 | 55.0564 | 55.0564 | 55.0564 | 55.0564 | 55.0564 | 55.0564 | 55.0564 | 55.0564 | 55.0564 | 55.0564 | 55.0564 | 55.0564 | 55.0564 | 55.0564 | 55.0564 | 55.0564 | 55.0564 | 55.0564 | 55.0564 | 55.0564 | 55.0564 | 55.0564 | 55.0564 | 55.0564 | 55.0564 | 55.0564 | 55.0564 | 55.0564 | 55.0564 | 55.0564 | 55.0564 | 55.0564 | 55.0564 | 55.0564 | 55.0564 | 55.0564 | 55.0564 | 55.0564 | 55.0564 | 55.0564 | 55.0564 | 55.0564 | 55.0564 | 55.0564 | 55.0564 | 55.0564 | 55.0564 | 55.0564 | 55.0564 | 55.0564 | 55.0564 | 55.0564 | 55.0564 | 55.0564 | 55.0564 | 55.0564 | 55.0564 | 55.0564 | 55.0564 | 55.0564 | 55.0564 | 55.0564 | 55.0564 | 55.0564 | 55.0564 | 55.0564 | 55.0564 | 55.0564 | 55.0564 | 55.0564 | 55.0564 | 55.0564 | 55.0564 | 55.0564 | 55.0564 | 55.0564 | 55.0564 | 55.0564 | 55.0564 | 55.0564 | 55.0564 | 55.0564 | 55.0564 | 55.0564 | 55.0564 | 55.0564 | 55.0564 | 55.0564 | 55.0564 | 55.0564 | 55.0564 | 55.0564 | 55.0564 | 55.0564 | 55.0564 | 55.0564 | 55.0564 | 55.0564 | 55.0564 | 55.0564 | 55.0564 | 55.0564 | 55.0564 | 55.0564 | 55.0564 | 55.0564 | 55.0564 | 55.0564 | 55.0564 | 55.0564 | 55.0564 | 55.0564 | 55.0564 | 55.0564 | 55.0564 | 55.0564 | 55.0564 | 55.0564 | 55.0564 | 55.0564 | 55.0564 | 55.0564 | 55.0564 | 55.0564 | 55.0564 | 55.0564 | 55.0564 | 55.0564 | 55.0564 | 55.0564 | 55.0564 | 55.0564 | 55.0564 | 55.0564 | 55.0564 | 55.0564 | 55.0564 | 55.0564 | 55.0564 | 55.0564 | 55.0564 | 55.0564 | 55.0564 | 55.0564 | 55.0564 | 55.0564 | 55.0564 | 55.0564 | 55.0564 | 55.0564 | 55.0564 | 55.0564 | 55.0564 | 55.0564 | 55.0564 | 55.0564 | 55.0564 | 55.0564 | 55.0564 | 55.0564 | 55.0564 | 55.0564 | 55.0564 | 55.0564 | 55.0564 | 55.0564 | 55.0564 | 55.0564 | 55.0564 | 55.0564 | 55.0564 | 55.0564 | 55.0564 | 55.0564 | 55.0564 | 55.0564 | 55.0564 | 55.0564 | 55.0564 | 55.0564 | 55.0564 | 55.0564 | 55.0564 | 55.0564 | 55.0564 | 55.0564 | 55.0564 | 55.0564 | 55.0564 | 55.0564 | 55.0564 | 55.0564 | 55.0564 | 55.0564 | 55.0564 | 55.0564 | 55.0564 | 55.0564 | 55.0564 | 55.0564 | 55.0564 | 55.0564 | 55.0564 | 55.0564 | 55.0564 | 55.0564 | 55.0564 | 55.0564 | 55.0564 | 55.0564 | 55.0564 | 55.0564 | 55.0564 | 55.0564 | 55.0564 | 55.0564 | 55.0564 | 55.0564 | 55.0564 | 55.0564 | 55.0564 | 55.0564 | 55.0564 | 55.0564 | 55.0564 | 55.0564 | 55.0564 | 55.0564 | 55.0564 | 55.0564 | 55.0564 | 55.0564 | 55.0564 | 55.0564 | 55.0564 | 55.0564 | 55.0564 | 55.0564 | 55.0564 | 55.0564 | 55.0564 | 55.0564 | 55.0564 | 55.0564 | 55.0564 | 55.0564 | 55.0564 | 55.0564 | 55.0564 | 55.0564 | 55.0564 | 55.0564 | 55.0564 | 55.0564 | 55.0564 | 55.0564 | 55.0564 | 55.0564 | 55.0564 | 55.0564 | 55.0564 | 55.0564 | 55.0564 | 55.0564 | 55.0564 | 55.0564 | 55.0564 | 55.0564 | 55.0564 | 55.0564 | 55.0564 | 55.0564 | 55.0564 | 55.0564 | 55.0564 | 55.0564 | 55.0564 | 55.0564 | 55.0564 | 55.0564 | 55.0564 | 55.0564 | 55.0564 | 55.0564 | 55.0564 | 55.0564 | 55.0564 | 55.0564 | 55.0564 | 55.0564 | 55.0564 | 55.0564 | 55.0564 | 55.0564 | 55.0564 | 55.0564 | 55.0564 | 55.0564 | 55.0564 | 55.0564 | 55.0564 | 55.0564 | 55.0564 | 55.0564 | 55.0564 | 55.0564 | 55.0564 | 55.0564 | 55.0564 | 55.0564 | 55.0564 | 55.0564 | 55.0564 | 55.0564 | 55.0564 | 55.0564 | 55.0564 | 55.0564 | 55.0564 | 55.0564 | 55.0564 | 55.0564 | 55.0564 | 55.0564 | 55.0564 | 55.0564 | 55.0564 | 55.0564 | 55.0564 | 55.0564 | 55.0564 | 55.0564 | 55.0564 | 55.0564 | 55.0564 | 55.0564 | 55.0564 | 55.0564 | 55.0564 | 55.0564 | 55.0564 | 55.0564 | 55.0564 | 55.0564 | 55.0564 | 55.0564 | 55.0564 | 55.0564 | 55.0564 | 55.0564 | 55.0564 | 55.0564 | 55.0564 | 55.0564 | 55.0564 | 55.0564 | 55.0564 | 55.0564 | 55.0564 | 55.0564 | 55.0564 | 55.0564 | 55.0564 | 55.0564 | 55.0564 | 55.0564 | 55.0564 | 55.0564 | 55.0564 | 55.0564 | 55.0564 | 55.0564 | 55.0564 | 55.0564 | 55.0564 | 55.0564 | 55.0564 | 55.0564 | 55.0564 | 55.0564 | 55.0564 | 55.0564 | 55.0564 | 55.0564 | 55.0564 | 55.0564 | 55.0564 | 55.0564 | 55.0564 | 55.0564 | 55.0564 | 55.0564 | 55.0564 | 55.0564 | 55.0564 | 55.0564 | 55.0564 | 55.0564 | 55.0564 | 55.0564 | 55.0564 | 55.0564 | 55.0564 | 55.0564 | 55.0564 | 55.0564 | 55.0564 | 55.0564 | 55.0564 | 55.0564 | 55.0564 | 55.0564 | 55.0564 | 55.0564 | 55.0564 | 55.0564 | 55.0564 | 55.0564 | 55.0564 | 55.0564 | 55.0564 | 55.0564 | 55.0564 | 55.0564 | 55.0564 | 55.0564 | 55.0564 | 55.0564 | 55.0564 | 55.0564 | 55.0564 | 55.0564 | 55.0564 | 55.0564 | 55.0564 | 55.0564 | 55.0564 | 55.0564 | 55.0564 | 55.0564 | 55.0564 | 55.0564 | 55.0564 | 55.0564 | 55.0564 | 55.0564 | 55.0564 | 55.0564 | 55.0564 | 55.0564 | 55.0564 | 55.0564 | 55.0564 | 55.0564 | 55.0564 | 55.0564 | 55.0564 | 55.0564 | 55.0564 | 55.0564 | 55.0564 | 55.0564 | 55.0564 | 55.0564 | 55.0564 | 55.0564 | 55.0564 | 55.0564 | 55.0564 | 55.0564 | 55.0564 | 55.0564 | 55.0564 | 55.0564 | 55.0564 | 55.0564 | 55.0564 | 55.0564 | 55.0564 | 55.0564 | 55.0564 | 55.0564 | 55.0564 | 55.0564 | 55.0564 | 55.0564 | 55.0564 | 55.0564 | 55.0564 | 55.0564 | 55.0564 | 55.0564 | 55.0564 | 55.0564 | 55.0564 | 55.0564 | 55.0564 | 55.0564 | 55.0564 | 55.0564 | 55.0564 | 55.0564 | 55.0564 | 55.0564 | 55.0564 | 55.0564 | 55.0564 | 55.0564 | 55.0564 | 55.0564 | 55.0564 | 55.0564 | 55.0564 | 55.0564 | 55.0564 | 55.0564 | 55.0564 | 55.0564 | 55.0564 | 55.0564 | 55.0564 | 55.0564 | 55.0564 | 55.0564 | 55.0564 | 55.0564 | 55.0564 | 55.0564 | 55.0564 | 55.0564 | 55.0564 | 55.0564 | 55.0564 | 55.0564 | 55.0564 | 55.0564 | 55.0564 | 55.0564 | 55.0564 | 55.0564 | 55.0564 | 55.0564 | 55.0564 | 55.0564 | 55.0564 | 55.0564 | 55.0564 | 55.0564 | 55.0564 | 55.0564 | 55.0564 | 55.0564 | 55.0564 | 55.0564 | 55.0564 | 55.0564 | 55.0564 | 55.0564 | 55.0564 | 55.0564 | 55.0564 | 55.0564 | 55.0564 | 55.0564 | 55.0564 | 55.0564 | 55.0564 | 55.0564 | 55.0564 | 55.0564 | 55.0564 | 55.0564 | 55.0564 | 55.0564 | 55.0564 | 55.0564 | 55.0564 | 55.0564 | 55.0564 | 55.0564 | 55.0564 | 55.0564 | 55.0564 | 55.0564 | 55.0564 | 55.0564 | 55.0564 | 55.0564 | 55.0564 | 55.0564 | 55.0564 | 55.0564 | 55.0564 | 55.0564 | 55.0564 | 55.0564 | 55.0564 | 55.0564 | 55.0564 | 55.0564 | 55.0564 | 55.0564 | 55.0564 | 55.0564 | 55.0564 | 55.0564 | 55.0564 | 55.0564 | 55.0564 | 55.0564 | 55.0564 | 55.0564 | 55.0564 | 55.0564 | 55.0564 | 55.0564 | 55.0564 | 55.0564 | 55.0564 | 55.0564 | 55.0564 | 55.0564 | 55.0564 | 55.0564 | 55.0564 | 55.0564 | 55.0564 | 55.0564 | 55.0564 | 55.0564 | 55.0564 | 55.0564 | 55.0564 | 55.0564 | 55.0564 | 55.0564 | 55.0564 | 55.0564 | 55.0564 | 55.0564 | 55.0564 | 55.0564 | 55.0564 | 55.0564 | 55.0564 | 55.0564 | 55.0564 | 55.0564 | 55.0564 | 55.0564 | 55.0564 | 55.0564 | 55.0564 | 55.0564 | 55.0564 | 55.0564 | 55.0564 | 55.0564 | 55.0564 | 55.0564 | 55.0564 | 55.0564 | 55.0564 | 55.0564 | 55.0564 | 55.0564 | 55.0564 | 55.0564 | 55.0564 | 55.0564 | 55.0564 | 55.0564 | 55.0564 | 55.0564 | 55.0564 | 55.0564 | 55.0564 | 55.0564 | 55.0564 | 55.0564 | 55.0564 | 55.0564 | 55.0564 | 55.0564 | 55.0564 | 55.0564 | 55.0564 | 55.0564 | 55.0564 | 55.0564 | 55.0564 | 55.0564 | 55.0564 | 55.0564 | 55.0564 | 55.0564 | 55.0564 | 55.0564 | 55.0564 | 55.0564 | 55.0564 | 55.0564 | 55.0564 | 55.0564 | 55.0564 | 55.0564 | 55.0564 | 55.0564 | 55.0564 | 55.0564 | 55.0564 | 55.0564 | 55.0564 | 55.0564 | 55.0564 | 55.0564 | 55.0564 | 55.0564 | 55.0564 | 55.0564 | 55.0564 | 55.0564 | 55.0564 | 55.0564 | 55.0564 | 55.0564 | 55.0564 | 55.0564 | 55.0564 | 55.0564 | 55.0564 | 55.0564 | 55.0564 | 55.0564 | 55.0564 | 55.0564 | 55.0564 | 55.0564 | 55.0564 | 55.0564 | 55.0564 | 55.0564 | 55.0564 | 55.0564 | 55.0564 | 55.0564 | 55.0564 | 55.0564 | 55.0564 | 55.0564 | 55.0564 | 55.0564 | 55.0564 | 55.0564 | 55.0564 | 55.0564 | 55.0564 | 55.0564 | 55.0564 | 55.0564 | 55.0564 | 55.0564 | 55.0564 | 55.0564 | 55.0564 | 55.0564 | 55.0564 | 55.0564 | 55.0564 | 55.0564 | 55.0564 | 55.0564 | 55.0564 | 55.0564 | 55.0564 | 55.0564 | 55.0564 | 55.0564 | 55.0564 | 55.0564 | 55.0564 | 55.0564 | 55.0564 | 55.0564 | 55.0564 | 55.0564 | 55.0564 | 55.0564 | 55.0564 | 55.0564 | 55.0564 | 55.0564 | 55.0564 | 55.0564 | 55.0564 | 55.0564 | 55.0564 | 55.0564 | 55.0564 | 55.0564 | 55.0564 | 55.0564 | 55.0564 | 55.0564 | 55.0564 | 55.0564 | 55.0564 | 55.0564 | 55.0564 | 55.0564 | 55.0564 | 55.0564 | 55.0564 | 55.0564 | 55.0564 | 55.0564 | 55.0564 | 55.0564 | 55.0564 | 55.0564 | 55.0564 | 55.0564 | 55.0564 | 55.0564 | 55.0564 | 55.0564 | 55.0564 | 55.0564 | 55.0564 | 55.0564 | 55.0564 | 55.0564 | 55.0564 | 55.0564 | 55.0564 | 55.0564 | 55.0564 | 55.0564 | 55.0564 | 55.0564 | 55.0564 | 55.0564 | 55.0564 | 55.0564 | 55.0564 | 55.0564 | 55.0564 | 55.0564 | 55.0564 | 55.0564 | 55.0564 | 55.0564 | 55.0564 | 55.0564 | 55.0564 | 55.0564 | 55.0564 | 55.0564 | 55.0564 | 55.0564 | 55.0564 | 55.0564 | 55.0564 | 55.0564 | 55.0564 | 55.0564 | 55.0564 | 55.0564 | 55.0564 | 55.0564 | 55.0564 | 55.0564 | 55.0564 | 55.0564 | 55.0564 | 55.0564 | 55.0564 | 55.0564 | 55.0564 | 55.0564 | 55.0564 | 55.0564 | 55.0564 | 55.0564 | 55.0564 | 55.0564 | 55.0564 | 55.0564 | 55.0564 | 55.0564 | 55.0564 | 55.0564 | 55.0564 | 55.0564 | 55.0564 | 55.0564 | 55.0564 | 55.0564 | 55.0564 | 55.0564 | 55.0564 | 55.0564 | 55.0564 | 55.0564 | 55.0564 | 55.0564 | 55.0564 | 55.0564 | 55.0564 | 55.0564 | 55.0564 | 55.0564 | 55.0564 | 55.0564 | 55.0564 | 55.0564 | 55.0564 | 55.0564 | 55.0564 | 55.0564 | 55.0564 | 55.0564 | 55.0564 | 55.0564 | 55.0564 | 55.0564 | 55.0564 | 55.0564 | 55.0564 | 55.0564 | 55.0564 | 55.0564 | 55.0564 | 55.0564 | 55.0564 | 55.0564 | 55.0564 | 55.0564 | 55.0564 | 55.0564 | 55.0564 | 55.0564 | 55.0564 | 55.0564 | 55.0564 | 55.0564 | 55.0564 | 55.0564 | 55.0564 | 55.0564 | 55.0564 | 55.0564 | 55.0564 | 55.0564 | 55.0564 | 55.0564 | 55.0564 | 55.0564 | 55.0564 | 55.0564 | 55.0564 | 55.0564 | 55.0564 | 55.0564 | 55.0564 | 55.0564 | 55.0564 | 55.0564 | 55.0564 | 55.0564 | 55.0564 | 55.0564 | 55.0564 | 55.0564 | 55.0564 | 55.0564 | 55.0564 | 55.0564 | 55.0564 | 55.0564 | 55.0564 | 55.0564 | 55.0564 | 55.0564 | 55.0564 | 55.0564 | 55.0564 | 55.0564 | 55.0564 | 55.0564 | 55.0564 | 55.0564 | 55.0564 | 55.0564 | 55.0564 | 55.0564 | 55.0564 | 55.0564 | 55.0564 | 55.0564 | 55.0564 | 55.0564 | 55.0564 | 55.0564 | 55.0564 | 55.0564 | 55.0564 | 55.0564 | 55.0564 | 55.0564 | 55.0564 | 55.0564 | 55.0564 | 55.0564 | 55.0564 | 55.0564 | 55.0564 | 55.0564 | 55.0564 | 55.0564 | 55.0564 | 55.0564 | 55.0564 | 55.0564 | 55.0564 | 55.0564 | 55.0564 | 55.0564 | 55.0564 | 55.0564 | 55.0564 | 55.0564 | 55.0564 | 55.0564 | 55.0564 | 55.0564 | 55.0564 | 55.0564 | 55.0564 | 55.0564 | 55.0564 | 55.0564 | 55.0564 | 55.0564 | 55.0564 | 55.0564 | 55.0564 | 55.0564 | 55.0564 | 55.0564 | 55.0564 | 55.0564 | 55.0564 | 55.0564 | 55.0564 | 55.0564 | 55.0564 | 55.0564 | 55.0564 | 55.0564 | 55.0564 | 55.0564 | 55.0564 | 55.0564 | 55.0564 | 55.0564 | 55.0564 | 55.0564 | 55.0564 | 55.0564 | 55.0564 | 55.0564 | 55.0564 | 55.0564 | 55.0564 | 55.0564 | 55.0564 | 55.0564 | 55.0564 | 55.0564 | 55.0564 | 55.0564 | 55.0564 | 55.0564 | 55.0564 | 55.0564 | 55.0564 | 55.0564 | 55.0564 | 55.0564 | 55.0564 | 55.0564 | 55.0564 | 55.0564 | 55.0564 | 55.0564 | 55.0564 | 55.0564 | 55.0564 | 55.0564 | 55.0564 | 55.0564 | 55.0564 | 55.0564 | 55.0564 | 55.0564 | 55.0564 | 55.0564 | 55.0564 | 55.0564 | 55.0564 | 55.0564 | 55.0564 | 55.0564 | 55.0564 | 55.0564 | 55.0564 | 55.0564 | 55.0564 | 55.0564 | 55.0564 | 55.0564 | 55.0564 | 55.0564 | 55.0564 | 55.0564 | 55.0564 | 55.0564 | 55.0564 | 55.0564 | 55.0564 | 55.0564 | 55.0564 | 55.0564 | 55.0564 | 55.0564 | 55.0564 | 55.0564 | 55.0564 | 55.0564 | 55.0564 | 55.0564 | 55.0564 | 55.0564 | 55.0564 | 55.0564 | 55.0564 | 55.0564 | 55.0564 | 55.0564 | 55.0564 | 55.0564 | 55.0564 | 55.0564 | 55.0564 | 55.0564 | 55.0564 | 55.0564 | 55.0564 | 55.0564 | 55.0564 | 55.0564 | 55.0564 | 55.0564 | 55.0564 | 55.0564 | 55.0564 | 55.0564 | 55.0564 | 55.0564 | 55.0564 | 55.0564 | 55.0564 | 55.0564 | 55.0564 | 55.0564 | 55.0564 | 55.0564 | 55.0564 | 55.0564 | 55.0564 | 55.0564 | 55.0564 | 55.0564 | 55.0564 | 55.0564 | 55.0564 | 55.0564 | 55.0564 | 55.0564 | 55.0564 | 55.0564 | 55.0564 | 55.0564 | 55.0564 | 55.0564 | 55.0564 | 55.0564 | 55.0564 | 55.0564 | 55.0564 | 55.0564 | 55.0564 | 55.0564 | 55.0564 | 55.0564 | 55.0564 | 55.0564 | 55.0564 | 55.0564 | 55.0564 | 55.0564 | 55.0564 | 55.0564 | 55.0564 | 55.0564 | 55.0564 | 55.0564 | 55.0564 | 55.0564 | 55.0564 | 55.0564 | 55.0564 | 55.0564 | 55.0564 | 55.0564 | 55.0564 | 55.0564 | 55.0564 | 55.0564 | 55.0564 | 55.0564 | 55.0564 | 55.0564 | 55.0564 | 55.0564 | 55.0564 | 55.0564 | 55.0564 | 55.0564 | 55.0564 | 55.0564 | 55.0564 | 55.0564 | 55.0564 | 55.0564 | 55.0564 | 55.0564 | 55.0564 | 55.0564 | 55.0564 | 55.0564 | 55.0564 | 55.0564 | 55.0564 | 55.0564 | 55.0564 | 55.0564 | 55.0564 | 55.0564 | 55.0564 | 55.0564 | 55.0564 | 55.0564 | 55.0564 | 55.0564 | 55.0564 | 55.0564 | 55.0564 | 55.0564 | 55.0564 | 55.0564 | 55.0564 | 55.0564 | 55.0564 | 55.0564 | 55.0564 | 55.0564 | 55.0564 | 55.0564 | 55.0564 | 55.0564 | 55.0564 | 55.0564 | 55.0564 | 55.0564 | 55.0564 | 55.0564 | 55.0564 | 55.0564 | 55.0564 | 55.0564 | 55.0564 | 55.0564 | 55.0564 | 55.0564 | 55.0564 | 55.0564 | 55.0564 | 55.0564 | 55.0564 | 55.0564 | 55.0564 | 55.0564 | 55.0564 | 55.0564 | 55.0564 | 55.0564 | 55.0564 | 55.0564 | 55.0564 | 55.0564 | 55.0564 | 55.0564 | 55.0564 | 55.0564 | 55.0564 | 55.0564 | 55.0564 | 55.0564 | 55.0564 | 55.0564 | 55.0564 | 55.0564 | 55.0564 | 55.0564 | 55.0564 | 55.0564 | 55.0564 | 55.0564 | 55.0564 | 55.0564 | 55.0564 | 55.0564 | 55.0564 | 55.0564 | 55.0564 | 55.0564 | 55.0564 | 55.0564 | 55.0564 | 55.0564 | 55.0564 | 55.0564 | 55.0564 | 55.0564 | 55.0564 | 55.0564 | 55.0564 | 55.0564 | 55.0564 | 55.0564 | 55.0564 | 55.0564 | 55.0564 | 55.0564 | 55.0564 | 55.0564 | 55.0564 | 55.0564 | 55.0564 | 55.0564 | 55.0564 | 55.0564 | 55.0564 | 55.0564 | 55.0564 | 55.0564 | 55.0564 | 55.0564 | 55.0564 | 55.0564 | 55.0564 | 55.0564 | 55.0564 | 55.0564 | 55.0564 | 55.0564 | 55.0564 | 55.0564 | 55.0564 | 55.0564 | 55.0564 | 55.0564 | 55.0564 | 55.0564 | 55.0564 | 55.0564 | 55.0564 | 55.0564 | 55.0564 | 55.0564 | 55.0564 | 55.0564 | 55.0564 | 55.0564 | 55.0564 | 55.0564 | 55.0564 | 55.0564 | 55.0564 | 55.0564 | 55.0564 | 55.0564 | 55.0564 | 55.0564 | 55.0564 | 55.0564 | 55.0564 | 55.0564 | 55.0564 | 55.0564 | 55.0564 | 55.0564 | 55.0564 | 55.0564 | 55.0564 | 55.0564 | 55.0564 | 55.0564 | 55.0564 | 55.0564 | 55.0564 | 55.0564 | 55.0564 | 55.0564 | 55.0564 | 55.0564 | 55.0564 | 55.0564 | 55.0564 | 55.0564 | 55.0564 | 55.0564 | 55.0564 | 55.0564 | 55.0564 | 55.0564 | 55.0564 | 55.0564 | 55.0564 | 55.0564 | 55.0564 | 55.0564 | 55.0564 | 55.0564 | 55.0564 | 55.0564 | 55.0564 | 55.0564 | 55.0564 | 55.0564 | 55.0564 | 55.0564 | 55.0564 | 55.0564 | 55.0564 | 55.0564 | 55.0564 | 55.0564 | 55.0564 | 55.0564 | 55.0564 | 55.0564 | 55.0564 | 55.0564 | 55.0564 | 55.0564 | 55.0564 | 55.0564 | 55.0564 | 55.0564 | 55.0564 | 55.0564 | 55.0564 | 55.0564 | 55.0564 | 55.0564 | 55.0564 | 55.0564 | 55.0564 | 55.0564 | 55.0564 | 55.0564 | 55.0564 | 55.0564 | 55.0564 | 55.0564 | 55.0564 | 55.0564 | 55.0564 | 55.0564 | 55.0564 | 55.0564 | 55.0564 | 55.0564 | 55.0564 | 55.0564 | 55.0564 | 55.0564 | 55.0564 | 55.0564 | 55.0564 | 55.0564 | 55.0564 | 55.0564 | 55.0564 | 55.0564 | 55.0564 | 55.0564 | 55.0564 | 55.0564 | 55.0564 | 55.0564 | 55.0564 | 55.0564 | 55.0564 | 55.0564 | 55.0564 | 55.0564 | 55.0564 | 55.0564 | 55.0564 | 55.0564 | 55.0564 | 55.0564 | 55.0564 | 55.0564 | 55.0564 | 55.0564 | 55.0564 | 55.0564 | 55.0564 | 55.0564 | 55.0564 | 55.0564 | 55.0564 | 55.0564 | 55.0564 | 55.0564 | 55.0564 | 55.0564 | 55.0564 | 55.0564 | 55.0564 | 55.0564 | 55.0564 | 55.0564 | 55.0564 | 55.0564 | 55.0564 | 55.0564 | 55.0564 | 55.0564 | 55.0564 | 55.0564 | 55.0564 | 55.0564 | 55.0564 | 55.0564 | 55.0564 | 55.0564 | 55.0564 | 55.0564 | 55.0564 | 55.0564 | 55.0564 | 55.0564 | 55.0564 | 55.0564 | 55.0564 | 55.0564 | 55.0564 | 55.0564 | 55.0564 | 55.0564 | 55.0564 | 55.0564 | 55.0564 | 55.0564 | 55.0564 | 55.0564 | 55.0564 | 55.0564 | 55.0564 | 55.0564 | 55.0564 | 55.0564 | 55.0564 | 55.0564 | 55.0564 | 55.0564 | 55.0564 | 55.0564 | 55.0564 | 55.0564 | 55.0564 | 55.0564 | 55.0564 | 55.0564 | 55.0564 | 55.0564 | 55.0564 | 55.0564 | 55.0564 | 55.0564 | 55.0564 | 55.0564 | 55.0564 | 55.0564 | 55.0564 | 55.0564 | 55.0564 | 55.0564 | 55.0564 | 55.0564 | 55.0564 | 55.0564 | 55.0564 | 55.0564 | 55.0564 | 55.0564 | 55.0564 | 55.0564 | 55.0564 | 55.0564 | 55.0564 | 55.0564 | 55.0564 | 55.0564 | 55.0564 | 55.0564 | 55.0564 | 55.0564 | 55.0564 | 55.0564 | 55.0564 | 55.0564 | 55.0564 | 55.0564 | 55.0564 | 55.0564 | 55.0564 | 55.0564 | 55.0564 | 55.0564 | 55.0564 | 55.0564 | 55.0564 | 55.0564 | 55.0564 | 55.0564 | 55.0564 | 55.0564 | 55.0564 | 55.0564 | 55.0564 | 55.0564 | 55.0564 | 55.0564 | 55.0564 | 55.0564 | 55.0564 | 55.0564 | 55.0564 | 55.0564 | 55.0564 | 55.0564 | 55.0564 | 55.0564 | 55.0564 | 55.0564 | 55.0564 | 55.0564 | 55.0564 | 55.0564 | 55.0564 | 55.0564 | 55.0564 | 55.0564 | 55.0564 | 55.0564 | 55.0564 | 55.0564 | 55.0564 | 55.0564 | 55.0564 | 55.0564 | 55.0564 | 55.0564 | 55.0564 | 55.0564 | 55.0564 | 55.0564 | 55.0564 | 55.0564 | 55.0564 | 55.0564 | 55.0564 | 55.0564 | 55.0564 | 55.0564 | 55.0564 | 55.0564 | 55.0564 | 55.0564 | 55.0564 | 55.0564 | 55.0564 | 55.0564 | 55.0564 | 55.0564 | 55.0564 | 55.0564 | 55.0564 | 55.0564 | 55.0564 | 55.0564 | 55.0564 | 55.0564 | 55.0564 | 55.0564 | 55.0564 | 55.0564 | 55.0564 | 55.0564 | 55.0564 | 55.0564 | 55.0564 | 55.0564 | 55.0564 | 55.0564 | 55.0564 | 55.0564 | 55.0564 | 55.0564 | 55.0564 | 55.0564 | 55.0564 | 55.0564 | 55.0564 | 55.0564 | 55.0564 | 55.0564 | 55.0564 | 55.0564 | 55.0564 | 55.0564 | 55.0564 | 55.0564 | 55.0564 | 55.0564 | 55.0564 | 55.0564 | 55.0564 | 55.0564 | 55.0564 | 55.0564 | 55.0564 | 55.0564 | 55.0564 | 55.0564 | 55.0564 | 55.0564 | 55.0564 | 55.0564 | 55.0564 | 55.0564 | 55.0564 | 55.0564 | 55.0564 | 55.0564 | 55.0564 | 55.0564 | 55.0564 | 55.0564 | 55.0564 | 55.0564 | 55.0564 | 55.0564 | 55.0564 | 55.0564 | 55.0564 | 55.0564 | 55.0564 | 55.0564 | 55.0564 | 55.0564 | 55.0564 | 55.0564 | 55.0564 | 55.0564 | 55.0564 | 55.0564 | 55.0564 | 55.0564 | 55.0564 | 55.0564 | 55.0564 | 55.0564 | 55.0564 | 55.0564 | 55.0564 | 55.0564 | 55.0564 | 55.0564 | 55.0564 | 55.0564 | 55.0564 | 55.0564 | 55.0564 | 55.0564 | 55.0564 | 55.0564 | 55.0564 | 55.0564 | 55.0564 | 55.0564 | 55.0564 | 55.0564 | 55.0564 | 55.0564 | 55.0564 | 55.0564 | 55.0564 | 55.0564 | 55.0564 | 55.0564 | 55.0564 | 55.0564 | 55.0564 | 55.0564 | 55.0564 | 55.0564 | 55.0564 | 55.0564 | 55.0564 | 55.0564 | 55.0564 | 55.0564 | 55.0564 | 55.0564 | 55.0564 | 55.0564 | 55.0564 | 55.0564 | 55.0564 | 55.0564 | 55.0564 | 55.0564 | 55.0564 | 55.0564 | 55.0564 | 55.0564 | 55.0564 | 55.0564 | 55.0564 | 55.0564 | 55.0564 | 55.0564 | 55.0564 | 55.0564 | 55.0564 | 55.0564 | 55.0564 | 55.0564 | 55.0564 | 55.0564 | 55.0564 | 55.0564 | 55.0564 | 55.0564 | 55.0564 | 55.0564 | 55.0564 | 55.0564 | 55.0564 | 55.0564 | 55.0564 | 55.0564 | 55.0564 | 55.0564 | 55.0564 | 55.0564 | 55.0564 | 55.0564 | 55.0564 | 55.0564 | 55.0564 | 55.0564 | 55.0564 | 55.0564 | 55.0564 | 55.0564 | 55.0564 | 55.0564 | 55.0564 | 55.0564 | 55.0564 | 55.0564 | 55.0564 | 55.0564 | 55.0564 | 55.0564 | 55.0564 | 55.0564 | 55.0564 | 55.0564 | 55.0564 | 55.0564 | 55.0564 | 55.0564 | 55.0564 | 55.0564 | 55.0564 | 55.0564 | 55.0564 | 55.0564 | 55.0564 | 55.0564 | 55.0564 | 55.0564 | 55.0564 | 55.0564 | 55.0564 | 55.0564 | 55.0564 | 55.0564 | 55.0564 | 55.0564 | 55.0564 | 55.0564 | 55.0564 | 55.0564 | 55.0564 | 55.0564 | 55.0564 | 55.0564 | 55.0564 | 55.0564 | 55.0564 | 55.0564 | 55.0564 | 55.0564 | 55.0564 | 55.0564 | 55.0564 | 55.0564 | 55.0564 | 55.0564 | 55.0564 | 55.0564 | 55.0564 | 55.0564 | 55.0564 | 55.0564 | 55.0564 | 55.0564 | 55.0564 | 55.0564 | 55.0564 | 55.0564 | 55.0564 | 55.0564 | 55.0564 | 55.0564 | 55.0564 | 55.0564 | 55.0564 | 55.0564 | 55.0564 | 55.0564 | 55.0564 | 55.0564 | 55.0564 | 55.0564 | 55.0564 | 55.0564 | 55.0564 | 55.0564 | 55.0564 | 55.0564 | 55.0564 | 55.0564 | 55.0564 | 55.0564 | 55.0564 | 55.0564 | 55.0564 | 55.0564 | 55.0564 | 55.0564 | 55.0564 | 55.0564 | 55.0564 | 55.0564 | 55.0564 | 55.0564 | 55.0564 | 55.0564 | 55.0564 | 55.0564 | 55.0564 | 55.0564 | 55.0564 | 55.0564 | 55.0564 | 55.0564 | 55.0564 | 55.0564 | 55.0564 | 55.0564 | 55.0564 | 55.0564 | 55.0564 | 55.0564 | 55.0564 | 55.0564 | 55.0564 | 55.0564 | 55.0564 | 55.0564 | 55.0564 | 55.0564 | 55.0564 | 55.0564 | 55.0564 | 55.0564 | 55.0564 | 55.0564 | 55.0564 | 55.0564 | 55.0564 | 55.0564 | 55.0564 | 55.0564 | 55.0564 | 55.0564 | 55.0564 | 55.0564 | 55.0564 | 55.0564 | 55.0564 | 55.0564 | 55.0564 | 55.0564 | 55.0564 | 55.0564 | 55.0564 | 55.0564 | 55.0564 | 55.0564 | 55.0564 | 55.0564 | 55.0564 | 55.0564 | 55.0564 | 55.0564 | 55.0564 | 55.0564 | 55.0564 | 55.0564 | 55.0564 | 55.0564 | 55.0564 | 55.0564 | 55.0564 | 55.0564 | 55.0564 | 55.0564 | 55.0564 | 55.0564 | 55.0564 | 55.0564 | 55.0564 | 55.0564 | 55.0564 | 55.0564 | 55.0564 | 55.0564 | 55.0564 | 55.0564 | 55.0564 | 55.0564 | 55.0564 | 55.0564 | 55.0564 | 55.0564 | 55.0564 | 55.0564 | 55.0564 | 55.0564 | 55.0564 | 55.0564 | 55.0564 | 55.0564 | 55.0564 | 55.0564 | 55.0564 | 55.0564 | 55.0564 | 55.0564 | 55.0564 | 55.0564 | 55.0564 | 55.0564 | 55.0564 | 55.0564 | 55.0564 | 55.0564 | 55.0564 | 55.0564 | 55.0564 | 55.0564 | 55.0564 | 55.0564 | 55.0564 | 55.0564 | 55.0564 | 55.0564 | 55.0564 | 55.0564 | 55.0564 | 55.0564 | 55.0564 | 55.0564 | 55.0564 | 55.0564 | 55.0564 | 55.0564 | 55.0564 | 55.0564 | 55.0564 | 55.0564 | 55.0564 | 55.0564 | 55.0564 | 55.0564 | 55.0564 | 55.0564 | 55.0564 | 55.0564 | 55.0564 | 55.0564 | 55.0564 | 55.0564 | 55.0564 | 55.0564 | 55.0564 | 55.0564 | 55.0564 | 55.0564 | 55.0564 | 55.0564 | 55.0564 | 55.0564 | 55.0564 | 55.0564 | 55.0564 | 55.0564 | 55.0564 | 55.0564 | 55.0564 | 55.0564 | 55.0564 | 55.0564 | 55.0564 | 55.0564 | 55.0564 | 55.0564 | 55.0564 | 55.0564 | 55.0564 | 55.0564 | 55.0564 | 55.0564 | 55.0564 | 55.0564 | 55.0564 | 55.0564 | 55.0564 | 55.0564 | 55.0564 | 55.0564 | 55.0564 | 55.0564 | 55.0564 | 55.0564 | 55.0564 | 55.0564 | 55.0564 | 55.0564 | 55.0564 | 55.0564 | 55.0564 | 55.0564 | 55.0564 | 55.0564 | 55.0564 | 55.0564 | 55.0564 | 55.0564 | 55.0564 | 55.0564 | 55.0564 | 55.0564 | 55.0564 | 55.0564 | 55.0564 | 55.0564 | 55.0564 | 55.0564 | 55.0564 | 55.0564 | 55.0564 | 55.0564 | 55.0564 | 55.0564 | 55.0564 | 55.0564 | 55.0564 | 55.0564 | 55.0564 | 55.0564 | 55.0564 | 55.0564 | 55.0564 | 55.0564 | 55.0564 | 55.0564 | 55.0564 | 55.0564 | 55.0564 | 55.0564 | 55.0564 | 55.0564 | 55.0564 | 55.0564 | 55.0564 | 55.0564 | 55.0564 | 55.0564 | 55.0564 | 55.0564 | 55.0564 | 55.0564 | 55.0564 | 55.0564 | 55.0564 | 55.0564 | 55.0564 | 55.0564 | 55.0564 | 55.0564 | 55.0564 | 55.0564 | 55.0564 | 55.0564 | 55.0564 | 55.0564 | 55.0564 | 55.0564 | 55.0564 | 55.0564 | 55.0564 | 55.0564 | 55.0564 | 55.0564 | 55.0564 | 55.0564 | 55.0564 | 55.0564 | 55.0564 | 55.0564 | 55.0564 | 55.0564 | 55.0564 | 55.0564 | 55.0564 | 55.0564 | 55.0564 | 55.0564 | 55.0564 | 55.0564 | 55.0564 | 55.0564 | 55.0564 | 55.0564 | 55.0564 | 55.0564 | 55.0564 | 55.0564 | 55.0564 | 55.0564 | 55.0564 | 55.0564 | 55.0564 | 55.0564 | 55.0564 | 55.0564 | 55.0564 | 55.0564 | 55.0564 | 55.0564 | 55.0564 | 55.0564 | 55.0564 | 55.0564 | 55.0564 | 55.0564 | 55.0564 | 55.0564 | 55.0564 | 55.0564 | 55.0564 | 55.0564 | 55.0564 | 55.0564 | 55.0564 | 55.0564 | 55.0564 | 55.0564 | 55.0564 | 55.0564 | 55.0564 | 55.0564 | 55.0564 | 55.0564 | 55.0564 | 55.0564 | 55.0564 | 55.0564 | 55.0564 | 55.0564 | 55.0564 | 55.0564 | 55.0564 | 55.0564 | 55.0564 | 55.0564 | 55.0564 | 55.0564 | 55.0564 | 55.0564 | 55.0564 | 55.0564 | 55.0564 | 55.0564 | 55.0564 | 55.0564 | 55.0564 | 55.0564 | 55.0564 | 55.0564 | 55.0564 | 55.0564 | 55.0564 | 55.0564 | 55.0564 | 55.0564 | 55.0564 | 55.0564 | 55.0564 | 55.0564 | 55.0564 | 55.0564 | 55.0564 | 55.0564 | 55.0564 | 55.0564 | 55.0564 | 55.0564 | 55.0564 | 55.0564 | 55.0564 | 55.0564 | 55.0564 | 55.0564 | 55.0564 | 55.0564 | 55.0564 | 55.0564 | 55.0564 | 55.0564 | 55.0564 | 55.0564 | 55.0564 | 55.0564 | 55.0564 | 55.0564 | 55.0564 | 55.0564 | 55.0564 | 55.0564 | 55.0564 | 55.0564 | 55.0564 | 55.0564 | 55.0564 | 55.0564 | 55.0564 | 55.0564 | 55.0564 | 55.0564 | 55.0564 | 55.0564 | 55.0564 | 55.0564 | 55.0564 | 55.0564 | 55.0564 | 55.0564 | 55.0564 | 55.0564 | 55.0564 | 55.0564 | 55.0564 | 55.0564 | 55.0564 | 55.0564 | 55.0564 | 55.0564 | 55.0564 | 55.0564 | 55.0564 | 55.0564 | 55.0564 | 55.0564 | 55.0564 | 55.0564 | 55.0564 | 55.0564 | 55.0564 | 55.0564 | 55.0564 | 55.0564 | 55.0564 | 55.0564 | 55.0564 | 55.0564 | 55.0564 | 55.0564 | 55.0564 | 55.0564 | 55.0564 | 55.0564 | 55.0564 | 55.0564 | 55.0564 | 55.0564 | 55.0564 | 55.0564 | 55.0564 | 55.0564 | 55.0564 | 55.0564 | 55.0564 | 55.0564 | 55.0564 | 55.0564 | 55.0564 | 55.0564 | 55.0564 | 55.0564 | 55.0564 | 55.0564 | 55.0564 | 55.0564 | 55.0564 | 55.0564 | 55.0564 | 55.0564 | 55.0564 | 55.0564 | 55.0564 | 55.0564 | 55.0564 | 55.0564 | 55.0564 | 55.0564 | 55.0564 | 55.0564 | 55.0564 | 55.0564 | 55.0564 | 55.0564 | 55.0564 | 55.0564 | 55.0564 | 55.0564 | 55.0564 | 55.0564 | 55.0564 | 55.0564 | 55.0564 | 55.0564 | 55.0564 | 55.0564 | 55.0564 | 55.0564 | 55.0564 | 55.0564 | 55.0564 | 55.0564 | 55.0564 | 55.0564 | 55.0564 | 55.0564 | 55.0564 | 55.0564 | 55.0564 | 55.0564 | 55.0564 | 55.0564 | 55.0564 | 55.0564 | 55.0564 | 55.0564 | 55.0564 | 55.0564 | 55.0564 | 55.0564 | 55.0564 | 55.0564 | 55.0564 | 55.0564 | 55.0564 | 55.0564 | 55.0564 | 55.0564 | 55.0564 | 55.0564 | 55.0564 | 55.0564 | 55.0564 | 55.0564 | 55.0564 | 55.0564 | 55.0564 | 55.0564 | 55.0564 | 55.0564 | 55.0564 | 55.0564 | 55.0564 | 55.0564 | 55.0564 | 55.0564 | 55.0564 | 55.0564 | 55.0564 | 55.0564 | 55.0564 | 55.0564 | 55.0564 | 55.0564 | 55.0564 | 55.0564 | 55.0564 | 55.0564 | 55.0564 | 55.0564 | 55.0564 | 55.0564 | 55.0564 | 55.0564 | 55.0564 | 55.0564 | 55.0564 | 55.0564 | 55.0564 | 55.0564 | 55.0564 | 55.0564 | 55.0564 | 55.0564 | 55.0564 | 55.0564 | 55.0564 | 55.0564 | 55.0564 | 55.0564 | 55.0564 | 55.0564 | 55.0564 | 55.0564 | 55.0564 | 55.0564 | 55.0564 | 55.0564 | 55.0564 | 55.0564 | 55.0564 | 55.0564 | 55.0564 | 55.0564 | 55.0564 | 55.0564 | 55.0564 | 55.0564 | 55.0564 | 55.0564 | 55.0564 | 55.0564 | 55.0564 | 55.0564 | 55.0564 | 55.0564 | 55.0564 | 55.0564 | 55.0564 | 55.0564 | 55.0564 | 55.0564 | 55.0564 | 55.0564 | 55.0564 | 55.0564 | 55.0564 | 55.0564 | 55.0564 | 55.0564 | 55.0564 | 55.0564 | 55.0564 | 55.0564 | 55.0564 | 55.0564 | 55.0564 | 55.0564 | 55.0564 | 55.0564 | 55.0564 | 55.0564 | 55.0564 | 55.0564 | 55.0564 | 55.0564 | 55.0564 | 55.0564 | 55.0564 | 55.0564 | 55.0564 | 55.0564 | 55.0564 | 55.0564 | 55.0564 | 55.0564 | 55.0564 | 55.0564 | 55.0564 | 55.0564 | 55.0564 | 55.0564 | 55.0564 | 55.0564 | 55.0564 | 55.0564 | 55.0564 | 55.0564 | 55.0564 | 55.0564 | 55.0564 | 55.0564 | 55.0564 | 55.0564 | 55.0564 | 55.0564 | 55.0564 | 55.0564 | 55.0564 | 55.0564 | 55.0564 | 55.0564 | 55.0564 | 55.0564 | 55.0564 | 55.0564 | 55.0564 | 55.0564 | 55.0564 | 55.0564 | 55.0564 | 55.0564 | 55.0564 | 55.0564 | 55.0564 | 55.0564 | 55.0564 | 55.0564 | 55.0564 | 55.0564 | 55.0564 | 55.0564 | 55.0564 | 55.0564 | 55.0564 | 55.0564 | 55.0564 | 55.0564 | 55.0564 | 55.0564 | 55.0564 | 55.0564 | 55.0564 | 55.0564 | 55.0564 | 55.0564 | 55.0564 | 55.0564 | 55.0564 | 55.0564 | 55.0564 | 55.0564 | 55.0564 | 55.0564 | 55.0564 | 55.0564 | 55.0564 | 55.0564 | 55.0564 | 55.0564 | 55.0564 | 55.0564 | 55.0564 | 55.0564 | 55.0564 | 55.0564 | 55.0564 | 55.0564 | 55.0564 | 55.0564 | 55.0564 | 55.0564 | 55.0564 | 55.0564 | 55.0564 | 55.0564 | 55.0564 | 55.0564 | 55.0564 | 55.0564 | 55.0564 | 55.0564 | 55.0564 | 55.0564 | 55.0564 | 55.0564 | 55.0564 | 55.0564 | 55.0564 | 55.0564 | 55.0564 | 55.0564 | 55.0564 | 55.0564 | 55.0564 | 55.0564 | 55.0564 | 55.0564 | 55.0564 | 55.0564 | 55.0564 | 55.0564 | 55.0564 | 55.0564 | 55.0564 | 55.0564 | 55.0564 | 55.0564 | 55.0564 | 55.0564 | 55.0564 | 55.0564 | 55.0564 | 55.0564 | 55.0564 | 55.0564 | 55.0564 | 55.0564 | 55.0564 | 55.0564 | 55.0564 | 55.0564 | 55.0564 | 55.0564 | 55.0564 | 55.0564 | 55.0564 | 55.0564 | 55.0564 | 55.0564 | 55.0564 | 55.0564 | 55.0564 | 55.0564 | 55.0564 | 55.0564 | 55.0564 | 55.0564 | 55.0564 | 55.0564 | 55.0564 | 55.0564 | 55.0564 | 55.0564 | 55.0564 | 55.0564 | 55.0564 | 55.0564 | 55.0564 | 55.0564 | 55.0564 | 55.0564 | 55.0564 | 55.0564 | 55.0564 | 55.0564 | 55.0564 | 55.0564 | 55.0564 | 55.0564 | 55.0564 | 55.0564 | 55.0564 | 55.0564 | 55.0564 | 55.0564 | 55.0564 | 55.0564 | 55.0564 | 55.0564 | 55.0564 | 55.0564 | 55.0564 | 55.0564 | 55.0564 | 55.0564 | 55.0564 | 55.0564 | 55.0564 | 55.0564 | 55.0564 | 55.0564 | 55.0564 | 55.0564 | 55.0564 | 55.0564 | 55.0564 | 55.0564 | 55.0564 | 55.0564 | 55.0564 | 55.0564 | 55.0564 | 55.0564 | 55.0564 | 55.0564 | 55.0564 | 55.0564 | 55.0564 | 55.0564 | 55.0564 | 55.0564 | 55.0564 | 55.0564 | 55.0564 | 55.0564 | 55.0564 | 55.0564 | 55.0564 | 55.0564 | 55.0564 | 55.0564 | 55.0564 | 55.0564 | 55.0564 | 55.0564 | 55.0564 | 55.0564 | 55.0564 | 55.0564 | 55.0564 | 55.0564 | 55.0564 | 55.0564 | 55.0564 | 55.0564 | 55.0564 | 55.0564 | 55.0564 | 55.0564 | 55.0564 | 55.0564 | 55.0564 | 55.0564 | 55.0564 | 55.0564 | 55.0564 | 55.0564 | 55.0564 | 55.0564 | 55.0564 | 55.0564 | 55.0564 | 55.0564 | 55.0564 | 55.0564 | 55.0564 | 55.0564 | 55.0564 | 55.0564 | 55.0564 | 55.0564 | 55.0564 | 55.0564 | 55.0564 | 55.0564 | 55.0564 | 55.0564 | 55.0564 | 55.0564 | 55.0564 | 55.0564 | 55.0564 | 55.0564 | 55.0564 | 55.0564 | 55.0564 | 55.0564 | 55.0564 | 55.0564 | 55.0564 | 55.0564 | 55.0564 | 55.0564 | 55.0564 | 55.0564 | 55.0564 | 55.0564 | 55.0564 | 55.0564 | 55.0564 | 55.0564 | 55.0564 | 55.0564 | 55.0564 | 55.0564 | 55.0564 | 55.0564 | 55.0564 | 55.0564 | 55.0564 | 55.0564 | 55.0564 | 55.0564 | 55.0564 | 55.0564 | 55.0564 | 55.0564 | 55.0564 | 55.0564 | 55.0564 | 55.0564 | 55.0564 | 55.0564 | 55.0564 | 55.0564 | 55.0564 | 55.0564 | 55.0564 | 55.0564 | 55.0564 | 55.0564 | 55.0564 | 55.0564 | 55.0564 | 55.0564 | 55.0564 | 55.0564 | 55.0564 | 55.0564 | 55.0564 | 55.0564 | 55.0564 | 55.0564 | 55.0564 | 55.0564 | 55.0564 | 55.0564 | 55.0564 | 55.0564 | 55.0564 | 55.0564 | 55.0564 | 55.0564 | 55.0564 | 55.0564 | 55.0564 | 55.0564 | 55.0564 | 55.0564 | 55.0564 | 55.0564 | 55.0564 | 55.0564 | 55.0564 | 55.0564 | 55.0564 | 55.0564 | 55.0564 | 55.0564 | 55.0564 | 55.0564 | 55.0564 | 55.0564 | 55.0564 | 55.0564 | 55.0564 | 55.0564 | 55.0564 | 55.0564 | 55.0564 | 55.0564 | 55.0564 | 55.0564 | 55.0564 | 55.0564 | 55.0564 | 55.0564 | 55.0564 | 55.0564 | 55.0564 | 55.0564 | 55.0564 | 55.0564 | 55.0564 | 55.0564 | 55.0564 | 55.0564 | 55.0564 | 55.0564 | 55.0564 | 55.0564 | 55.0564 | 55.0564 | 55.0564 | 55.0564 | 55.0564 | 55.0564 | 55.0564 | 55.0564 | 55.0564 | 55.0564 | 55.0564 | 55.0564 | 55.0564 | 55.0564 | 55.0564 | 55.0564 | 55.0564 | 55.0564 | 55.0564 | 55.0564 | 55.0564 | 55.0564 | 55.0564 | 55.0564 | 55.0564 | 55.0564 | 55.0564 | 55.0564 | 55.0564 | 55.0564 | 55.0564 | 55.0564 | 55.0564 | 55.0564 | 55.0564 | 55.0564 | 55.0564 | 55.0564 | 55.0564 | 55.0564 | 55.0564 | 55.0564 | 55.0564 | 55.0564 | 55.0564 | 55.0564 | 55.0564 | 55.0564 | 55.0564 | 55.0564 | 55.0564 | 55.0564 | 55.0564 | 55.0564 | 55.0564 | 55.0564 | 55.0564 | 55.0564 | 55.0564 | 55.0564 | 55.0564 | 55.0564 | 55.0564 | 55.0564 | 55.0564 | 55.0564 | 55.0564 | 55.0564 | 55.0564 | 55.0564 | 55.0564 | 55.0564 | 55.0564 | 55.0564 | 55.0564 | 55.0564 | 55.0564 | 55.0564 | 55.0564 | 55.0564 | 55.0564 | 55.0564 | 55.0564 | 55.0564 | 55.0564 | 55.0564 | 55.0564 | 55.0564 | 55.0564 | 55.0564 | 55.0564 | 55.0564 | 55.0564 | 55.0564 | 55.0564 | 55.0564 | 55.0564 | 55.0564 | 55.0564 | 55.0564 | 55.0564 | 55.0564 | 55.0564 | 55.0564 | 55.0564 | 55.0564 | 55.0564 | 55.0564 | 55.0564 | 55.0564 | 55.0564 | 55.0564 | 55.0564 | 55.0564 | 55.0564 | 55.0564 | 55.0564 | 55.0564 | 55.0564 | 55.0564 | 55.0564 | 55.0564 | 55.0564 | 55.0564 | 55.0564 | 55.0564 | 55.0564 | 55.0564 | 55.0564 | 55.0564 | 55.0564 | 55.0564 | 55.0564 | 55.0564 | 55.0564 | 55.0564 | 55.0564 | 55.0564 | 55.0564 | 55.0564 | 55.0564 | 55.0564 | 55.0564 | 55.0564 | 55.0564 | 55.0564 | 55.0564 | 55.0564 | 55.0564 | 55.0564 | 55.0564 | 55.0564 | 55.0564 | 55.0564 | 55.0564 | 55.0564 | 55.0564 | 55.0564 | 55.0564 | 55.0564 | 55.0564 | 55.0564 | 55.0564 | 55.0564 | 55.0564 | 55.0564 | 55.0564 | 55.0564 | 55.0564 | 55.0564 | 55.0564 | 55.0564 | 55.0564 | 55.0564 | 55.0564 | 55.0564 | 55.0564 | 55.0564 | 55.0564 | 55.0564 | 55.0564 | 55.0564 | 55.0564 | 55.0564 | 55.0564 | 55.0564 | 55.0564 | 55.0564 | 55.0564 | 55.0564 | 55.0564 | 55.0564 | 55.0564 | 55.0564 | 55.0564 | 55.0564 | 55.0564 | 55.0564 | 55.0564 | 55.0564 | 55.0564 | 55.0564 | 55.0564 | 55.0564 | 55.0564 | 55.0564 | 55.0564 | 55.0564 | 55.0564 | 55.0564 | 55.0564 | 55.0564 | 55.0564 | 55.0564 | 55.0564 | 55.0564 | 55.0564 | 55.0564 | 55.0564 | 55.0564 | 55.0564 | 55.0564 | 55.0564 | 55.0564 | 55.0564 | 55.0564 | 55.0564 | 55.0564 | 55.0564 | 55.0564 | 55.0564 | 55.0564 | 55.0564 | 55.0564 | 55.0564 | 55.0564 | 55.0564 | 55.0564 | 55.0564 | 55.0564 | 55.0564 | 55.0564 | 55.0564 | 55.0564 | 55.0564 | 55.0564 | 55.0564 | 55.0564 | 55.0564 | 55.0564 | 55.0564 | 55.0564 | 55.0564 | 55.0564 | 55.0564 | 55.0564 | 55.0564 | 55.0564 | 55.0564 | 55.0564 | 55.0564 | 55.0564 | 55.0564 | 55.0564 | 55.0564 | 55.0564 | 55.0564 | 55.0564 | 55.0564 | 55.0564 | 55.0564 | 55.0564 | 55.0564 | 55.0564 | 55.0564 | 55.0564 | 55.0564 | 55.0564 | 55.0564 | 55.0564 | 55.0564 | 55.0564 | 55.0564 | 55.0564 | 55.0564 | 55.0564 | 55.0564 | 55.0564 | 55.0564 | 55.0564 | 55.0564 | 55.0564 | 55.0564 | 55.0564 | 55.0564 | 55.0564 | 55.0564 | 55.0564 | 55.0564 | 55.0564 | 55.0564 | 55.0564 | 55.0564 | 55.0564 | 55.0564 | 55.0564 | 55.0564 | 55.0564 | 55.0564 | 55.0564 | 55.0564 | 55.0564 | 55.0564 | 55.0564 | 55.0564 | 55.0564 | 55.0564 | 55.0564 | 55.0564 | 55.0564 | 55.0564 | 55.0564 | 55.0564 | 55.0564 | 55.0564 | 55.0564 | 55.0564 | 55.0564 | 55.0564 | 55.0564 | 55.0564 | 55.0564 | 55.0564 | 55.0564 | 55.0564 | 55.0564 | 55.0564 | 55.0564 | 55.0564 | 55.0564 | 55.0564 | 55.0564 | 55.0564 | 55.0564 | 55.0564 | 55.0564 | 55.0564 | 55.0564 | 55.0564 | 55.0564 | 55.0564 | 55.0564 | 55.0564 | 55.0564 | 55.0564 | 55.0564 | 55.0564 | 55.0564 | 55.0564 | 55.0564 | 55.0564 | 55.0564 | 55.0564 | 55.0564 | 55.0564 | 55.0564 | 55.0564 | 55.0564 | 55.0564 | 55.0564 | 55.0564 | 55.0564 | 55.0564 | 55.0564 | 55.0564 | 55.0564 | 55.0564 | 55.0564 | 55.0564 | 55.0564 | 55.0564 | 55.0564 | 55.0564 | 55.0564 | 55.0564 | 55.0564 | 55.0564 | 55.0564 | 55.0564 | 55.0564 | 55.0564 | 55.0564 | 55.0564 | 55.0564 | 55.0564 | 55.0564 | 55.0564 | 55.0564 | 55.0564 | 55.0564 | 55.0564 | 55.0564 | 55.0564 | 55.0564 | 55.0564 | 55.0564 | 55.0564 | 55.0564 | 55.0564 | 55.0564 | 55.0564 | 55.0564 | 55.0564 | 55.0564 | 55.0564 | 55.0564 | 55.0564 | 55.0564 | 55.0564 | 55.0564 | 55.0564 | 55.0564 | 55.0564 | 55.0564 | 55.0564 | 55.0564 | 55.0564 | 55.0564 | 55.0564 | 55.0564 | 55.0564 | 55.0564 | 55.0564 | 55.0564 | 55.0564 | 55.0564 | 55.0564 | 55.0564 | 55.0564 | 55.0564 | 55.0564 | 55.0564 | 55.0564 | 55.0564 | 55.0564 | 55.0564 | 55.0564 | 55.0564 | 55.0564 | 55.0564 | 55.0564 | 55.0564 | 55.0564 | 55.0564 | 55.0564 | 55.0564 | 55.0564 | 55.0564 | 55.0564 | 55.0564 | 55.0564 | 55.0564 | 55.0564 | 55.0564 | 55.0564 | 55.0564 | 55.0564 | 55.0564 | 55.0564 | 55.0564 | 55.0564 | 55.0564 | 55.0564 | 55.0564 | 55.0564 | 55.0564 | 55.0564 | 55.0564 | 55.0564 | 55.0564 | 55.0564 | 55.0564 | 55.0564 | 55.0564 | 55.0564 | 55.0564 | 55.0564 | 55.0564 | 55.0564 | 55.0564 | 55.0564 | 55.0564 | 55.0564 | 55.0564 | 55.0564 | 55.0564 | 55.0564 | 55.0564 | 55.0564 | 55.0564 | 55.0564 | 55.0564 | 55.0564 | 55.0564 | 55.0564 | 55.0564 | 55.0564 | 55.0564 | 55.0564 | 55.0564 | 55.0564 | 55.0564 | 55.0564 | 55.0564 | 55.0564 | 55.0564 | 55.0564 | 55.0564 | 55.0564 | 55.0564 | 55.0564 | 55.0564 | 55.0564 | 55.0564 | 55.0564 | 55.0564 | 55.0564 | 55.0564 | 55.0564 | 55.0564 | 55.0564 | 55.0564 | 55.0564 | 55.0564 | 55.0564 | 55.0564 | 55.0564 | 55.0564 | 55.0564 | 55.0564 | 55.0564 | 55.0564 | 55.0564 | 55.0564 | 55.0564 | 55.0564 | 55.0564 | 55.0564 | 55.0564 | 55.0564 | 55.0564 | 55.0564 | 55.0564 | 55.0564 | 55.0564 | 55.0564 | 55.0564 | 55.0564 | 55.0564 | 55.0564 | 55.0564 | 55.0564 | 55.0564 | 55.0564 | 55.0564 | 55.0564 | 55.0564 | 55.0564 | 55.0564 | 55.0564 | 55.0564 | 55.0564 | 55.0564 | 55.0564 | 55.0564 | 55.0564 | 55.0564 | 55.0564 | 55.0564 | 55.0564 | 55.0564 | 55.0564 | 55.0564 | 55.0564 | 55.0564 | 55.0564 | 55.0564 | 55.0564 | 55.0564 | 55.0564 | 55.0564 | 55.0564 | 55.0564 | 55.0564 | 55.0564 | 55.0564 | 55.0564 | 55.0564 | 55.0564 | 55.0564 | 55.0564 | 55.0564 | 55.0564 | 55.0564 | 55.0564 | 55.0564 | 55.0564 | 55.0564 | 55.0564 | 55.0564 | 55.0564 | 55.0564 | 55.0564 | 55.0564 | 55.0564 | 55.0564 | 55.0564 | 55.0564 | 55.0564 | 55.0564 | 55.0564 | 55.0564 | 55.0564 | 55.0564 | 55.0564 | 55.0564 | 55.0564 | 55.0564 | 55.0564 | 55.0564 | 55.0564 | 55.0564 | 55.0564 | 55.0564 | 55.0564 | 55.0564 | 55.0564 | 55.0564 | 55.0564 | 55.0564 | 55.0564 | 55.0564 | 55.0564 | 55.0564 | 55.0564 | 55.0564 | 55.0564 | 55.0564 | 55.0564 | 55.0564 | 55.0564 | 55.0564 | 55.0564 | 55.0564 | 55.0564 | 55.0564 | 55.0564 | 55.0564 | 55.0564 | 55.0564 | 55.0564 | 55.0564 | 55.0564 | 55.0564 | 55.0564 | 55.0564 | 55.0564 | 55.0564 | 55.0564 | 55.0564 | 55.0564 | 55.0564 | 55.0564 | 55.0564 | 55.0564 | 55.0564 | 55.0564 | 55.0564 | 55.0564 | 55.0564 | 55.0564 | 55.0564 | 55.0564 | 55.0564 | 55.0564 | 55.0564 | 55.0564 | 55.0564 | 55.0564 | 55.0564 | 55.0564 | 55.0564 | 55.0564 | 55.0564 | 55.0564 | 55.0564 | 55.0564 | 55.0564 | 55.0564 | 55.0564 | 55.0564 | 55.0564 | 55.0564 | 55.0564 | 55.0564 | 55.0564 | 55.0564 | 55.0564 | 55.0564 | 55.0564 | 55.0564 | 55.0564 | 55.0564 | 55.0564 | 55.0564 | 55.0564 | 55.0564 | 55.0564 | 55.0564 | 55.0564 | 55.0564 | 55.0564 | 55.0564 | 55.0564 | 55.0564 | 55.0564 | 55.0564 | 55.0564 | 55.0564 | 55.0564 | 55.0564 | 55.0564 | 55.0564 | 55.0564 | 55.0564 | 55.0564 | 55.0564 | 55.0564 | 55.0564 | 55.0564 | 55.0564 | 55.0564 | 55.0564 | 55.0564 | 55.0564 | 55.0564 | 55.0564 | 55.0564 | 55.0564 | 55.0564 | 55.0564 | 55.0564 | 55.0564 | 55.0564 | 55.0564 | 55.0564 | 55.0564 | 55.0564 | 55.0564 | 55.0564 | 55.0564 | 55.0564 | 55.0564 | 55.0564 | 55.0564 | 55.0564 | 55.0564 | 55.0564 | 55.0564 | 55.0564 | 55.0564 | 55.0564 | 55.0564 | 55.0564 | 55.0564 | 55.0564 | 55.0564 | 55.0564 | 55.0564 | 55.0564 | 55.0564 | 55.0564 | 55.0564 | 55.0564 | 55.0564 | 55.0564 | 55.0564 | 55.0564 | 55.0564 | 55.0564 | 55.0564 | 55.0564 | 55.0564 | 55.0564 | 55.0564 | 55.0564 | 55.0564
Room volume | V | constant | 148.6523 |  | m3 | Volume of space being modelled | V | 148.6523 | 148.6523 | 148.6523 | 148.6523 | 148.6523 | 148.6523 | 148.6523 | 148.6523 | 148.6523 | 148.6523 | 148.6523 | 148.6523 | 148.6523 | 148.6523 | 148.6523 | 148.6523 | 148.6523 | 148.6523 | 148.6523 | 148.6523 | 148.6523 | 148.6523 | 148.6523 | 148.6523 | 148.6523 | 148.6523 | 148.6523 | 148.6523 | 148.6523 | 148.6523 | 148.6523 | 148.6523 | 148.6523 | 148.6523 | 148.6523 | 148.6523 | 148.6523 | 148.6523 | 148.6523 | 148.6523 | 148.6523 | 148.6523 | 148.6523 | 148.6523 | 148.6523 | 148.6523 | 148.6523 | 148.6523 | 148.6523 | 148.6523 | 148.6523 | 148.6523 | 148.6523 | 148.6523 | 148.6523 | 148.6523 | 148.6523 | 148.6523 | 148.6523 | 148.6523 | 148.6523 | 148.6523 | 148.6523 | 148.6523 | 148.6523 | 148.6523 | 148.6523 | 148.6523 | 148.6523 | 148.6523 | 148.6523 | 148.6523 | 148.6523 | 148.6523 | 148.6523 | 148.6523 | 148.6523 | 148.6523 | 148.6523 | 148.6523 | 148.6523 | 148.6523 | 148.6523 | 148.6523 | 148.6523 | 148.6523 | 148.6523 | 148.6523 | 148.6523 | 148.6523 | 148.6523 | 148.6523 | 148.6523 | 148.6523 | 148.6523 | 148.6523 | 148.6523 | 148.6523 | 148.6523 | 148.6523 | 148.6523 | 148.6523 | 148.6523 | 148.6523 | 148.6523 | 148.6523 | 148.6523 | 148.6523 | 148.6523 | 148.6523 | 148.6523 | 148.6523 | 148.6523 | 148.6523 | 148.6523 | 148.6523 | 148.6523 | 148.6523 | 148.6523 | 148.6523 | 148.6523 | 148.6523 | 148.6523 | 148.6523 | 148.6523 | 148.6523 | 148.6523 | 148.6523 | 148.6523 | 148.6523 | 148.6523 | 148.6523 | 148.6523 | 148.6523 | 148.6523 | 148.6523 | 148.6523 | 148.6523 | 148.6523 | 148.6523 | 148.6523 | 148.6523 | 148.6523 | 148.6523 | 148.6523 | 148.6523 | 148.6523 | 148.6523 | 148.6523 | 148.6523 | 148.6523 | 148.6523 | 148.6523 | 148.6523 | 148.6523 | 148.6523 | 148.6523 | 148.6523 | 148.6523 | 148.6523 | 148.6523 | 148.6523 | 148.6523 | 148.6523 | 148.6523 | 148.6523 | 148.6523 | 148.6523 | 148.6523 | 148.6523 | 148.6523 | 148.6523 | 148.6523 | 148.6523 | 148.6523 | 148.6523 | 148.6523 | 148.6523 | 148.6523 | 148.6523 | 148.6523 | 148.6523 | 148.6523 | 148.6523 | 148.6523 | 148.6523 | 148.6523 | 148.6523 | 148.6523 | 148.6523 | 148.6523 | 148.6523 | 148.6523 | 148.6523 | 148.6523 | 148.6523 | 148.6523 | 148.6523 | 148.6523 | 148.6523 | 148.6523 | 148.6523 | 148.6523 | 148.6523 | 148.6523 | 148.6523 | 148.6523 | 148.6523 | 148.6523 | 148.6523 | 148.6523 | 148.6523 | 148.6523 | 148.6523 | 148.6523 | 148.6523 | 148.6523 | 148.6523 | 148.6523 | 148.6523 | 148.6523 | 148.6523 | 148.6523 | 148.6523 | 148.6523 | 148.6523 | 148.6523 | 148.6523 | 148.6523 | 148.6523 | 148.6523 | 148.6523 | 148.6523 | 148.6523 | 148.6523 | 148.6523 | 148.6523 | 148.6523 | 148.6523 | 148.6523 | 148.6523 | 148.6523 | 148.6523 | 148.6523 | 148.6523 | 148.6523 | 148.6523 | 148.6523 | 148.6523 | 148.6523 | 148.6523 | 148.6523 | 148.6523 | 148.6523 | 148.6523 | 148.6523 | 148.6523 | 148.6523 | 148.6523 | 148.6523 | 148.6523 | 148.6523 | 148.6523 | 148.6523 | 148.6523 | 148.6523 | 148.6523 | 148.6523 | 148.6523 | 148.6523 | 148.6523 | 148.6523 | 148.6523 | 148.6523 | 148.6523 | 148.6523 | 148.6523 | 148.6523 | 148.6523 | 148.6523 | 148.6523 | 148.6523 | 148.6523 | 148.6523 | 148.6523 | 148.6523 | 148.6523 | 148.6523 | 148.6523 | 148.6523 | 148.6523 | 148.6523 | 148.6523 | 148.6523 | 148.6523 | 148.6523 | 148.6523 | 148.6523 | 148.6523 | 148.6523 | 148.6523 | 148.6523 | 148.6523 | 148.6523 | 148.6523 | 148.6523 | 148.6523 | 148.6523 | 148.6523 | 148.6523 | 148.6523 | 148.6523 | 148.6523 | 148.6523 | 148.6523 | 148.6523 | 148.6523 | 148.6523 | 148.6523 | 148.6523 | 148.6523 | 148.6523 | 148.6523 | 148.6523 | 148.6523 | 148.6523 | 148.6523 | 148.6523 | 148.6523 | 148.6523 | 148.6523 | 148.6523 | 148.6523 | 148.6523 | 148.6523 | 148.6523 | 148.6523 | 148.6523 | 148.6523 | 148.6523 | 148.6523 | 148.6523 | 148.6523 | 148.6523 | 148.6523 | 148.6523 | 148.6523 | 148.6523 | 148.6523 | 148.6523 | 148.6523 | 148.6523 | 148.6523 | 148.6523 | 148.6523 | 148.6523 | 148.6523 | 148.6523 | 148.6523 | 148.6523 | 148.6523 | 148.6523 | 148.6523 | 148.6523 | 148.6523 | 148.6523 | 148.6523 | 148.6523 | 148.6523 | 148.6523 | 148.6523 | 148.6523 | 148.6523 | 148.6523 | 148.6523 | 148.6523 | 148.6523 | 148.6523 | 148.6523 | 148.6523 | 148.6523 | 148.6523 | 148.6523 | 148.6523 | 148.6523 | 148.6523 | 148.6523 | 148.6523 | 148.6523 | 148.6523 | 148.6523 | 148.6523 | 148.6523 | 148.6523 | 148.6523 | 148.6523 | 148.6523 | 148.6523 | 148.6523 | 148.6523 | 148.6523 | 148.6523 | 148.6523 | 148.6523 | 148.6523 | 148.6523 | 148.6523 | 148.6523 | 148.6523 | 148.6523 | 148.6523 | 148.6523 | 148.6523 | 148.6523 | 148.6523 | 148.6523 | 148.6523 | 148.6523 | 148.6523 | 148.6523 | 148.6523 | 148.6523 | 148.6523 | 148.6523 | 148.6523 | 148.6523 | 148.6523 | 148.6523 | 148.6523 | 148.6523 | 148.6523 | 148.6523 | 148.6523 | 148.6523 | 148.6523 | 148.6523 | 148.6523 | 148.6523 | 148.6523 | 148.6523 | 148.6523 | 148.6523 | 148.6523 | 148.6523 | 148.6523 | 148.6523 | 148.6523 | 148.6523 | 148.6523 | 148.6523 | 148.6523 | 148.6523 | 148.6523 | 148.6523 | 148.6523 | 148.6523 | 148.6523 | 148.6523 | 148.6523 | 148.6523 | 148.6523 | 148.6523 | 148.6523 | 148.6523 | 148.6523 | 148.6523 | 148.6523 | 148.6523 | 148.6523 | 148.6523 | 148.6523 | 148.6523 | 148.6523 | 148.6523 | 148.6523 | 148.6523 | 148.6523 | 148.6523 | 148.6523 | 148.6523 | 148.6523 | 148.6523 | 148.6523 | 148.6523 | 148.6523 | 148.6523 | 148.6523 | 148.6523 | 148.6523 | 148.6523 | 148.6523 | 148.6523 | 148.6523 | 148.6523 | 148.6523 | 148.6523 | 148.6523 | 148.6523 | 148.6523 | 148.6523 | 148.6523 | 148.6523 | 148.6523 | 148.6523 | 148.6523 | 148.6523 | 148.6523 | 148.6523 | 148.6523 | 148.6523 | 148.6523 | 148.6523 | 148.6523 | 148.6523 | 148.6523 | 148.6523 | 148.6523 | 148.6523 | 148.6523 | 148.6523 | 148.6523 | 148.6523 | 148.6523 | 148.6523 | 148.6523 | 148.6523 | 148.6523 | 148.6523 | 148.6523 | 148.6523 | 148.6523 | 148.6523 | 148.6523 | 148.6523 | 148.6523 | 148.6523 | 148.6523 | 148.6523 | 148.6523 | 148.6523 | 148.6523 | 148.6523 | 148.6523 | 148.6523 | 148.6523 | 148.6523 | 148.6523 | 148.6523 | 148.6523 | 148.6523 | 148.6523 | 148.6523 | 148.6523 | 148.6523 | 148.6523 | 148.6523 | 148.6523 | 148.6523 | 148.6523 | 148.6523 | 148.6523 | 148.6523 | 148.6523 | 148.6523 | 148.6523 | 148.6523 | 148.6523 | 148.6523 | 148.6523 | 148.6523 | 148.6523 | 148.6523 | 148.6523 | 148.6523 | 148.6523 | 148.6523 | 148.6523 | 148.6523 | 148.6523 | 148.6523 | 148.6523 | 148.6523 | 148.6523 | 148.6523 | 148.6523 | 148.6523 | 148.6523 | 148.6523 | 148.6523 | 148.6523 | 148.6523 | 148.6523 | 148.6523 | 148.6523 | 148.6523 | 148.6523 | 148.6523 | 148.6523 | 148.6523 | 148.6523 | 148.6523 | 148.6523 | 148.6523 | 148.6523 | 148.6523 | 148.6523 | 148.6523 | 148.6523 | 148.6523 | 148.6523 | 148.6523 | 148.6523 | 148.6523 | 148.6523 | 148.6523 | 148.6523 | 148.6523 | 148.6523 | 148.6523 | 148.6523 | 148.6523 | 148.6523 | 148.6523 | 148.6523 | 148.6523 | 148.6523 | 148.6523 | 148.6523 | 148.6523 | 148.6523 | 148.6523 | 148.6523 | 148.6523 | 148.6523 | 148.6523 | 148.6523 | 148.6523 | 148.6523 | 148.6523 | 148.6523 | 148.6523 | 148.6523 | 148.6523 | 148.6523 | 148.6523 | 148.6523 | 148.6523 | 148.6523 | 148.6523 | 148.6523 | 148.6523 | 148.6523 | 148.6523 | 148.6523 | 148.6523 | 148.6523 | 148.6523 | 148.6523 | 148.6523 | 148.6523 | 148.6523 | 148.6523 | 148.6523 | 148.6523 | 148.6523 | 148.6523 | 148.6523 | 148.6523 | 148.6523 | 148.6523 | 148.6523 | 148.6523 | 148.6523 | 148.6523 | 148.6523 | 148.6523 | 148.6523 | 148.6523 | 148.6523 | 148.6523 | 148.6523 | 148.6523 | 148.6523 | 148.6523 | 148.6523 | 148.6523 | 148.6523 | 148.6523 | 148.6523 | 148.6523 | 148.6523 | 148.6523 | 148.6523 | 148.6523 | 148.6523 | 148.6523 | 148.6523 | 148.6523 | 148.6523 | 148.6523 | 148.6523 | 148.6523 | 148.6523 | 148.6523 | 148.6523 | 148.6523 | 148.6523 | 148.6523 | 148.6523 | 148.6523 | 148.6523 | 148.6523 | 148.6523 | 148.6523 | 148.6523 | 148.6523 | 148.6523 | 148.6523 | 148.6523 | 148.6523 | 148.6523 | 148.6523 | 148.6523 | 148.6523 | 148.6523 | 148.6523 | 148.6523 | 148.6523 | 148.6523 | 148.6523 | 148.6523 | 148.6523 | 148.6523 | 148.6523 | 148.6523 | 148.6523 | 148.6523 | 148.6523 | 148.6523 | 148.6523 | 148.6523 | 148.6523 | 148.6523 | 148.6523 | 148.6523 | 148.6523 | 148.6523 | 148.6523 | 148.6523 | 148.6523 | 148.6523 | 148.6523 | 148.6523 | 148.6523 | 148.6523 | 148.6523 | 148.6523 | 148.6523 | 148.6523 | 148.6523 | 148.6523 | 148.6523 | 148.6523 | 148.6523 | 148.6523 | 148.6523 | 148.6523 | 148.6523 | 148.6523 | 148.6523 | 148.6523 | 148.6523 | 148.6523 | 148.6523 | 148.6523 | 148.6523 | 148.6523 | 148.6523 | 148.6523 | 148.6523 | 148.6523 | 148.6523 | 148.6523 | 148.6523 | 148.6523 | 148.6523 | 148.6523 | 148.6523 | 148.6523 | 148.6523 | 148.6523 | 148.6523 | 148.6523 | 148.6523 | 148.6523 | 148.6523 | 148.6523 | 148.6523 | 148.6523 | 148.6523 | 148.6523 | 148.6523 | 148.6523 | 148.6523 | 148.6523 | 148.6523 | 148.6523 | 148.6523 | 148.6523 | 148.6523 | 148.6523 | 148.6523 | 148.6523 | 148.6523 | 148.6523 | 148.6523 | 148.6523 | 148.6523 | 148.6523 | 148.6523 | 148.6523 | 148.6523 | 148.6523 | 148.6523 | 148.6523 | 148.6523 | 148.6523 | 148.6523 | 148.6523 | 148.6523 | 148.6523 | 148.6523 | 148.6523 | 148.6523 | 148.6523 | 148.6523 | 148.6523 | 148.6523 | 148.6523 | 148.6523 | 148.6523 | 148.6523 | 148.6523 | 148.6523 | 148.6523 | 148.6523 | 148.6523 | 148.6523 | 148.6523 | 148.6523 | 148.6523 | 148.6523 | 148.6523 | 148.6523 | 148.6523 | 148.6523 | 148.6523 | 148.6523 | 148.6523 | 148.6523 | 148.6523 | 148.6523 | 148.6523 | 148.6523 | 148.6523 | 148.6523 | 148.6523 | 148.6523 | 148.6523 | 148.6523 | 148.6523 | 148.6523 | 148.6523 | 148.6523 | 148.6523 | 148.6523 | 148.6523 | 148.6523 | 148.6523 | 148.6523 | 148.6523 | 148.6523 | 148.6523 | 148.6523 | 148.6523 | 148.6523 | 148.6523 | 148.6523 | 148.6523 | 148.6523 | 148.6523 | 148.6523 | 148.6523 | 148.6523 | 148.6523 | 148.6523 | 148.6523 | 148.6523 | 148.6523 | 148.6523 | 148.6523 | 148.6523 | 148.6523 | 148.6523 | 148.6523 | 148.6523 | 148.6523 | 148.6523 | 148.6523 | 148.6523 | 148.6523 | 148.6523 | 148.6523 | 148.6523 | 148.6523 | 148.6523 | 148.6523 | 148.6523 | 148.6523 | 148.6523 | 148.6523 | 148.6523 | 148.6523 | 148.6523 | 148.6523 | 148.6523 | 148.6523 | 148.6523 | 148.6523 | 148.6523 | 148.6523 | 148.6523 | 148.6523 | 148.6523 | 148.6523 | 148.6523 | 148.6523 | 148.6523 | 148.6523 | 148.6523 | 148.6523 | 148.6523 | 148.6523 | 148.6523 | 148.6523 | 148.6523 | 148.6523 | 148.6523 | 148.6523 | 148.6523 | 148.6523 | 148.6523 | 148.6523 | 148.6523 | 148.6523 | 148.6523 | 148.6523 | 148.6523 | 148.6523 | 148.6523 | 148.6523 | 148.6523 | 148.6523 | 148.6523 | 148.6523 | 148.6523 | 148.6523 | 148.6523 | 148.6523 | 148.6523 | 148.6523 | 148.6523 | 148.6523 | 148.6523 | 148.6523 | 148.6523 | 148.6523 | 148.6523 | 148.6523 | 148.6523 | 148.6523 | 148.6523 | 148.6523 | 148.6523 | 148.6523 | 148.6523 | 148.6523 | 148.6523 | 148.6523 | 148.6523 | 148.6523 | 148.6523 | 148.6523 | 148.6523 | 148.6523 | 148.6523 | 148.6523 | 148.6523 | 148.6523 | 148.6523 | 148.6523 | 148.6523 | 148.6523 | 148.6523 | 148.6523 | 148.6523 | 148.6523 | 148.6523 | 148.6523 | 148.6523 | 148.6523 | 148.6523 | 148.6523 | 148.6523 | 148.6523 | 148.6523 | 148.6523 | 148.6523 | 148.6523 | 148.6523 | 148.6523 | 148.6523 | 148.6523 | 148.6523 | 148.6523 | 148.6523 | 148.6523 | 148.6523 | 148.6523 | 148.6523 | 148.6523 | 148.6523 | 148.6523 | 148.6523 | 148.6523 | 148.6523 | 148.6523 | 148.6523 | 148.6523 | 148.6523 | 148.6523 | 148.6523 | 148.6523 | 148.6523 | 148.6523 | 148.6523 | 148.6523 | 148.6523 | 148.6523 | 148.6523 | 148.6523 | 148.6523 | 148.6523 | 148.6523 | 148.6523 | 148.6523 | 148.6523 | 148.6523 | 148.6523 | 148.6523 | 148.6523 | 148.6523 | 148.6523 | 148.6523 | 148.6523 | 148.6523 | 148.6523 | 148.6523 | 148.6523 | 148.6523 | 148.6523 | 148.6523 | 148.6523 | 148.6523 | 148.6523 | 148.6523 | 148.6523 | 148.6523 | 148.6523 | 148.6523 | 148.6523 | 148.6523 | 148.6523 | 148.6523 | 148.6523 | 148.6523 | 148.6523 | 148.6523 | 148.6523 | 148.6523 | 148.6523 | 148.6523 | 148.6523 | 148.6523 | 148.6523 | 148.6523 | 148.6523 | 148.6523 | 148.6523 | 148.6523 | 148.6523 | 148.6523 | 148.6523 | 148.6523 | 148.6523 | 148.6523 | 148.6523 | 148.6523 | 148.6523 | 148.6523 | 148.6523 | 148.6523 | 148.6523 | 148.6523 | 148.6523 | 148.6523 | 148.6523 | 148.6523 | 148.6523 | 148.6523 | 148.6523 | 148.6523 | 148.6523 | 148.6523 | 148.6523 | 148.6523 | 148.6523 | 148.6523 | 148.6523 | 148.6523 | 148.6523 | 148.6523 | 148.6523 | 148.6523 | 148.6523 | 148.6523 | 148.6523 | 148.6523 | 148.6523 | 148.6523 | 148.6523 | 148.6523 | 148.6523 | 148.6523 | 148.6523 | 148.6523 | 148.6523 | 148.6523 | 148.6523 | 148.6523 | 148.6523 | 148.6523 | 148.6523 | 148.6523 | 148.6523 | 148.6523 | 148.6523 | 148.6523 | 148.6523 | 148.6523 | 148.6523 | 148.6523 | 148.6523 | 148.6523 | 148.6523 | 148.6523 | 148.6523 | 148.6523 | 148.6523 | 148.6523 | 148.6523 | 148.6523 | 148.6523 | 148.6523 | 148.6523 | 148.6523 | 148.6523 | 148.6523 | 148.6523 | 148.6523 | 148.6523 | 148.6523 | 148.6523 | 148.6523 | 148.6523 | 148.6523 | 148.6523 | 148.6523 | 148.6523 | 148.6523 | 148.6523 | 148.6523 | 148.6523 | 148.6523 | 148.6523 | 148.6523 | 148.6523 | 148.6523 | 148.6523 | 148.6523 | 148.6523 | 148.6523 | 148.6523 | 148.6523 | 148.6523 | 148.6523 | 148.6523 | 148.6523 | 148.6523 | 148.6523 | 148.6523 | 148.6523 | 148.6523 | 148.6523 | 148.6523 | 148.6523 | 148.6523 | 148.6523 | 148.6523 | 148.6523 | 148.6523 | 148.6523 | 148.6523 | 148.6523 | 148.6523 | 148.6523 | 148.6523 | 148.6523 | 148.6523 | 148.6523 | 148.6523 | 148.6523 | 148.6523 | 148.6523 | 148.6523 | 148.6523 | 148.6523 | 148.6523 | 148.6523 | 148.6523 | 148.6523 | 148.6523 | 148.6523 | 148.6523 | 148.6523 | 148.6523 | 148.6523 | 148.6523 | 148.6523 | 148.6523 | 148.6523 | 148.6523 | 148.6523 | 148.6523 | 148.6523 | 148.6523 | 148.6523 | 148.6523 | 148.6523 | 148.6523 | 148.6523 | 148.6523 | 148.6523 | 148.6523 | 148.6523 | 148.6523 | 148.6523 | 148.6523 | 148.6523 | 148.6523 | 148.6523 | 148.6523 | 148.6523 | 148.6523 | 148.6523 | 148.6523 | 148.6523 | 148.6523 | 148.6523 | 148.6523 | 148.6523 | 148.6523 | 148.6523 | 148.6523 | 148.6523 | 148.6523 | 148.6523 | 148.6523 | 148.6523 | 148.6523 | 148.6523 | 148.6523 | 148.6523 | 148.6523 | 148.6523 | 148.6523 | 148.6523 | 148.6523 | 148.6523 | 148.6523 | 148.6523 | 148.6523 | 148.6523 | 148.6523 | 148.6523 | 148.6523 | 148.6523 | 148.6523 | 148.6523 | 148.6523 | 148.6523 | 148.6523 | 148.6523 | 148.6523 | 148.6523 | 148.6523 | 148.6523 | 148.6523 | 148.6523 | 148.6523 | 148.6523 | 148.6523 | 148.6523 | 148.6523 | 148.6523 | 148.6523 | 148.6523 | 148.6523 | 148.6523 | 148.6523 | 148.6523 | 148.6523 | 148.6523 | 148.6523 | 148.6523 | 148.6523 | 148.6523 | 148.6523 | 148.6523 | 148.6523 | 148.6523 | 148.6523 | 148.6523 | 148.6523 | 148.6523 | 148.6523 | 148.6523 | 148.6523 | 148.6523 | 148.6523 | 148.6523 | 148.6523 | 148.6523 | 148.6523 | 148.6523 | 148.6523 | 148.6523 | 148.6523 | 148.6523 | 148.6523 | 148.6523 | 148.6523 | 148.6523 | 148.6523 | 148.6523 | 148.6523 | 148.6523 | 148.6523 | 148.6523 | 148.6523 | 148.6523 | 148.6523 | 148.6523 | 148.6523 | 148.6523 | 148.6523 | 148.6523 | 148.6523 | 148.6523 | 148.6523 | 148.6523 | 148.6523 | 148.6523 | 148.6523 | 148.6523 | 148.6523 | 148.6523 | 148.6523 | 148.6523 | 148.6523 | 148.6523 | 148.6523 | 148.6523 | 148.6523 | 148.6523 | 148.6523 | 148.6523 | 148.6523 | 148.6523 | 148.6523 | 148.6523 | 148.6523 | 148.6523 | 148.6523 | 148.6523 | 148.6523 | 148.6523 | 148.6523 | 148.6523 | 148.6523 | 148.6523 | 148.6523 | 148.6523 | 148.6523 | 148.6523 | 148.6523 | 148.6523 | 148.6523 | 148.6523 | 148.6523 | 148.6523 | 148.6523 | 148.6523 | 148.6523 | 148.6523 | 148.6523 | 148.6523 | 148.6523 | 148.6523 | 148.6523 | 148.6523 | 148.6523 | 148.6523 | 148.6523 | 148.6523 | 148.6523 | 148.6523 | 148.6523 | 148.6523 | 148.6523 | 148.6523 | 148.6523 | 148.6523 | 148.6523 | 148.6523 | 148.6523 | 148.6523 | 148.6523 | 148.6523 | 148.6523 | 148.6523 | 148.6523 | 148.6523 | 148.6523 | 148.6523 | 148.6523 | 148.6523 | 148.6523 | 148.6523 | 148.6523 | 148.6523 | 148.6523 | 148.6523 | 148.6523 | 148.6523 | 148.6523 | 148.6523 | 148.6523 | 148.6523 | 148.6523 | 148.6523 | 148.6523 | 148.6523 | 148.6523 | 148.6523 | 148.6523 | 148.6523 | 148.6523 | 148.6523 | 148.6523 | 148.6523 | 148.6523 | 148.6523 | 148.6523 | 148.6523 | 148.6523 | 148.6523 | 148.6523 | 148.6523 | 148.6523 | 148.6523 | 148.6523 | 148.6523 | 148.6523 | 148.6523 | 148.6523 | 148.6523 | 148.6523 | 148.6523 | 148.6523 | 148.6523 | 148.6523 | 148.6523 | 148.6523 | 148.6523 | 148.6523 | 148.6523 | 148.6523 | 148.6523 | 148.6523 | 148.6523 | 148.6523 | 148.6523 | 148.6523 | 148.6523 | 148.6523 | 148.6523 | 148.6523 | 148.6523 | 148.6523 | 148.6523 | 148.6523 | 148.6523 | 148.6523 | 148.6523 | 148.6523 | 148.6523 | 148.6523 | 148.6523 | 148.6523 | 148.6523 | 148.6523 | 148.6523 | 148.6523 | 148.6523 | 148.6523 | 148.6523 | 148.6523 | 148.6523 | 148.6523 | 148.6523 | 148.6523 | 148.6523 | 148.6523 | 148.6523 | 148.6523 | 148.6523 | 148.6523 | 148.6523 | 148.6523 | 148.6523 | 148.6523 | 148.6523 | 148.6523 | 148.6523 | 148.6523 | 148.6523 | 148.6523 | 148.6523 | 148.6523 | 148.6523 | 148.6523 | 148.6523 | 148.6523 | 148.6523 | 148.6523 | 148.6523 | 148.6523 | 148.6523 | 148.6523 | 148.6523 | 148.6523 | 148.6523 | 148.6523 | 148.6523 | 148.6523 | 148.6523 | 148.6523 | 148.6523 | 148.6523 | 148.6523 | 148.6523 | 148.6523 | 148.6523 | 148.6523 | 148.6523 | 148.6523 | 148.6523 | 148.6523 | 148.6523 | 148.6523 | 148.6523 | 148.6523 | 148.6523 | 148.6523 | 148.6523 | 148.6523 | 148.6523 | 148.6523 | 148.6523 | 148.6523 | 148.6523 | 148.6523 | 148.6523 | 148.6523 | 148.6523 | 148.6523 | 148.6523 | 148.6523 | 148.6523 | 148.6523 | 148.6523 | 148.6523 | 148.6523 | 148.6523 | 148.6523 | 148.6523 | 148.6523 | 148.6523 | 148.6523 | 148.6523 | 148.6523 | 148.6523 | 148.6523 | 148.6523 | 148.6523 | 148.6523 | 148.6523 | 148.6523 | 148.6523 | 148.6523 | 148.6523 | 148.6523 | 148.6523 | 148.6523 | 148.6523 | 148.6523 | 148.6523 | 148.6523 | 148.6523 | 148.6523 | 148.6523 | 148.6523 | 148.6523 | 148.6523 | 148.6523 | 148.6523 | 148.6523 | 148.6523 | 148.6523 | 148.6523 | 148.6523 | 148.6523 | 148.6523 | 148.6523 | 148.6523 | 148.6523 | 148.6523 | 148.6523 | 148.6523 | 148.6523 | 148.6523 | 148.6523 | 148.6523 | 148.6523 | 148.6523 | 148.6523 | 148.6523 | 148.6523 | 148.6523 | 148.6523 | 148.6523 | 148.6523 | 148.6523 | 148.6523 | 148.6523 | 148.6523 | 148.6523 | 148.6523 | 148.6523 | 148.6523 | 148.6523 | 148.6523 | 148.6523 | 148.6523 | 148.6523 | 148.6523 | 148.6523 | 148.6523 | 148.6523 | 148.6523 | 148.6523 | 148.6523 | 148.6523 | 148.6523 | 148.6523 | 148.6523 | 148.6523 | 148.6523 | 148.6523 | 148.6523 | 148.6523 | 148.6523 | 148.6523 | 148.6523 | 148.6523 | 148.6523 | 148.6523 | 148.6523 | 148.6523 | 148.6523 | 148.6523 | 148.6523 | 148.6523 | 148.6523 | 148.6523 | 148.6523 | 148.6523 | 148.6523 | 148.6523 | 148.6523 | 148.6523 | 148.6523 | 148.6523 | 148.6523 | 148.6523 | 148.6523 | 148.6523 | 148.6523 | 148.6523 | 148.6523 | 148.6523 | 148.6523 | 148.6523 | 148.6523 | 148.6523 | 148.6523 | 148.6523 | 148.6523 | 148.6523 | 148.6523 | 148.6523 | 148.6523 | 148.6523 | 148.6523 | 148.6523 | 148.6523 | 148.6523 | 148.6523 | 148.6523 | 148.6523 | 148.6523 | 148.6523 | 148.6523 | 148.6523 | 148.6523 | 148.6523 | 148.6523 | 148.6523 | 148.6523 | 148.6523 | 148.6523 | 148.6523 | 148.6523 | 148.6523 | 148.6523 | 148.6523 | 148.6523 | 148.6523 | 148.6523 | 148.6523 | 148.6523 | 148.6523 | 148.6523 | 148.6523 | 148.6523 | 148.6523 | 148.6523 | 148.6523 | 148.6523 | 148.6523 | 148.6523 | 148.6523 | 148.6523 | 148.6523 | 148.6523 | 148.6523 | 148.6523 | 148.6523 | 148.6523 | 148.6523 | 148.6523 | 148.6523 | 148.6523 | 148.6523 | 148.6523 | 148.6523 | 148.6523 | 148.6523 | 148.6523 | 148.6523 | 148.6523 | 148.6523 | 148.6523 | 148.6523 | 148.6523 | 148.6523 | 148.6523 | 148.6523 | 148.6523 | 148.6523 | 148.6523 | 148.6523 | 148.6523 | 148.6523 | 148.6523 | 148.6523 | 148.6523 | 148.6523 | 148.6523 | 148.6523 | 148.6523 | 148.6523 | 148.6523 | 148.6523 | 148.6523 | 148.6523 | 148.6523 | 148.6523 | 148.6523 | 148.6523 | 148.6523 | 148.6523 | 148.6523 | 148.6523 | 148.6523 | 148.6523 | 148.6523 | 148.6523 | 148.6523 | 148.6523 | 148.6523 | 148.6523 | 148.6523 | 148.6523 | 148.6523 | 148.6523 | 148.6523 | 148.6523 | 148.6523 | 148.6523 | 148.6523 | 148.6523 | 148.6523 | 148.6523 | 148.6523 | 148.6523 | 148.6523 | 148.6523 | 148.6523 | 148.6523 | 148.6523 | 148.6523 | 148.6523 | 148.6523 | 148.6523 | 148.6523 | 148.6523 | 148.6523 | 148.6523 | 148.6523 | 148.6523 | 148.6523 | 148.6523 | 148.6523 | 148.6523 | 148.6523 | 148.6523 | 148.6523 | 148.6523 | 148.6523 | 148.6523 | 148.6523 | 148.6523 | 148.6523 | 148.6523 | 148.6523 | 148.6523 | 148.6523 | 148.6523 | 148.6523 | 148.6523 | 148.6523 | 148.6523 | 148.6523 | 148.6523 | 148.6523 | 148.6523 | 148.6523 | 148.6523 | 148.6523 | 148.6523 | 148.6523 | 148.6523 | 148.6523 | 148.6523 | 148.6523 | 148.6523 | 148.6523 | 148.6523 | 148.6523 | 148.6523 | 148.6523 | 148.6523 | 148.6523 | 148.6523 | 148.6523 | 148.6523 | 148.6523 | 148.6523 | 148.6523 | 148.6523 | 148.6523 | 148.6523 | 148.6523 | 148.6523 | 148.6523 | 148.6523 | 148.6523 | 148.6523 | 148.6523 | 148.6523 | 148.6523 | 148.6523 | 148.6523 | 148.6523 | 148.6523 | 148.6523 | 148.6523 | 148.6523 | 148.6523 | 148.6523 | 148.6523 | 148.6523 | 148.6523 | 148.6523 | 148.6523 | 148.6523 | 148.6523 | 148.6523 | 148.6523 | 148.6523 | 148.6523 | 148.6523 | 148.6523 | 148.6523 | 148.6523 | 148.6523 | 148.6523 | 148.6523 | 148.6523 | 148.6523 | 148.6523 | 148.6523 | 148.6523 | 148.6523 | 148.6523 | 148.6523 | 148.6523 | 148.6523 | 148.6523 | 148.6523 | 148.6523 | 148.6523 | 148.6523 | 148.6523 | 148.6523 | 148.6523 | 148.6523 | 148.6523 | 148.6523 | 148.6523 | 148.6523 | 148.6523 | 148.6523 | 148.6523 | 148.6523 | 148.6523 | 148.6523 | 148.6523 | 148.6523 | 148.6523 | 148.6523 | 148.6523 | 148.6523 | 148.6523 | 148.6523 | 148.6523 | 148.6523 | 148.6523 | 148.6523 | 148.6523 | 148.6523 | 148.6523 | 148.6523 | 148.6523 | 148.6523 | 148.6523 | 148.6523 | 148.6523 | 148.6523 | 148.6523 | 148.6523 | 148.6523 | 148.6523 | 148.6523 | 148.6523 | 148.6523 | 148.6523 | 148.6523 | 148.6523 | 148.6523 | 148.6523 | 148.6523 | 148.6523 | 148.6523 | 148.6523 | 148.6523 | 148.6523 | 148.6523 | 148.6523 | 148.6523 | 148.6523 | 148.6523 | 148.6523 | 148.6523 | 148.6523 | 148.6523 | 148.6523 | 148.6523 | 148.6523 | 148.6523 | 148.6523 | 148.6523 | 148.6523 | 148.6523 | 148.6523 | 148.6523 | 148.6523 | 148.6523 | 148.6523 | 148.6523 | 148.6523 | 148.6523 | 148.6523 | 148.6523 | 148.6523 | 148.6523 | 148.6523 | 148.6523 | 148.6523 | 148.6523 | 148.6523 | 148.6523 | 148.6523 | 148.6523 | 148.6523 | 148.6523 | 148.6523 | 148.6523 | 148.6523 | 148.6523 | 148.6523 | 148.6523 | 148.6523 | 148.6523 | 148.6523 | 148.6523 | 148.6523 | 148.6523 | 148.6523 | 148.6523 | 148.6523 | 148.6523 | 148.6523 | 148.6523 | 148.6523 | 148.6523 | 148.6523 | 148.6523 | 148.6523 | 148.6523 | 148.6523 | 148.6523 | 148.6523 | 148.6523 | 148.6523 | 148.6523 | 148.6523 | 148.6523 | 148.6523 | 148.6523 | 148.6523 | 148.6523 | 148.6523 | 148.6523 | 148.6523 | 148.6523 | 148.6523 | 148.6523 | 148.6523 | 148.6523 | 148.6523 | 148.6523 | 148.6523 | 148.6523 | 148.6523 | 148.6523 | 148.6523 | 148.6523 | 148.6523 | 148.6523 | 148.6523 | 148.6523 | 148.6523 | 148.6523 | 148.6523 | 148.6523 | 148.6523 | 148.6523 | 148.6523 | 148.6523 | 148.6523 | 148.6523 | 148.6523 | 148.6523 | 148.6523 | 148.6523 | 148.6523 | 148.6523 | 148.6523 | 148.6523 | 148.6523 | 148.6523 | 148.6523 | 148.6523 | 148.6523 | 148.6523 | 148.6523 | 148.6523 | 148.6523 | 148.6523 | 148.6523 | 148.6523 | 148.6523 | 148.6523 | 148.6523 | 148.6523 | 148.6523 | 148.6523 | 148.6523 | 148.6523 | 148.6523 | 148.6523 | 148.6523 | 148.6523 | 148.6523 | 148.6523 | 148.6523 | 148.6523 | 148.6523 | 148.6523 | 148.6523 | 148.6523 | 148.6523 | 148.6523 | 148.6523 | 148.6523 | 148.6523 | 148.6523 | 148.6523 | 148.6523 | 148.6523 | 148.6523 | 148.6523 | 148.6523 | 148.6523 | 148.6523 | 148.6523 | 148.6523 | 148.6523 | 148.6523 | 148.6523 | 148.6523 | 148.6523 | 148.6523 | 148.6523 | 148.6523 | 148.6523 | 148.6523 | 148.6523 | 148.6523 | 148.6523 | 148.6523 | 148.6523 | 148.6523 | 148.6523 | 148.6523 | 148.6523 | 148.6523 | 148.6523 | 148.6523 | 148.6523 | 148.6523 | 148.6523 | 148.6523 | 148.6523 | 148.6523 | 148.6523 | 148.6523 | 148.6523 | 148.6523 | 148.6523 | 148.6523 | 148.6523 | 148.6523 | 148.6523 | 148.6523 | 148.6523 | 148.6523 | 148.6523 | 148.6523 | 148.6523 | 148.6523 | 148.6523 | 148.6523 | 148.6523 | 148.6523 | 148.6523 | 148.6523 | 148.6523 | 148.6523 | 148.6523 | 148.6523 | 148.6523 | 148.6523 | 148.6523 | 148.6523 | 148.6523 | 148.6523 | 148.6523 | 148.6523 | 148.6523 | 148.6523 | 148.6523 | 148.6523 | 148.6523 | 148.6523 | 148.6523 | 148.6523 | 148.6523 | 148.6523 | 148.6523 | 148.6523 | 148.6523 | 148.6523 | 148.6523 | 148.6523 | 148.6523 | 148.6523 | 148.6523 | 148.6523 | 148.6523 | 148.6523 | 148.6523 | 148.6523 | 148.6523 | 148.6523 | 148.6523 | 148.6523 | 148.6523 | 148.6523 | 148.6523 | 148.6523 | 148.6523 | 148.6523 | 148.6523 | 148.6523 | 148.6523 | 148.6523 | 148.6523 | 148.6523 | 148.6523 | 148.6523 | 148.6523 | 148.6523 | 148.6523 | 148.6523 | 148.6523 | 148.6523 | 148.6523 | 148.6523 | 148.6523 | 148.6523 | 148.6523 | 148.6523 | 148.6523 | 148.6523 | 148.6523 | 148.6523 | 148.6523 | 148.6523 | 148.6523 | 148.6523 | 148.6523 | 148.6523 | 148.6523 | 148.6523 | 148.6523 | 148.6523 | 148.6523 | 148.6523 | 148.6523 | 148.6523 | 148.6523 | 148.6523 | 148.6523 | 148.6523 | 148.6523 | 148.6523 | 148.6523 | 148.6523 | 148.6523 | 148.6523 | 148.6523 | 148.6523 | 148.6523 | 148.6523 | 148.6523 | 148.6523 | 148.6523 | 148.6523 | 148.6523 | 148.6523 | 148.6523 | 148.6523 | 148.6523 | 148.6523 | 148.6523 | 148.6523 | 148.6523 | 148.6523 | 148.6523 | 148.6523 | 148.6523 | 148.6523 | 148.6523 | 148.6523 | 148.6523 | 148.6523 | 148.6523 | 148.6523 | 148.6523 | 148.6523 | 148.6523 | 148.6523 | 148.6523 | 148.6523 | 148.6523 | 148.6523 | 148.6523 | 148.6523 | 148.6523 | 148.6523 | 148.6523 | 148.6523 | 148.6523 | 148.6523 | 148.6523 | 148.6523 | 148.6523 | 148.6523 | 148.6523 | 148.6523 | 148.6523 | 148.6523 | 148.6523 | 148.6523 | 148.6523 | 148.6523 | 148.6523 | 148.6523 | 148.6523 | 148.6523 | 148.6523 | 148.6523 | 148.6523 | 148.6523 | 148.6523 | 148.6523 | 148.6523 | 148.6523 | 148.6523 | 148.6523 | 148.6523 | 148.6523 | 148.6523 | 148.6523 | 148.6523 | 148.6523 | 148.6523 | 148.6523 | 148.6523 | 148.6523 | 148.6523 | 148.6523 | 148.6523 | 148.6523 | 148.6523 | 148.6523 | 148.6523 | 148.6523 | 148.6523 | 148.6523 | 148.6523 | 148.6523 | 148.6523 | 148.6523 | 148.6523 | 148.6523 | 148.6523 | 148.6523 | 148.6523 | 148.6523 | 148.6523 | 148.6523 | 148.6523 | 148.6523 | 148.6523 | 148.6523 | 148.6523 | 148.6523 | 148.6523 | 148.6523 | 148.6523 | 148.6523 | 148.6523 | 148.6523 | 148.6523 | 148.6523 | 148.6523 | 148.6523 | 148.6523 | 148.6523 | 148.6523 | 148.6523 | 148.6523 | 148.6523 | 148.6523 | 148.6523 | 148.6523 | 148.6523 | 148.6523 | 148.6523 | 148.6523 | 148.6523 | 148.6523 | 148.6523 | 148.6523 | 148.6523 | 148.6523 | 148.6523 | 148.6523 | 148.6523 | 148.6523 | 148.6523 | 148.6523 | 148.6523 | 148.6523 | 148.6523 | 148.6523 | 148.6523 | 148.6523 | 148.6523 | 148.6523 | 148.6523 | 148.6523 | 148.6523 | 148.6523 | 148.6523 | 148.6523 | 148.6523 | 148.6523 | 148.6523 | 148.6523 | 148.6523 | 148.6523 | 148.6523 | 148.6523 | 148.6523 | 148.6523 | 148.6523 | 148.6523 | 148.6523 | 148.6523 | 148.6523 | 148.6523 | 148.6523 | 148.6523 | 148.6523 | 148.6523 | 148.6523 | 148.6523 | 148.6523 | 148.6523 | 148.6523 | 148.6523 | 148.6523 | 148.6523 | 148.6523 | 148.6523 | 148.6523 | 148.6523 | 148.6523 | 148.6523 | 148.6523 | 148.6523 | 148.6523 | 148.6523 | 148.6523 | 148.6523 | 148.6523 | 148.6523 | 148.6523 | 148.6523 | 148.6523 | 148.6523 | 148.6523 | 148.6523 | 148.6523 | 148.6523 | 148.6523 | 148.6523 | 148.6523 | 148.6523 | 148.6523 | 148.6523 | 148.6523 | 148.6523 | 148.6523 | 148.6523 | 148.6523 | 148.6523 | 148.6523 | 148.6523 | 148.6523 | 148.6523 | 148.6523 | 148.6523 | 148.6523 | 148.6523 | 148.6523 | 148.6523 | 148.6523 | 148.6523 | 148.6523 | 148.6523 | 148.6523 | 148.6523 | 148.6523 | 148.6523 | 148.6523 | 148.6523 | 148.6523 | 148.6523 | 148.6523 | 148.6523 | 148.6523 | 148.6523 | 148.6523 | 148.6523 | 148.6523 | 148.6523 | 148.6523 | 148.6523 | 148.6523 | 148.6523 | 148.6523 | 148.6523 | 148.6523 | 148.6523 | 148.6523 | 148.6523 | 148.6523 | 148.6523 | 148.6523 | 148.6523 | 148.6523 | 148.6523 | 148.6523 | 148.6523 | 148.6523 | 148.6523 | 148.6523 | 148.6523 | 148.6523 | 148.6523 | 148.6523 | 148.6523 | 148.6523 | 148.6523 | 148.6523 | 148.6523 | 148.6523 | 148.6523 | 148.6523 | 148.6523 | 148.6523 | 148.6523 | 148.6523 | 148.6523 | 148.6523 | 148.6523 | 148.6523 | 148.6523 | 148.6523 | 148.6523 | 148.6523 | 148.6523 | 148.6523 | 148.6523 | 148.6523 | 148.6523 | 148.6523 | 148.6523 | 148.6523 | 148.6523 | 148.6523 | 148.6523 | 148.6523 | 148.6523 | 148.6523 | 148.6523 | 148.6523 | 148.6523 | 148.6523 | 148.6523 | 148.6523 | 148.6523 | 148.6523 | 148.6523 | 148.6523 | 148.6523 | 148.6523 | 148.6523 | 148.6523 | 148.6523 | 148.6523 | 148.6523 | 148.6523 | 148.6523 | 148.6523 | 148.6523 | 148.6523 | 148.6523 | 148.6523 | 148.6523 | 148.6523 | 148.6523 | 148.6523 | 148.6523 | 148.6523 | 148.6523 | 148.6523 | 148.6523 | 148.6523 | 148.6523 | 148.6523 | 148.6523 | 148.6523 | 148.6523 | 148.6523 | 148.6523 | 148.6523 | 148.6523 | 148.6523 | 148.6523 | 148.6523 | 148.6523 | 148.6523 | 148.6523 | 148.6523 | 148.6523 | 148.6523 | 148.6523 | 148.6523 | 148.6523 | 148.6523 | 148.6523 | 148.6523 | 148.6523 | 148.6523 | 148.6523 | 148.6523 | 148.6523 | 148.6523 | 148.6523 | 148.6523 | 148.6523 | 148.6523 | 148.6523 | 148.6523 | 148.6523 | 148.6523 | 148.6523 | 148.6523 | 148.6523 | 148.6523 | 148.6523 | 148.6523 | 148.6523 | 148.6523 | 148.6523 | 148.6523 | 148.6523 | 148.6523 | 148.6523 | 148.6523 | 148.6523 | 148.6523 | 148.6523 | 148.6523 | 148.6523 | 148.6523 | 148.6523 | 148.6523 | 148.6523 | 148.6523 | 148.6523 | 148.6523 | 148.6523 | 148.6523 | 148.6523 | 148.6523 | 148.6523 | 148.6523 | 148.6523 | 148.6523 | 148.6523 | 148.6523 | 148.6523 | 148.6523 | 148.6523 | 148.6523 | 148.6523 | 148.6523 | 148.6523 | 148.6523 | 148.6523 | 148.6523 | 148.6523 | 148.6523 | 148.6523 | 148.6523 | 148.6523 | 148.6523 | 148.6523 | 148.6523 | 148.6523 | 148.6523 | 148.6523 | 148.6523 | 148.6523 | 148.6523 | 148.6523 | 148.6523 | 148.6523 | 148.6523 | 148.6523 | 148.6523 | 148.6523 | 148.6523 | 148.6523 | 148.6523 | 148.6523 | 148.6523 | 148.6523 | 148.6523 | 148.6523 | 148.6523 | 148.6523 | 148.6523 | 148.6523 | 148.6523 | 148.6523 | 148.6523 | 148.6523 | 148.6523 | 148.6523 | 148.6523 | 148.6523 | 148.6523 | 148.6523 | 148.6523 | 148.6523 | 148.6523 | 148.6523 | 148.6523 | 148.6523 | 148.6523 | 148.6523 | 148.6523 | 148.6523 | 148.6523 | 148.6523 | 148.6523 | 148.6523 | 148.6523 | 148.6523 | 148.6523 | 148.6523 | 148.6523 | 148.6523 | 148.6523 | 148.6523 | 148.6523 | 148.6523 | 148.6523 | 148.6523 | 148.6523 | 148.6523 | 148.6523 | 148.6523 | 148.6523 | 148.6523 | 148.6523 | 148.6523 | 148.6523 | 148.6523 | 148.6523 | 148.6523 | 148.6523 | 148.6523 | 148.6523 | 148.6523 | 148.6523 | 148.6523 | 148.6523 | 148.6523 | 148.6523 | 148.6523 | 148.6523 | 148.6523 | 148.6523 | 148.6523 | 148.6523 | 148.6523 | 148.6523 | 148.6523 | 148.6523 | 148.6523 | 148.6523 | 148.6523 | 148.6523 | 148.6523 | 148.6523 | 148.6523 | 148.6523 | 148.6523 | 148.6523 | 148.6523 | 148.6523 | 148.6523 | 148.6523 | 148.6523 | 148.6523 | 148.6523 | 148.6523 | 148.6523 | 148.6523 | 148.6523 | 148.6523 | 148.6523 | 148.6523 | 148.6523 | 148.6523 | 148.6523 | 148.6523 | 148.6523 | 148.6523 | 148.6523 | 148.6523 | 148.6523 | 148.6523 | 148.6523 | 148.6523 | 148.6523 | 148.6523 | 148.6523 | 148.6523 | 148.6523 | 148.6523 | 148.6523 | 148.6523 | 148.6523 | 148.6523 | 148.6523 | 148.6523 | 148.6523 | 148.6523 | 148.6523 | 148.6523 | 148.6523 | 148.6523 | 148.6523 | 148.6523 | 148.6523 | 148.6523 | 148.6523 | 148.6523 | 148.6523 | 148.6523 | 148.6523 | 148.6523 | 148.6523 | 148.6523 | 148.6523 | 148.6523 | 148.6523 | 148.6523 | 148.6523 | 148.6523 | 148.6523 | 148.6523 | 148.6523 | 148.6523 | 148.6523 | 148.6523 | 148.6523 | 148.6523 | 148.6523 | 148.6523 | 148.6523 | 148.6523 | 148.6523 | 148.6523 | 148.6523 | 148.6523 | 148.6523 | 148.6523 | 148.6523 | 148.6523 | 148.6523 | 148.6523 | 148.6523 | 148.6523 | 148.6523 | 148.6523 | 148.6523 | 148.6523 | 148.6523 | 148.6523 | 148.6523 | 148.6523 | 148.6523 | 148.6523 | 148.6523 | 148.6523 | 148.6523 | 148.6523 | 148.6523 | 148.6523 | 148.6523 | 148.6523 | 148.6523 | 148.6523 | 148.6523 | 148.6523 | 148.6523 | 148.6523 | 148.6523 | 148.6523 | 148.6523 | 148.6523 | 148.6523 | 148.6523 | 148.6523 | 148.6523 | 148.6523 | 148.6523 | 148.6523 | 148.6523 | 148.6523 | 148.6523 | 148.6523 | 148.6523 | 148.6523 | 148.6523 | 148.6523 | 148.6523 | 148.6523 | 148.6523 | 148.6523 | 148.6523 | 148.6523 | 148.6523 | 148.6523 | 148.6523 | 148.6523 | 148.6523 | 148.6523 | 148.6523 | 148.6523 | 148.6523 | 148.6523 | 148.6523 | 148.6523 | 148.6523 | 148.6523 | 148.6523 | 148.6523 | 148.6523 | 148.6523 | 148.6523 | 148.6523 | 148.6523 | 148.6523 | 148.6523 | 148.6523 | 148.6523 | 148.6523 | 148.6523 | 148.6523 | 148.6523 | 148.6523 | 148.6523 | 148.6523 | 148.6523 | 148.6523 | 148.6523 | 148.6523 | 148.6523 | 148.6523 | 148.6523 | 148.6523 | 148.6523 | 148.6523 | 148.6523 | 148.6523 | 148.6523 | 148.6523 | 148.6523 | 148.6523 | 148.6523 | 148.6523 | 148.6523 | 148.6523 | 148.6523 | 148.6523 | 148.6523 | 148.6523 | 148.6523 | 148.6523 | 148.6523 | 148.6523 | 148.6523 | 148.6523 | 148.6523 | 148.6523 | 148.6523 | 148.6523 | 148.6523 | 148.6523 | 148.6523 | 148.6523 | 148.6523 | 148.6523 | 148.6523 | 148.6523 | 148.6523 | 148.6523 | 148.6523 | 148.6523 | 148.6523 | 148.6523 | 148.6523 | 148.6523 | 148.6523 | 148.6523 | 148.6523 | 148.6523 | 148.6523 | 148.6523 | 148.6523 | 148.6523 | 148.6523 | 148.6523 | 148.6523 | 148.6523 | 148.6523 | 148.6523 | 148.6523 | 148.6523 | 148.6523 | 148.6523 | 148.6523 | 148.6523 | 148.6523 | 148.6523 | 148.6523 | 148.6523 | 148.6523 | 148.6523 | 148.6523 | 148.6523 | 148.6523 | 148.6523 | 148.6523 | 148.6523 | 148.6523 | 148.6523 | 148.6523 | 148.6523 | 148.6523 | 148.6523 | 148.6523 | 148.6523 | 148.6523 | 148.6523 | 148.6523 | 148.6523 | 148.6523 | 148.6523 | 148.6523 | 148.6523 | 148.6523 | 148.6523 | 148.6523 | 148.6523 | 148.6523 | 148.6523 | 148.6523 | 148.6523 | 148.6523 | 148.6523 | 148.6523 | 148.6523 | 148.6523 | 148.6523 | 148.6523 | 148.6523 | 148.6523 | 148.6523 | 148.6523 | 148.6523 | 148.6523 | 148.6523 | 148.6523 | 148.6523 | 148.6523 | 148.6523 | 148.6523 | 148.6523 | 148.6523 | 148.6523 | 148.6523 | 148.6523 | 148.6523 | 148.6523 | 148.6523 | 148.6523 | 148.6523 | 148.6523 | 148.6523 | 148.6523 | 148.6523 | 148.6523 | 148.6523 | 148.6523 | 148.6523 | 148.6523 | 148.6523 | 148.6523 | 148.6523 | 148.6523 | 148.6523 | 148.6523 | 148.6523 | 148.6523 | 148.6523 | 148.6523 | 148.6523 | 148.6523 | 148.6523 | 148.6523 | 148.6523 | 148.6523 | 148.6523 | 148.6523 | 148.6523 | 148.6523 | 148.6523 | 148.6523 | 148.6523 | 148.6523 | 148.6523 | 148.6523 | 148.6523 | 148.6523 | 148.6523 | 148.6523 | 148.6523 | 148.6523 | 148.6523 | 148.6523 | 148.6523 | 148.6523 | 148.6523 | 148.6523 | 148.6523 | 148.6523 | 148.6523 | 148.6523 | 148.6523 | 148.6523 | 148.6523 | 148.6523 | 148.6523 | 148.6523 | 148.6523 | 148.6523 | 148.6523 | 148.6523 | 148.6523 | 148.6523 | 148.6523 | 148.6523 | 148.6523 | 148.6523 | 148.6523 | 148.6523 | 148.6523 | 148.6523 | 148.6523 | 148.6523 | 148.6523 | 148.6523 | 148.6523 | 148.6523 | 148.6523 | 148.6523 | 148.6523 | 148.6523 | 148.6523 | 148.6523 | 148.6523 | 148.6523 | 148.6523 | 148.6523 | 148.6523 | 148.6523 | 148.6523 | 148.6523 | 148.6523 | 148.6523 | 148.6523 | 148.6523 | 148.6523 | 148.6523 | 148.6523 | 148.6523 | 148.6523 | 148.6523 | 148.6523 | 148.6523 | 148.6523 | 148.6523 | 148.6523 | 148.6523 | 148.6523 | 148.6523 | 148.6523 | 148.6523 | 148.6523 | 148.6523 | 148.6523 | 148.6523 | 148.6523 | 148.6523 | 148.6523 | 148.6523 | 148.6523 | 148.6523 | 148.6523 | 148.6523 | 148.6523 | 148.6523 | 148.6523 | 148.6523 | 148.6523 | 148.6523 | 148.6523 | 148.6523 | 148.6523 | 148.6523 | 148.6523 | 148.6523 | 148.6523 | 148.6523 | 148.6523 | 148.6523 | 148.6523 | 148.6523 | 148.6523 | 148.6523 | 148.6523 | 148.6523 | 148.6523 | 148.6523 | 148.6523 | 148.6523 | 148.6523 | 148.6523 | 148.6523 | 148.6523 | 148.6523 | 148.6523 | 148.6523 | 148.6523 | 148.6523 | 148.6523 | 148.6523 | 148.6523 | 148.6523 | 148.6523 | 148.6523 | 148.6523 | 148.6523 | 148.6523 | 148.6523 | 148.6523 | 148.6523 | 148.6523 | 148.6523 | 148.6523 | 148.6523 | 148.6523 | 148.6523 | 148.6523 | 148.6523 | 148.6523 | 148.6523 | 148.6523 | 148.6523 | 148.6523 | 148.6523 | 148.6523 | 148.6523 | 148.6523 | 148.6523 | 148.6523 | 148.6523 | 148.6523 | 148.6523 | 148.6523 | 148.6523 | 148.6523 | 148.6523 | 148.6523 | 148.6523 | 148.6523 | 148.6523 | 148.6523 | 148.6523 | 148.6523 | 148.6523 | 148.6523 | 148.6523 | 148.6523 | 148.6523 | 148.6523 | 148.6523 | 148.6523 | 148.6523 | 148.6523 | 148.6523 | 148.6523 | 148.6523 | 148.6523 | 148.6523 | 148.6523 | 148.6523 | 148.6523 | 148.6523 | 148.6523 | 148.6523 | 148.6523 | 148.6523 | 148.6523 | 148.6523 | 148.6523 | 148.6523 | 148.6523 | 148.6523 | 148.6523 | 148.6523 | 148.6523 | 148.6523 | 148.6523 | 148.6523 | 148.6523 | 148.6523 | 148.6523 | 148.6523 | 148.6523 | 148.6523 | 148.6523 | 148.6523 | 148.6523 | 148.6523 | 148.6523 | 148.6523 | 148.6523 | 148.6523 | 148.6523 | 148.6523 | 148.6523 | 148.6523 | 148.6523 | 148.6523 | 148.6523 | 148.6523 | 148.6523 | 148.6523 | 148.6523 | 148.6523 | 148.6523 | 148.6523 | 148.6523 | 148.6523 | 148.6523 | 148.6523 | 148.6523 | 148.6523 | 148.6523 | 148.6523 | 148.6523 | 148.6523 | 148.6523 | 148.6523 | 148.6523 | 148.6523 | 148.6523 | 148.6523 | 148.6523 | 148.6523 | 148.6523 | 148.6523 | 148.6523 | 148.6523 | 148.6523 | 148.6523 | 148.6523 | 148.6523 | 148.6523 | 148.6523 | 148.6523 | 148.6523 | 148.6523 | 148.6523 | 148.6523 | 148.6523 | 148.6523 | 148.6523 | 148.6523 | 148.6523 | 148.6523 | 148.6523 | 148.6523 | 148.6523 | 148.6523 | 148.6523 | 148.6523 | 148.6523 | 148.6523 | 148.6523 | 148.6523 | 148.6523 | 148.6523 | 148.6523 | 148.6523 | 148.6523 | 148.6523 | 148.6523 | 148.6523 | 148.6523 | 148.6523 | 148.6523 | 148.6523 | 148.6523 | 148.6523 | 148.6523 | 148.6523 | 148.6523 | 148.6523 | 148.6523 | 148.6523 | 148.6523 | 148.6523 | 148.6523 | 148.6523 | 148.6523 | 148.6523 | 148.6523 | 148.6523 | 148.6523 | 148.6523 | 148.6523 | 148.6523 | 148.6523 | 148.6523 | 148.6523 | 148.6523 | 148.6523 | 148.6523 | 148.6523 | 148.6523 | 148.6523 | 148.6523 | 148.6523 | 148.6523 | 148.6523 | 148.6523 | 148.6523 | 148.6523 | 148.6523 | 148.6523 | 148.6523 | 148.6523 | 148.6523 | 148.6523 | 148.6523 | 148.6523 | 148.6523 | 148.6523 | 148.6523 | 148.6523 | 148.6523 | 148.6523 | 148.6523 | 148.6523 | 148.6523 | 148.6523 | 148.6523 | 148.6523 | 148.6523 | 148.6523 | 148.6523 | 148.6523 | 148.6523 | 148.6523 | 148.6523 | 148.6523 | 148.6523 | 148.6523 | 148.6523 | 148.6523 | 148.6523 | 148.6523 | 148.6523 | 148.6523 | 148.6523 | 148.6523 | 148.6523 | 148.6523 | 148.6523 | 148.6523 | 148.6523 | 148.6523 | 148.6523 | 148.6523 | 148.6523 | 148.6523 | 148.6523 | 148.6523 | 148.6523 | 148.6523 | 148.6523 | 148.6523 | 148.6523 | 148.6523 | 148.6523 | 148.6523 | 148.6523 | 148.6523 | 148.6523 | 148.6523 | 148.6523 | 148.6523 | 148.6523 | 148.6523 | 148.6523 | 148.6523 | 148.6523 | 148.6523 | 148.6523 | 148.6523 | 148.6523 | 148.6523 | 148.6523 | 148.6523 | 148.6523 | 148.6523 | 148.6523 | 148.6523 | 148.6523 | 148.6523 | 148.6523 | 148.6523 | 148.6523 | 148.6523 | 148.6523 | 148.6523 | 148.6523 | 148.6523 | 148.6523 | 148.6523 | 148.6523 | 148.6523 | 148.6523 | 148.6523 | 148.6523 | 148.6523 | 148.6523 | 148.6523 | 148.6523 | 148.6523 | 148.6523 | 148.6523 | 148.6523 | 148.6523 | 148.6523 | 148.6523 | 148.6523 | 148.6523 | 148.6523 | 148.6523 | 148.6523 | 148.6523 | 148.6523 | 148.6523 | 148.6523 | 148.6523 | 148.6523 | 148.6523 | 148.6523 | 148.6523 | 148.6523 | 148.6523 | 148.6523 | 148.6523 | 148.6523 | 148.6523 | 148.6523 | 148.6523 | 148.6523 | 148.6523 | 148.6523 | 148.6523 | 148.6523 | 148.6523 | 148.6523 | 148.6523 | 148.6523 | 148.6523 | 148.6523 | 148.6523 | 148.6523 | 148.6523 | 148.6523 | 148.6523 | 148.6523 | 148.6523 | 148.6523 | 148.6523 | 148.6523 | 148.6523 | 148.6523 | 148.6523 | 148.6523 | 148.6523 | 148.6523 | 148.6523 | 148.6523 | 148.6523 | 148.6523 | 148.6523 | 148.6523 | 148.6523 | 148.6523 | 148.6523 | 148.6523 | 148.6523 | 148.6523 | 148.6523 | 148.6523 | 148.6523 | 148.6523 | 148.6523 | 148.6523 | 148.6523 | 148.6523 | 148.6523 | 148.6523 | 148.6523 | 148.6523 | 148.6523 | 148.6523 | 148.6523 | 148.6523 | 148.6523 | 148.6523 | 148.6523 | 148.6523 | 148.6523 | 148.6523 | 148.6523 | 148.6523 | 148.6523 | 148.6523 | 148.6523 | 148.6523 | 148.6523 | 148.6523 | 148.6523 | 148.6523 | 148.6523 | 148.6523 | 148.6523 | 148.6523 | 148.6523 | 148.6523 | 148.6523 | 148.6523 | 148.6523 | 148.6523 | 148.6523 | 148.6523 | 148.6523 | 148.6523 | 148.6523 | 148.6523 | 148.6523 | 148.6523 | 148.6523 | 148.6523 | 148.6523 | 148.6523 | 148.6523 | 148.6523 | 148.6523 | 148.6523 | 148.6523 | 148.6523 | 148.6523 | 148.6523 | 148.6523 | 148.6523 | 148.6523 | 148.6523 | 148.6523 | 148.6523 | 148.6523 | 148.6523 | 148.6523 | 148.6523 | 148.6523 | 148.6523 | 148.6523 | 148.6523 | 148.6523 | 148.6523 | 148.6523 | 148.6523 | 148.6523 | 148.6523 | 148.6523 | 148.6523 | 148.6523 | 148.6523 | 148.6523 | 148.6523 | 148.6523 | 148.6523 | 148.6523 | 148.6523 | 148.6523 | 148.6523 | 148.6523 | 148.6523 | 148.6523 | 148.6523 | 148.6523 | 148.6523 | 148.6523 | 148.6523 | 148.6523 | 148.6523 | 148.6523 | 148.6523 | 148.6523 | 148.6523 | 148.6523 | 148.6523 | 148.6523 | 148.6523 | 148.6523 | 148.6523 | 148.6523 | 148.6523 | 148.6523 | 148.6523 | 148.6523 | 148.6523 | 148.6523 | 148.6523 | 148.6523 | 148.6523 | 148.6523 | 148.6523 | 148.6523 | 148.6523 | 148.6523 | 148.6523 | 148.6523 | 148.6523 | 148.6523 | 148.6523 | 148.6523 | 148.6523 | 148.6523 | 148.6523 | 148.6523 | 148.6523 | 148.6523 | 148.6523 | 148.6523 | 148.6523 | 148.6523 | 148.6523 | 148.6523 | 148.6523 | 148.6523 | 148.6523 | 148.6523 | 148.6523 | 148.6523 | 148.6523 | 148.6523 | 148.6523 | 148.6523 | 148.6523 | 148.6523 | 148.6523 | 148.6523 | 148.6523 | 148.6523 | 148.6523 | 148.6523 | 148.6523 | 148.6523 | 148.6523 | 148.6523 | 148.6523 | 148.6523 | 148.6523 | 148.6523 | 148.6523 | 148.6523 | 148.6523 | 148.6523 | 148.6523 | 148.6523 | 148.6523 | 148.6523 | 148.6523 | 148.6523 | 148.6523 | 148.6523 | 148.6523 | 148.6523 | 148.6523 | 148.6523 | 148.6523 | 148.6523 | 148.6523 | 148.6523 | 148.6523 | 148.6523 | 148.6523 | 148.6523 | 148.6523 | 148.6523 | 148.6523 | 148.6523 | 148.6523 | 148.6523 | 148.6523 | 148.6523 | 148.6523 | 148.6523 | 148.6523 | 148.6523 | 148.6523 | 148.6523 | 148.6523 | 148.6523 | 148.6523 | 148.6523 | 148.6523 | 148.6523 | 148.6523 | 148.6523 | 148.6523 | 148.6523 | 148.6523 | 148.6523 | 148.6523 | 148.6523 | 148.6523 | 148.6523 | 148.6523 | 148.6523 | 148.6523 | 148.6523 | 148.6523 | 148.6523 | 148.6523 | 148.6523 | 148.6523 | 148.6523 | 148.6523 | 148.6523 | 148.6523 | 148.6523 | 148.6523 | 148.6523 | 148.6523 | 148.6523 | 148.6523 | 148.6523 | 148.6523 | 148.6523 | 148.6523 | 148.6523 | 148.6523 | 148.6523 | 148.6523 | 148.6523 | 148.6523 | 148.6523 | 148.6523 | 148.6523 | 148.6523 | 148.6523 | 148.6523 | 148.6523 | 148.6523 | 148.6523 | 148.6523 | 148.6523 | 148.6523 | 148.6523 | 148.6523 | 148.6523 | 148.6523 | 148.6523 | 148.6523 | 148.6523 | 148.6523 | 148.6523 | 148.6523 | 148.6523 | 148.6523 | 148.6523 | 148.6523 | 148.6523 | 148.6523 | 148.6523 | 148.6523 | 148.6523 | 148.6523 | 148.6523 | 148.6523 | 148.6523 | 148.6523 | 148.6523 | 148.6523 | 148.6523 | 148.6523 | 148.6523 | 148.6523 | 148.6523 | 148.6523 | 148.6523 | 148.6523 | 148.6523 | 148.6523 | 148.6523 | 148.6523 | 148.6523 | 148.6523 | 148.6523 | 148.6523 | 148.6523 | 148.6523 | 148.6523 | 148.6523 | 148.6523 | 148.6523 | 148.6523 | 148.6523 | 148.6523 | 148.6523 | 148.6523 | 148.6523 | 148.6523 | 148.6523 | 148.6523 | 148.6523 | 148.6523 | 148.6523 | 148.6523 | 148.6523 | 148.6523 | 148.6523 | 148.6523 | 148.6523 | 148.6523 | 148.6523 | 148.6523 | 148.6523 | 148.6523 | 148.6523 | 148.6523 | 148.6523 | 148.6523 | 148.6523 | 148.6523 | 148.6523 | 148.6523 | 148.6523 | 148.6523 | 148.6523 | 148.6523 | 148.6523 | 148.6523 | 148.6523 | 148.6523 | 148.6523 | 148.6523 | 148.6523 | 148.6523 | 148.6523 | 148.6523 | 148.6523 | 148.6523 | 148.6523 | 148.6523 | 148.6523 | 148.6523 | 148.6523 | 148.6523 | 148.6523 | 148.6523 | 148.6523 | 148.6523 | 148.6523 | 148.6523 | 148.6523 | 148.6523 | 148.6523 | 148.6523 | 148.6523 | 148.6523 | 148.6523 | 148.6523 | 148.6523 | 148.6523 | 148.6523 | 148.6523 | 148.6523 | 148.6523 | 148.6523 | 148.6523 | 148.6523 | 148.6523 | 148.6523 | 148.6523 | 148.6523 | 148.6523 | 148.6523 | 148.6523 | 148.6523 | 148.6523 | 148.6523 | 148.6523 | 148.6523 | 148.6523 | 148.6523 | 148.6523 | 148.6523 | 148.6523 | 148.6523 | 148.6523 | 148.6523 | 148.6523 | 148.6523 | 148.6523 | 148.6523 | 148.6523 | 148.6523 | 148.6523 | 148.6523 | 148.6523 | 148.6523 | 148.6523 | 148.6523 | 148.6523 | 148.6523 | 148.6523 | 148.6523 | 148.6523 | 148.6523 | 148.6523 | 148.6523 | 148.6523 | 148.6523 | 148.6523 | 148.6523 | 148.6523 | 148.6523 | 148.6523 | 148.6523 | 148.6523 | 148.6523 | 148.6523 | 148.6523 | 148.6523 | 148.6523 | 148.6523 | 148.6523 | 148.6523 | 148.6523 | 148.6523 | 148.6523 | 148.6523 | 148.6523 | 148.6523 | 148.6523 | 148.6523 | 148.6523 | 148.6523 | 148.6523 | 148.6523 | 148.6523 | 148.6523 | 148.6523 | 148.6523 | 148.6523 | 148.6523 | 148.6523 | 148.6523 | 148.6523 | 148.6523 | 148.6523 | 148.6523 | 148.6523 | 148.6523 | 148.6523 | 148.6523 | 148.6523 | 148.6523 | 148.6523 | 148.6523 | 148.6523 | 148.6523 | 148.6523 | 148.6523 | 148.6523 | 148.6523 | 148.6523 | 148.6523 | 148.6523 | 148.6523 | 148.6523 | 148.6523 | 148.6523 | 148.6523 | 148.6523 | 148.6523 | 148.6523 | 148.6523 | 148.6523 | 148.6523 | 148.6523 | 148.6523 | 148.6523 | 148.6523 | 148.6523 | 148.6523 | 148.6523 | 148.6523 | 148.6523 | 148.6523 | 148.6523 | 148.6523 | 148.6523 | 148.6523 | 148.6523 | 148.6523 | 148.6523 | 148.6523 | 148.6523 | 148.6523 | 148.6523 | 148.6523 | 148.6523 | 148.6523 | 148.6523 | 148.6523 | 148.6523 | 148.6523 | 148.6523 | 148.6523 | 148.6523 | 148.6523 | 148.6523 | 148.6523 | 148.6523 | 148.6523 | 148.6523 | 148.6523 | 148.6523 | 148.6523 | 148.6523 | 148.6523 | 148.6523 | 148.6523 | 148.6523 | 148.6523 | 148.6523 | 148.6523 | 148.6523 | 148.6523 | 148.6523 | 148.6523 | 148.6523 | 148.6523 | 148.6523 | 148.6523 | 148.6523 | 148.6523 | 148.6523 | 148.6523 | 148.6523 | 148.6523 | 148.6523 | 148.6523 | 148.6523 | 148.6523 | 148.6523 | 148.6523 | 148.6523 | 148.6523 | 148.6523 | 148.6523 | 148.6523 | 148.6523 | 148.6523 | 148.6523 | 148.6523 | 148.6523 | 148.6523 | 148.6523 | 148.6523 | 148.6523 | 148.6523 | 148.6523 | 148.6523 | 148.6523 | 148.6523 | 148.6523 | 148.6523 | 148.6523 | 148.6523 | 148.6523 | 148.6523 | 148.6523 | 148.6523 | 148.6523 | 148.6523 | 148.6523 | 148.6523 | 148.6523 | 148.6523 | 148.6523 | 148.6523 | 148.6523 | 148.6523 | 148.6523 | 148.6523 | 148.6523 | 148.6523 | 148.6523 | 148.6523 | 148.6523 | 148.6523 | 148.6523 | 148.6523 | 148.6523 | 148.6523 | 148.6523 | 148.6523 | 148.6523 | 148.6523 | 148.6523 | 148.6523 | 148.6523 | 148.6523 | 148.6523 | 148.6523 | 148.6523 | 148.6523 | 148.6523 | 148.6523 | 148.6523 | 148.6523 | 148.6523 | 148.6523 | 148.6523 | 148.6523 | 148.6523 | 148.6523 | 148.6523 | 148.6523 | 148.6523 | 148.6523 | 148.6523 | 148.6523 | 148.6523 | 148.6523 | 148.6523 | 148.6523 | 148.6523 | 148.6523 | 148.6523 | 148.6523 | 148.6523 | 148.6523 | 148.6523 | 148.6523 | 148.6523 | 148.6523 | 148.6523 | 148.6523 | 148.6523 | 148.6523 | 148.6523 | 148.6523 | 148.6523 | 148.6523 | 148.6523 | 148.6523 | 148.6523 | 148.6523 | 148.6523 | 148.6523 | 148.6523 | 148.6523 | 148.6523 | 148.6523 | 148.6523 | 148.6523 | 148.6523 | 148.6523 | 148.6523 | 148.6523 | 148.6523 | 148.6523 | 148.6523 | 148.6523 | 148.6523 | 148.6523 | 148.6523 | 148.6523 | 148.6523 | 148.6523 | 148.6523 | 148.6523 | 148.6523 | 148.6523 | 148.6523 | 148.6523 | 148.6523 | 148.6523 | 148.6523 | 148.6523 | 148.6523 | 148.6523 | 148.6523 | 148.6523 | 148.6523 | 148.6523 | 148.6523 | 148.6523 | 148.6523 | 148.6523 | 148.6523 | 148.6523 | 148.6523 | 148.6523 | 148.6523 | 148.6523 | 148.6523 | 148.6523 | 148.6523 | 148.6523 | 148.6523 | 148.6523 | 148.6523 | 148.6523 | 148.6523 | 148.6523 | 148.6523 | 148.6523 | 148.6523 | 148.6523 | 148.6523 | 148.6523 | 148.6523 | 148.6523 | 148.6523 | 148.6523 | 148.6523 | 148.6523 | 148.6523 | 148.6523 | 148.6523 | 148.6523 | 148.6523 | 148.6523 | 148.6523 | 148.6523 | 148.6523 | 148.6523 | 148.6523 | 148.6523 | 148.6523 | 148.6523 | 148.6523 | 148.6523 | 148.6523 | 148.6523 | 148.6523 | 148.6523 | 148.6523 | 148.6523 | 148.6523 | 148.6523 | 148.6523 | 148.6523 | 148.6523 | 148.6523 | 148.6523 | 148.6523 | 148.6523 | 148.6523 | 148.6523 | 148.6523 | 148.6523 | 148.6523 | 148.6523 | 148.6523 | 148.6523 | 148.6523 | 148.6523 | 148.6523 | 148.6523 | 148.6523 | 148.6523 | 148.6523 | 148.6523 | 148.6523 | 148.6523 | 148.6523 | 148.6523 | 148.6523 | 148.6523 | 148.6523 | 148.6523 | 148.6523 | 148.6523 | 148.6523 | 148.6523 | 148.6523 | 148.6523 | 148.6523 | 148.6523 | 148.6523 | 148.6523 | 148.6523 | 148.6523 | 148.6523 | 148.6523 | 148.6523 | 148.6523 | 148.6523 | 148.6523 | 148.6523 | 148.6523 | 148.6523 | 148.6523 | 148.6523 | 148.6523 | 148.6523 | 148.6523 | 148.6523 | 148.6523 | 148.6523 | 148.6523 | 148.6523 | 148.6523 | 148.6523 | 148.6523 | 148.6523 | 148.6523 | 148.6523 | 148.6523 | 148.6523 | 148.6523 | 148.6523 | 148.6523 | 148.6523 | 148.6523 | 148.6523 | 148.6523 | 148.6523 | 148.6523 | 148.6523 | 148.6523 | 148.6523 | 148.6523 | 148.6523 | 148.6523 | 148.6523 | 148.6523 | 148.6523 | 148.6523 | 148.6523 | 148.6523 | 148.6523 | 148.6523 | 148.6523 | 148.6523 | 148.6523 | 148.6523 | 148.6523 | 148.6523 | 148.6523 | 148.6523 | 148.6523 | 148.6523 | 148.6523 | 148.6523 | 148.6523 | 148.6523 | 148.6523 | 148.6523 | 148.6523 | 148.6523 | 148.6523 | 148.6523 | 148.6523 | 148.6523 | 148.6523 | 148.6523 | 148.6523 | 148.6523 | 148.6523 | 148.6523 | 148.6523 | 148.6523 | 148.6523 | 148.6523 | 148.6523 | 148.6523 | 148.6523 | 148.6523 | 148.6523 | 148.6523 | 148.6523 | 148.6523 | 148.6523 | 148.6523 | 148.6523 | 148.6523 | 148.6523 | 148.6523 | 148.6523 | 148.6523 | 148.6523 | 148.6523 | 148.6523 | 148.6523 | 148.6523 | 148.6523 | 148.6523 | 148.6523 | 148.6523 | 148.6523 | 148.6523 | 148.6523 | 148.6523 | 148.6523 | 148.6523 | 148.6523 | 148.6523 | 148.6523 | 148.6523 | 148.6523 | 148.6523 | 148.6523 | 148.6523 | 148.6523 | 148.6523 | 148.6523 | 148.6523 | 148.6523 | 148.6523 | 148.6523 | 148.6523 | 148.6523 | 148.6523 | 148.6523 | 148.6523 | 148.6523 | 148.6523 | 148.6523 | 148.6523 | 148.6523 | 148.6523 | 148.6523 | 148.6523 | 148.6523 | 148.6523 | 148.6523 | 148.6523 | 148.6523 | 148.6523 | 148.6523 | 148.6523 | 148.6523 | 148.6523 | 148.6523 | 148.6523 | 148.6523 | 148.6523 | 148.6523 | 148.6523 | 148.6523 | 148.6523 | 148.6523 | 148.6523 | 148.6523 | 148.6523 | 148.6523 | 148.6523 | 148.6523 | 148.6523 | 148.6523 | 148.6523 | 148.6523 | 148.6523 | 148.6523 | 148.6523 | 148.6523 | 148.6523 | 148.6523 | 148.6523 | 148.6523 | 148.6523 | 148.6523 | 148.6523 | 148.6523 | 148.6523 | 148.6523 | 148.6523 | 148.6523 | 148.6523 | 148.6523 | 148.6523 | 148.6523 | 148.6523 | 148.6523 | 148.6523 | 148.6523 | 148.6523 | 148.6523 | 148.6523 | 148.6523 | 148.6523 | 148.6523 | 148.6523 | 148.6523 | 148.6523 | 148.6523 | 148.6523 | 148.6523 | 148.6523 | 148.6523 | 148.6523 | 148.6523 | 148.6523 | 148.6523 | 148.6523 | 148.6523 | 148.6523 | 148.6523 | 148.6523 | 148.6523 | 148.6523 | 148.6523 | 148.6523 | 148.6523 | 148.6523 | 148.6523 | 148.6523 | 148.6523 | 148.6523 | 148.6523 | 148.6523 | 148.6523 | 148.6523 | 148.6523 | 148.6523 | 148.6523 | 148.6523 | 148.6523 | 148.6523 | 148.6523 | 148.6523 | 148.6523 | 148.6523 | 148.6523 | 148.6523 | 148.6523 | 148.6523 | 148.6523 | 148.6523 | 148.6523 | 148.6523 | 148.6523 | 148.6523 | 148.6523 | 148.6523 | 148.6523 | 148.6523 | 148.6523 | 148.6523 | 148.6523 | 148.6523 | 148.6523 | 148.6523 | 148.6523 | 148.6523 | 148.6523 | 148.6523 | 148.6523 | 148.6523 | 148.6523 | 148.6523 | 148.6523 | 148.6523 | 148.6523 | 148.6523 | 148.6523 | 148.6523 | 148.6523 | 148.6523 | 148.6523 | 148.6523 | 148.6523 | 148.6523 | 148.6523 | 148.6523 | 148.6523 | 148.6523 | 148.6523 | 148.6523 | 148.6523 | 148.6523 | 148.6523 | 148.6523 | 148.6523 | 148.6523 | 148.6523 | 148.6523 | 148.6523 | 148.6523 | 148.6523 | 148.6523 | 148.6523 | 148.6523 | 148.6523 | 148.6523 | 148.6523 | 148.6523 | 148.6523 | 148.6523 | 148.6523 | 148.6523 | 148.6523 | 148.6523 | 148.6523 | 148.6523 | 148.6523 | 148.6523 | 148.6523 | 148.6523 | 148.6523 | 148.6523 | 148.6523 | 148.6523 | 148.6523 | 148.6523 | 148.6523 | 148.6523 | 148.6523 | 148.6523 | 148.6523 | 148.6523 | 148.6523 | 148.6523 | 148.6523 | 148.6523 | 148.6523 | 148.6523 | 148.6523 | 148.6523 | 148.6523 | 148.6523 | 148.6523 | 148.6523 | 148.6523 | 148.6523 | 148.6523 | 148.6523 | 148.6523 | 148.6523 | 148.6523 | 148.6523 | 148.6523 | 148.6523 | 148.6523 | 148.6523 | 148.6523 | 148.6523 | 148.6523 | 148.6523 | 148.6523 | 148.6523 | 148.6523 | 148.6523 | 148.6523 | 148.6523 | 148.6523 | 148.6523 | 148.6523 | 148.6523 | 148.6523 | 148.6523 | 148.6523 | 148.6523 | 148.6523 | 148.6523 | 148.6523 | 148.6523 | 148.6523 | 148.6523 | 148.6523 | 148.6523 | 148.6523 | 148.6523 | 148.6523 | 148.6523 | 148.6523 | 148.6523 | 148.6523 | 148.6523 | 148.6523 | 148.6523 | 148.6523 | 148.6523 | 148.6523 | 148.6523 | 148.6523 | 148.6523 | 148.6523 | 148.6523 | 148.6523 | 148.6523 | 148.6523 | 148.6523 | 148.6523 | 148.6523 | 148.6523 | 148.6523 | 148.6523 | 148.6523 | 148.6523 | 148.6523 | 148.6523 | 148.6523 | 148.6523 | 148.6523 | 148.6523 | 148.6523 | 148.6523 | 148.6523 | 148.6523 | 148.6523 | 148.6523 | 148.6523 | 148.6523 | 148.6523 | 148.6523 | 148.6523 | 148.6523 | 148.6523 | 148.6523 | 148.6523 | 148.6523 | 148.6523 | 148.6523 | 148.6523 | 148.6523 | 148.6523 | 148.6523 | 148.6523 | 148.6523 | 148.6523 | 148.6523 | 148.6523 | 148.6523 | 148.6523 | 148.6523 | 148.6523 | 148.6523 | 148.6523 | 148.6523 | 148.6523 | 148.6523 | 148.6523 | 148.6523 | 148.6523 | 148.6523 | 148.6523 | 148.6523 | 148.6523 | 148.6523 | 148.6523 | 148.6523 | 148.6523 | 148.6523 | 148.6523 | 148.6523 | 148.6523 | 148.6523 | 148.6523 | 148.6523 | 148.6523 | 148.6523 | 148.6523 | 148.6523 | 148.6523 | 148.6523 | 148.6523 | 148.6523 | 148.6523 | 148.6523 | 148.6523 | 148.6523 | 148.6523 | 148.6523 | 148.6523 | 148.6523 | 148.6523 | 148.6523 | 148.6523 | 148.6523 | 148.6523 | 148.6523 | 148.6523 | 148.6523 | 148.6523 | 148.6523 | 148.6523 | 148.6523 | 148.6523 | 148.6523 | 148.6523 | 148.6523 | 148.6523 | 148.6523 | 148.6523 | 148.6523 | 148.6523 | 148.6523 | 148.6523 | 148.6523 | 148.6523 | 148.6523 | 148.6523 | 148.6523 | 148.6523 | 148.6523 | 148.6523 | 148.6523 | 148.6523 | 148.6523 | 148.6523 | 148.6523 | 148.6523 | 148.6523 | 148.6523 | 148.6523 | 148.6523 | 148.6523 | 148.6523 | 148.6523 | 148.6523 | 148.6523 | 148.6523 | 148.6523 | 148.6523 | 148.6523 | 148.6523 | 148.6523 | 148.6523 | 148.6523 | 148.6523 | 148.6523 | 148.6523 | 148.6523 | 148.6523 | 148.6523 | 148.6523 | 148.6523 | 148.6523 | 148.6523 | 148.6523 | 148.6523 | 148.6523 | 148.6523 | 148.6523 | 148.6523 | 148.6523 | 148.6523 | 148.6523 | 148.6523 | 148.6523 | 148.6523 | 148.6523 | 148.6523 | 148.6523 | 148.6523 | 148.6523 | 148.6523 | 148.6523 | 148.6523 | 148.6523 | 148.6523 | 148.6523 | 148.6523 | 148.6523 | 148.6523 | 148.6523 | 148.6523 | 148.6523 | 148.6523 | 148.6523 | 148.6523 | 148.6523 | 148.6523 | 148.6523 | 148.6523 | 148.6523 | 148.6523 | 148.6523 | 148.6523 | 148.6523 | 148.6523 | 148.6523 | 148.6523 | 148.6523 | 148.6523 | 148.6523 | 148.6523 | 148.6523 | 148.6523 | 148.6523 | 148.6523 | 148.6523 | 148.6523 | 148.6523 | 148.6523 | 148.6523 | 148.6523 | 148.6523 | 148.6523 | 148.6523 | 148.6523 | 148.6523 | 148.6523 | 148.6523 | 148.6523 | 148.6523 | 148.6523 | 148.6523 | 148.6523 | 148.6523 | 148.6523 | 148.6523 | 148.6523 | 148.6523 | 148.6523 | 148.6523 | 148.6523 | 148.6523 | 148.6523 | 148.6523 | 148.6523 | 148.6523 | 148.6523 | 148.6523 | 148.6523 | 148.6523 | 148.6523 | 148.6523 | 148.6523 | 148.6523 | 148.6523 | 148.6523 | 148.6523 | 148.6523 | 148.6523 | 148.6523 | 148.6523 | 148.6523 | 148.6523 | 148.6523 | 148.6523 | 148.6523 | 148.6523 | 148.6523 | 148.6523 | 148.6523 | 148.6523 | 148.6523 | 148.6523 | 148.6523 | 148.6523 | 148.6523 | 148.6523 | 148.6523 | 148.6523 | 148.6523 | 148.6523 | 148.6523 | 148.6523 | 148.6523 | 148.6523 | 148.6523 | 148.6523 | 148.6523 | 148.6523 | 148.6523 | 148.6523 | 148.6523 | 148.6523 | 148.6523 | 148.6523 | 148.6523 | 148.6523 | 148.6523 | 148.6523 | 148.6523 | 148.6523 | 148.6523 | 148.6523 | 148.6523 | 148.6523 | 148.6523 | 148.6523 | 148.6523 | 148.6523 | 148.6523 | 148.6523 | 148.6523 | 148.6523 | 148.6523 | 148.6523 | 148.6523 | 148.6523 | 148.6523 | 148.6523 | 148.6523 | 148.6523 | 148.6523 | 148.6523 | 148.6523 | 148.6523 | 148.6523 | 148.6523 | 148.6523 | 148.6523 | 148.6523 | 148.6523 | 148.6523 | 148.6523 | 148.6523 | 148.6523 | 148.6523 | 148.6523 | 148.6523 | 148.6523 | 148.6523 | 148.6523 | 148.6523 | 148.6523 | 148.6523 | 148.6523 | 148.6523 | 148.6523 | 148.6523 | 148.6523 | 148.6523 | 148.6523 | 148.6523 | 148.6523 | 148.6523 | 148.6523 | 148.6523 | 148.6523 | 148.6523 | 148.6523 | 148.6523 | 148.6523 | 148.6523 | 148.6523 | 148.6523 | 148.6523 | 148.6523 | 148.6523 | 148.6523 | 148.6523 | 148.6523 | 148.6523 | 148.6523 | 148.6523 | 148.6523 | 148.6523 | 148.6523 | 148.6523 | 148.6523 | 148.6523 | 148.6523 | 148.6523 | 148.6523 | 148.6523 | 148.6523 | 148.6523 | 148.6523 | 148.6523 | 148.6523 | 148.6523 | 148.6523 | 148.6523 | 148.6523 | 148.6523 | 148.6523 | 148.6523 | 148.6523 | 148.6523 | 148.6523 | 148.6523 | 148.6523 | 148.6523 | 148.6523 | 148.6523 | 148.6523 | 148.6523 | 148.6523 | 148.6523 | 148.6523 | 148.6523 | 148.6523 | 148.6523 | 148.6523 | 148.6523 | 148.6523 | 148.6523 | 148.6523 | 148.6523 | 148.6523 | 148.6523 | 148.6523 | 148.6523 | 148.6523 | 148.6523 | 148.6523 | 148.6523 | 148.6523 | 148.6523 | 148.6523 | 148.6523 | 148.6523 | 148.6523 | 148.6523 | 148.6523 | 148.6523 | 148.6523 | 148.6523 | 148.6523 | 148.6523 | 148.6523 | 148.6523 | 148.6523 | 148.6523 | 148.6523 | 148.6523 | 148.6523 | 148.6523 | 148.6523 | 148.6523 | 148.6523 | 148.6523 | 148.6523 | 148.6523 | 148.6523 | 148.6523 | 148.6523 | 148.6523 | 148.6523 | 148.6523 | 148.6523 | 148.6523 | 148.6523 | 148.6523 | 148.6523 | 148.6523 | 148.6523 | 148.6523 | 148.6523 | 148.6523 | 148.6523 | 148.6523 | 148.6523 | 148.6523 | 148.6523 | 148.6523 | 148.6523 | 148.6523 | 148.6523 | 148.6523 | 148.6523 | 148.6523 | 148.6523 | 148.6523 | 148.6523 | 148.6523 | 148.6523 | 148.6523 | 148.6523 | 148.6523 | 148.6523 | 148.6523 | 148.6523 | 148.6523 | 148.6523 | 148.6523 | 148.6523 | 148.6523 | 148.6523 | 148.6523 | 148.6523 | 148.6523 | 148.6523 | 148.6523 | 148.6523 | 148.6523 | 148.6523 | 148.6523 | 148.6523 | 148.6523 | 148.6523 | 148.6523 | 148.6523 | 148.6523 | 148.6523 | 148.6523 | 148.6523 | 148.6523 | 148.6523 | 148.6523 | 148.6523 | 148.6523 | 148.6523 | 148.6523 | 148.6523 | 148.6523 | 148.6523 | 148.6523 | 148.6523 | 148.6523 | 148.6523 | 148.6523 | 148.6523 | 148.6523 | 148.6523 | 148.6523 | 148.6523 | 148.6523 | 148.6523 | 148.6523 | 148.6523 | 148.6523 | 148.6523 | 148.6523 | 148.6523 | 148.6523 | 148.6523 | 148.6523 | 148.6523 | 148.6523 | 148.6523 | 148.6523 | 148.6523 | 148.6523 | 148.6523 | 148.6523 | 148.6523 | 148.6523 | 148.6523 | 148.6523 | 148.6523 | 148.6523 | 148.6523 | 148.6523 | 148.6523 | 148.6523 | 148.6523 | 148.6523 | 148.6523 | 148.6523 | 148.6523 | 148.6523 | 148.6523 | 148.6523 | 148.6523 | 148.6523 | 148.6523 | 148.6523 | 148.6523 | 148.6523 | 148.6523 | 148.6523 | 148.6523 | 148.6523 | 148.6523 | 148.6523 | 148.6523 | 148.6523 | 148.6523 | 148.6523 | 148.6523 | 148.6523 | 148.6523 | 148.6523 | 148.6523 | 148.6523 | 148.6523 | 148.6523 | 148.6523 | 148.6523 | 148.6523 | 148.6523 | 148.6523 | 148.6523 | 148.6523 | 148.6523 | 148.6523 | 148.6523 | 148.6523 | 148.6523 | 148.6523 | 148.6523 | 148.6523 | 148.6523 | 148.6523 | 148.6523 | 148.6523 | 148.6523 | 148.6523 | 148.6523 | 148.6523 | 148.6523 | 148.6523 | 148.6523 | 148.6523 | 148.6523 | 148.6523 | 148.6523 | 148.6523 | 148.6523 | 148.6523 | 148.6523 | 148.6523 | 148.6523 | 148.6523 | 148.6523 | 148.6523 | 148.6523 | 148.6523 | 148.6523 | 148.6523 | 148.6523 | 148.6523 | 148.6523 | 148.6523 | 148.6523 | 148.6523 | 148.6523 | 148.6523 | 148.6523 | 148.6523 | 148.6523 | 148.6523 | 148.6523 | 148.6523 | 148.6523 | 148.6523 | 148.6523 | 148.6523 | 148.6523 | 148.6523 | 148.6523 | 148.6523 | 148.6523 | 148.6523 | 148.6523 | 148.6523 | 148.6523 | 148.6523 | 148.6523 | 148.6523 | 148.6523 | 148.6523 | 148.6523 | 148.6523 | 148.6523 | 148.6523 | 148.6523 | 148.6523 | 148.6523 | 148.6523 | 148.6523 | 148.6523 | 148.6523 | 148.6523 | 148.6523 | 148.6523 | 148.6523 | 148.6523 | 148.6523 | 148.6523 | 148.6523 | 148.6523 | 148.6523 | 148.6523 | 148.6523 | 148.6523 | 148.6523 | 148.6523 | 148.6523 | 148.6523 | 148.6523 | 148.6523 | 148.6523 | 148.6523 | 148.6523 | 148.6523 | 148.6523 | 148.6523 | 148.6523 | 148.6523 | 148.6523 | 148.6523 | 148.6523 | 148.6523 | 148.6523 | 148.6523 | 148.6523 | 148.6523 | 148.6523 | 148.6523 | 148.6523 | 148.6523 | 148.6523 | 148.6523 | 148.6523 | 148.6523 | 148.6523 | 148.6523 | 148.6523 | 148.6523 | 148.6523 | 148.6523 | 148.6523 | 148.6523 | 148.6523 | 148.6523 | 148.6523 | 148.6523 | 148.6523 | 148.6523 | 148.6523 | 148.6523 | 148.6523 | 148.6523 | 148.6523 | 148.6523 | 148.6523 | 148.6523 | 148.6523 | 148.6523 | 148.6523 | 148.6523 | 148.6523 | 148.6523 | 148.6523 | 148.6523 | 148.6523 | 148.6523 | 148.6523 | 148.6523 | 148.6523 | 148.6523 | 148.6523 | 148.6523 | 148.6523 | 148.6523 | 148.6523 | 148.6523 | 148.6523 | 148.6523 | 148.6523 | 148.6523 | 148.6523 | 148.6523 | 148.6523 | 148.6523 | 148.6523 | 148.6523 | 148.6523 | 148.6523 | 148.6523 | 148.6523 | 148.6523 | 148.6523 | 148.6523 | 148.6523 | 148.6523 | 148.6523 | 148.6523 | 148.6523 | 148.6523 | 148.6523 | 148.6523 | 148.6523 | 148.6523 | 148.6523 | 148.6523 | 148.6523 | 148.6523 | 148.6523 | 148.6523 | 148.6523 | 148.6523 | 148.6523 | 148.6523 | 148.6523 | 148.6523 | 148.6523 | 148.6523 | 148.6523 | 148.6523 | 148.6523 | 148.6523 | 148.6523 | 148.6523 | 148.6523 | 148.6523 | 148.6523 | 148.6523 | 148.6523 | 148.6523 | 148.6523 | 148.6523 | 148.6523 | 148.6523 | 148.6523 | 148.6523 | 148.6523 | 148.6523 | 148.6523 | 148.6523 | 148.6523 | 148.6523 | 148.6523 | 148.6523 | 148.6523 | 148.6523 | 148.6523 | 148.6523 | 148.6523 | 148.6523 | 148.6523 | 148.6523 | 148.6523 | 148.6523 | 148.6523 | 148.6523 | 148.6523 | 148.6523 | 148.6523 | 148.6523 | 148.6523 | 148.6523 | 148.6523 | 148.6523 | 148.6523 | 148.6523 | 148.6523 | 148.6523 | 148.6523 | 148.6523 | 148.6523 | 148.6523 | 148.6523 | 148.6523 | 148.6523 | 148.6523 | 148.6523 | 148.6523 | 148.6523 | 148.6523 | 148.6523 | 148.6523 | 148.6523 | 148.6523 | 148.6523 | 148.6523 | 148.6523 | 148.6523 | 148.6523 | 148.6523 | 148.6523 | 148.6523 | 148.6523 | 148.6523 | 148.6523 | 148.6523 | 148.6523 | 148.6523 | 148.6523 | 148.6523 | 148.6523 | 148.6523 | 148.6523 | 148.6523 | 148.6523 | 148.6523 | 148.6523 | 148.6523 | 148.6523 | 148.6523 | 148.6523 | 148.6523 | 148.6523 | 148.6523 | 148.6523 | 148.6523 | 148.6523 | 148.6523 | 148.6523 | 148.6523 | 148.6523 | 148.6523 | 148.6523 | 148.6523 | 148.6523 | 148.6523 | 148.6523 | 148.6523 | 148.6523 | 148.6523 | 148.6523 | 148.6523 | 148.6523 | 148.6523 | 148.6523 | 148.6523 | 148.6523 | 148.6523 | 148.6523 | 148.6523 | 148.6523 | 148.6523 | 148.6523 | 148.6523 | 148.6523 | 148.6523 | 148.6523 | 148.6523 | 148.6523 | 148.6523 | 148.6523 | 148.6523 | 148.6523 | 148.6523 | 148.6523 | 148.6523 | 148.6523 | 148.6523 | 148.6523 | 148.6523 | 148.6523 | 148.6523 | 148.6523 | 148.6523 | 148.6523 | 148.6523 | 148.6523 | 148.6523 | 148.6523 | 148.6523 | 148.6523 | 148.6523 | 148.6523 | 148.6523 | 148.6523 | 148.6523 | 148.6523 | 148.6523 | 148.6523 | 148.6523 | 148.6523 | 148.6523 | 148.6523 | 148.6523 | 148.6523 | 148.6523 | 148.6523 | 148.6523 | 148.6523 | 148.6523 | 148.6523 | 148.6523 | 148.6523 | 148.6523 | 148.6523 | 148.6523 | 148.6523 | 148.6523 | 148.6523 | 148.6523 | 148.6523 | 148.6523 | 148.6523 | 148.6523 | 148.6523 | 148.6523 | 148.6523 | 148.6523 | 148.6523 | 148.6523 | 148.6523 | 148.6523 | 148.6523 | 148.6523 | 148.6523 | 148.6523 | 148.6523 | 148.6523 | 148.6523 | 148.6523 | 148.6523 | 148.6523 | 148.6523 | 148.6523 | 148.6523 | 148.6523 | 148.6523 | 148.6523 | 148.6523 | 148.6523 | 148.6523 | 148.6523 | 148.6523 | 148.6523 | 148.6523 | 148.6523 | 148.6523 | 148.6523 | 148.6523 | 148.6523 | 148.6523 | 148.6523 | 148.6523 | 148.6523 | 148.6523 | 148.6523 | 148.6523 | 148.6523 | 148.6523 | 148.6523 | 148.6523 | 148.6523 | 148.6523 | 148.6523 | 148.6523 | 148.6523 | 148.6523 | 148.6523 | 148.6523 | 148.6523 | 148.6523 | 148.6523 | 148.6523 | 148.6523 | 148.6523 | 148.6523 | 148.6523 | 148.6523 | 148.6523 | 148.6523 | 148.6523 | 148.6523 | 148.6523 | 148.6523 | 148.6523 | 148.6523 | 148.6523 | 148.6523 | 148.6523 | 148.6523 | 148.6523 | 148.6523 | 148.6523 | 148.6523 | 148.6523 | 148.6523 | 148.6523 | 148.6523 | 148.6523 | 148.6523 | 148.6523 | 148.6523 | 148.6523 | 148.6523 | 148.6523 | 148.6523 | 148.6523 | 148.6523 | 148.6523 | 148.6523 | 148.6523 | 148.6523 | 148.6523 | 148.6523 | 148.6523 | 148.6523 | 148.6523 | 148.6523 | 148.6523 | 148.6523 | 148.6523 | 148.6523 | 148.6523 | 148.6523 | 148.6523 | 148.6523 | 148.6523 | 148.6523 | 148.6523 | 148.6523 | 148.6523 | 148.6523 | 148.6523 | 148.6523 | 148.6523 | 148.6523 | 148.6523 | 148.6523 | 148.6523 | 148.6523 | 148.6523 | 148.6523 | 148.6523 | 148.6523 | 148.6523 | 148.6523 | 148.6523 | 148.6523 | 148.6523 | 148.6523 | 148.6523 | 148.6523 | 148.6523 | 148.6523 | 148.6523 | 148.6523 | 148.6523 | 148.6523 | 148.6523 | 148.6523 | 148.6523 | 148.6523 | 148.6523 | 148.6523 | 148.6523 | 148.6523 | 148.6523 | 148.6523 | 148.6523 | 148.6523 | 148.6523 | 148.6523 | 148.6523 | 148.6523 | 148.6523 | 148.6523 | 148.6523 | 148.6523 | 148.6523 | 148.6523 | 148.6523 | 148.6523 | 148.6523 | 148.6523 | 148.6523 | 148.6523 | 148.6523 | 148.6523 | 148.6523 | 148.6523 | 148.6523 | 148.6523 | 148.6523 | 148.6523 | 148.6523 | 148.6523 | 148.6523 | 148.6523 | 148.6523 | 148.6523 | 148.6523 | 148.6523 | 148.6523 | 148.6523 | 148.6523 | 148.6523 | 148.6523 | 148.6523 | 148.6523 | 148.6523 | 148.6523 | 148.6523 | 148.6523 | 148.6523 | 148.6523 | 148.6523 | 148.6523 | 148.6523 | 148.6523 | 148.6523 | 148.6523 | 148.6523 | 148.6523 | 148.6523 | 148.6523 | 148.6523 | 148.6523 | 148.6523 | 148.6523 | 148.6523 | 148.6523 | 148.6523 | 148.6523 | 148.6523 | 148.6523 | 148.6523 | 148.6523 | 148.6523 | 148.6523 | 148.6523 | 148.6523 | 148.6523 | 148.6523 | 148.6523 | 148.6523 | 148.6523 | 148.6523 | 148.6523 | 148.6523 | 148.6523 | 148.6523 | 148.6523 | 148.6523 | 148.6523 | 148.6523 | 148.6523 | 148.6523 | 148.6523 | 148.6523 | 148.6523 | 148.6523 | 148.6523 | 148.6523 | 148.6523 | 148.6523 | 148.6523 | 148.6523 | 148.6523 | 148.6523 | 148.6523 | 148.6523 | 148.6523 | 148.6523 | 148.6523 | 148.6523 | 148.6523 | 148.6523 | 148.6523 | 148.6523 | 148.6523 | 148.6523 | 148.6523 | 148.6523 | 148.6523 | 148.6523 | 148.6523 | 148.6523 | 148.6523 | 148.6523 | 148.6523 | 148.6523 | 148.6523 | 148.6523 | 148.6523 | 148.6523 | 148.6523 | 148.6523 | 148.6523 | 148.6523 | 148.6523 | 148.6523 | 148.6523 | 148.6523 | 148.6523 | 148.6523 | 148.6523 | 148.6523 | 148.6523 | 148.6523 | 148.6523 | 148.6523 | 148.6523 | 148.6523 | 148.6523 | 148.6523 | 148.6523 | 148.6523 | 148.6523 | 148.6523 | 148.6523 | 148.6523 | 148.6523 | 148.6523 | 148.6523 | 148.6523 | 148.6523 | 148.6523 | 148.6523 | 148.6523 | 148.6523 | 148.6523 | 148.6523 | 148.6523 | 148.6523 | 148.6523 | 148.6523 | 148.6523 | 148.6523 | 148.6523 | 148.6523 | 148.6523 | 148.6523 | 148.6523 | 148.6523 | 148.6523 | 148.6523 | 148.6523 | 148.6523 | 148.6523 | 148.6523 | 148.6523 | 148.6523 | 148.6523 | 148.6523 | 148.6523 | 148.6523 | 148.6523 | 148.6523 | 148.6523 | 148.6523 | 148.6523 | 148.6523 | 148.6523 | 148.6523 | 148.6523 | 148.6523 | 148.6523 | 148.6523 | 148.6523 | 148.6523 | 148.6523 | 148.6523 | 148.6523 | 148.6523 | 148.6523 | 148.6523 | 148.6523 | 148.6523 | 148.6523 | 148.6523 | 148.6523 | 148.6523 | 148.6523 | 148.6523 | 148.6523 | 148.6523 | 148.6523 | 148.6523 | 148.6523 | 148.6523 | 148.6523 | 148.6523 | 148.6523 | 148.6523 | 148.6523 | 148.6523 | 148.6523 | 148.6523 | 148.6523 | 148.6523 | 148.6523 | 148.6523 | 148.6523 | 148.6523 | 148.6523 | 148.6523 | 148.6523 | 148.6523 | 148.6523 | 148.6523 | 148.6523 | 148.6523 | 148.6523 | 148.6523 | 148.6523 | 148.6523 | 148.6523 | 148.6523 | 148.6523 | 148.6523 | 148.6523 | 148.6523 | 148.6523 | 148.6523 | 148.6523 | 148.6523 | 148.6523 | 148.6523 | 148.6523 | 148.6523 | 148.6523 | 148.6523 | 148.6523 | 148.6523 | 148.6523 | 148.6523 | 148.6523 | 148.6523 | 148.6523 | 148.6523 | 148.6523 | 148.6523 | 148.6523 | 148.6523 | 148.6523 | 148.6523 | 148.6523 | 148.6523 | 148.6523 | 148.6523 | 148.6523 | 148.6523 | 148.6523 | 148.6523 | 148.6523 | 148.6523 | 148.6523 | 148.6523 | 148.6523 | 148.6523 | 148.6523 | 148.6523 | 148.6523 | 148.6523 | 148.6523 | 148.6523 | 148.6523 | 148.6523 | 148.6523 | 148.6523 | 148.6523 | 148.6523 | 148.6523 | 148.6523 | 148.6523 | 148.6523 | 148.6523 | 148.6523 | 148.6523 | 148.6523 | 148.6523 | 148.6523 | 148.6523 | 148.6523 | 148.6523 | 148.6523 | 148.6523 | 148.6523 | 148.6523 | 148.6523 | 148.6523 | 148.6523 | 148.6523 | 148.6523 | 148.6523 | 148.6523 | 148.6523 | 148.6523 | 148.6523 | 148.6523 | 148.6523 | 148.6523 | 148.6523 | 148.6523 | 148.6523 | 148.6523 | 148.6523 | 148.6523 | 148.6523 | 148.6523 | 148.6523 | 148.6523 | 148.6523 | 148.6523 | 148.6523 | 148.6523 | 148.6523 | 148.6523 | 148.6523 | 148.6523 | 148.6523 | 148.6523 | 148.6523 | 148.6523 | 148.6523 | 148.6523 | 148.6523 | 148.6523 | 148.6523 | 148.6523 | 148.6523 | 148.6523 | 148.6523 | 148.6523 | 148.6523 | 148.6523 | 148.6523 | 148.6523 | 148.6523 | 148.6523 | 148.6523 | 148.6523 | 148.6523 | 148.6523 | 148.6523 | 148.6523 | 148.6523 | 148.6523 | 148.6523 | 148.6523 | 148.6523 | 148.6523 | 148.6523 | 148.6523 | 148.6523 | 148.6523 | 148.6523 | 148.6523 | 148.6523 | 148.6523 | 148.6523 | 148.6523 | 148.6523 | 148.6523 | 148.6523 | 148.6523 | 148.6523 | 148.6523 | 148.6523 | 148.6523 | 148.6523 | 148.6523 | 148.6523 | 148.6523 | 148.6523 | 148.6523 | 148.6523 | 148.6523 | 148.6523 | 148.6523 | 148.6523 | 148.6523 | 148.6523 | 148.6523 | 148.6523 | 148.6523 | 148.6523 | 148.6523 | 148.6523 | 148.6523 | 148.6523 | 148.6523 | 148.6523 | 148.6523 | 148.6523 | 148.6523 | 148.6523 | 148.6523 | 148.6523 | 148.6523 | 148.6523 | 148.6523 | 148.6523 | 148.6523 | 148.6523 | 148.6523 | 148.6523 | 148.6523 | 148.6523 | 148.6523 | 148.6523 | 148.6523 | 148.6523 | 148.6523 | 148.6523 | 148.6523 | 148.6523 | 148.6523 | 148.6523 | 148.6523 | 148.6523 | 148.6523 | 148.6523 | 148.6523 | 148.6523 | 148.6523 | 148.6523 | 148.6523 | 148.6523 | 148.6523 | 148.6523 | 148.6523 | 148.6523 | 148.6523 | 148.6523 | 148.6523 | 148.6523 | 148.6523 | 148.6523 | 148.6523 | 148.6523 | 148.6523 | 148.6523 | 148.6523 | 148.6523 | 148.6523 | 148.6523 | 148.6523 | 148.6523 | 148.6523 | 148.6523 | 148.6523 | 148.6523 | 148.6523 | 148.6523 | 148.6523 | 148.6523 | 148.6523 | 148.6523 | 148.6523 | 148.6523 | 148.6523 | 148.6523 | 148.6523 | 148.6523 | 148.6523 | 148.6523 | 148.6523 | 148.6523 | 148.6523 | 148.6523 | 148.6523 | 148.6523 | 148.6523 | 148.6523 | 148.6523 | 148.6523 | 148.6523 | 148.6523 | 148.6523 | 148.6523 | 148.6523 | 148.6523 | 148.6523 | 148.6523 | 148.6523 | 148.6523 | 148.6523 | 148.6523 | 148.6523 | 148.6523 | 148.6523 | 148.6523 | 148.6523 | 148.6523 | 148.6523 | 148.6523 | 148.6523 | 148.6523 | 148.6523 | 148.6523 | 148.6523 | 148.6523 | 148.6523 | 148.6523 | 148.6523 | 148.6523 | 148.6523 | 148.6523 | 148.6523 | 148.6523 | 148.6523 | 148.6523 | 148.6523 | 148.6523 | 148.6523 | 148.6523 | 148.6523 | 148.6523 | 148.6523 | 148.6523 | 148.6523 | 148.6523 | 148.6523 | 148.6523 | 148.6523 | 148.6523 | 148.6523 | 148.6523 | 148.6523 | 148.6523 | 148.6523 | 148.6523 | 148.6523 | 148.6523 | 148.6523 | 148.6523 | 148.6523 | 148.6523 | 148.6523 | 148.6523 | 148.6523 | 148.6523 | 148.6523 | 148.6523 | 148.6523 | 148.6523 | 148.6523 | 148.6523 | 148.6523 | 148.6523 | 148.6523 | 148.6523 | 148.6523 | 148.6523 | 148.6523 | 148.6523 | 148.6523 | 148.6523 | 148.6523 | 148.6523 | 148.6523 | 148.6523 | 148.6523 | 148.6523 | 148.6523 | 148.6523 | 148.6523 | 148.6523 | 148.6523 | 148.6523 | 148.6523 | 148.6523 | 148.6523 | 148.6523 | 148.6523 | 148.6523 | 148.6523 | 148.6523 | 148.6523 | 148.6523 | 148.6523 | 148.6523 | 148.6523 | 148.6523 | 148.6523 | 148.6523 | 148.6523 | 148.6523 | 148.6523 | 148.6523 | 148.6523 | 148.6523 | 148.6523 | 148.6523 | 148.6523 | 148.6523 | 148.6523 | 148.6523 | 148.6523 | 148.6523 | 148.6523 | 148.6523 | 148.6523 | 148.6523 | 148.6523 | 148.6523 | 148.6523 | 148.6523 | 148.6523 | 148.6523 | 148.6523 | 148.6523 | 148.6523 | 148.6523 | 148.6523 | 148.6523 | 148.6523 | 148.6523 | 148.6523 | 148.6523 | 148.6523 | 148.6523 | 148.6523 | 148.6523 | 148.6523 | 148.6523 | 148.6523 | 148.6523 | 148.6523 | 148.6523 | 148.6523 | 148.6523 | 148.6523 | 148.6523 | 148.6523 | 148.6523 | 148.6523 | 148.6523 | 148.6523 | 148.6523 | 148.6523 | 148.6523 | 148.6523 | 148.6523 | 148.6523 | 148.6523 | 148.6523 | 148.6523 | 148.6523 | 148.6523 | 148.6523 | 148.6523 | 148.6523 | 148.6523 | 148.6523 | 148.6523 | 148.6523 | 148.6523 | 148.6523 | 148.6523 | 148.6523 | 148.6523 | 148.6523 | 148.6523 | 148.6523 | 148.6523 | 148.6523 | 148.6523 | 148.6523 | 148.6523 | 148.6523 | 148.6523 | 148.6523 | 148.6523 | 148.6523 | 148.6523 | 148.6523 | 148.6523 | 148.6523 | 148.6523 | 148.6523 | 148.6523 | 148.6523 | 148.6523 | 148.6523 | 148.6523 | 148.6523 | 148.6523 | 148.6523 | 148.6523 | 148.6523 | 148.6523 | 148.6523 | 148.6523 | 148.6523 | 148.6523 | 148.6523 | 148.6523 | 148.6523 | 148.6523 | 148.6523 | 148.6523 | 148.6523 | 148.6523 | 148.6523 | 148.6523 | 148.6523 | 148.6523 | 148.6523 | 148.6523 | 148.6523 | 148.6523 | 148.6523 | 148.6523 | 148.6523 | 148.6523 | 148.6523 | 148.6523 | 148.6523 | 148.6523 | 148.6523 | 148.6523 | 148.6523 | 148.6523 | 148.6523 | 148.6523 | 148.6523 | 148.6523 | 148.6523 | 148.6523 | 148.6523 | 148.6523 | 148.6523 | 148.6523 | 148.6523 | 148.6523 | 148.6523 | 148.6523 | 148.6523 | 148.6523 | 148.6523 | 148.6523 | 148.6523 | 148.6523 | 148.6523 | 148.6523 | 148.6523 | 148.6523 | 148.6523 | 148.6523 | 148.6523 | 148.6523 | 148.6523 | 148.6523 | 148.6523 | 148.6523 | 148.6523 | 148.6523 | 148.6523 | 148.6523 | 148.6523 | 148.6523 | 148.6523 | 148.6523 | 148.6523 | 148.6523 | 148.6523 | 148.6523 | 148.6523 | 148.6523 | 148.6523 | 148.6523 | 148.6523 | 148.6523 | 148.6523 | 148.6523 | 148.6523 | 148.6523 | 148.6523 | 148.6523 | 148.6523 | 148.6523 | 148.6523 | 148.6523 | 148.6523 | 148.6523 | 148.6523 | 148.6523 | 148.6523 | 148.6523 | 148.6523 | 148.6523 | 148.6523 | 148.6523 | 148.6523 | 148.6523 | 148.6523 | 148.6523 | 148.6523 | 148.6523 | 148.6523 | 148.6523 | 148.6523 | 148.6523 | 148.6523 | 148.6523 | 148.6523 | 148.6523 | 148.6523 | 148.6523 | 148.6523 | 148.6523 | 148.6523 | 148.6523 | 148.6523 | 148.6523 | 148.6523 | 148.6523 | 148.6523 | 148.6523 | 148.6523 | 148.6523 | 148.6523 | 148.6523 | 148.6523 | 148.6523 | 148.6523 | 148.6523 | 148.6523 | 148.6523 | 148.6523 | 148.6523 | 148.6523 | 148.6523 | 148.6523 | 148.6523 | 148.6523 | 148.6523 | 148.6523 | 148.6523 | 148.6523 | 148.6523 | 148.6523 | 148.6523 | 148.6523 | 148.6523 | 148.6523 | 148.6523 | 148.6523 | 148.6523 | 148.6523 | 148.6523 | 148.6523 | 148.6523 | 148.6523 | 148.6523 | 148.6523 | 148.6523 | 148.6523 | 148.6523 | 148.6523 | 148.6523 | 148.6523 | 148.6523 | 148.6523 | 148.6523 | 148.6523 | 148.6523 | 148.6523 | 148.6523 | 148.6523 | 148.6523 | 148.6523 | 148.6523 | 148.6523 | 148.6523 | 148.6523 | 148.6523 | 148.6523 | 148.6523 | 148.6523 | 148.6523 | 148.6523 | 148.6523 | 148.6523 | 148.6523 | 148.6523 | 148.6523 | 148.6523 | 148.6523 | 148.6523 | 148.6523 | 148.6523 | 148.6523 | 148.6523 | 148.6523 | 148.6523 | 148.6523 | 148.6523 | 148.6523 | 148.6523 | 148.6523 | 148.6523 | 148.6523 | 148.6523 | 148.6523 | 148.6523 | 148.6523 | 148.6523 | 148.6523 | 148.6523 | 148.6523 | 148.6523 | 148.6523 | 148.6523 | 148.6523 | 148.6523 | 148.6523 | 148.6523 | 148.6523 | 148.6523 | 148.6523 | 148.6523 | 148.6523 | 148.6523 | 148.6523 | 148.6523 | 148.6523 | 148.6523 | 148.6523 | 148.6523 | 148.6523 | 148.6523 | 148.6523 | 148.6523 | 148.6523 | 148.6523 | 148.6523 | 148.6523 | 148.6523 | 148.6523 | 148.6523 | 148.6523 | 148.6523 | 148.6523 | 148.6523 | 148.6523 | 148.6523 | 148.6523 | 148.6523 | 148.6523 | 148.6523 | 148.6523 | 148.6523 | 148.6523 | 148.6523 | 148.6523 | 148.6523 | 148.6523 | 148.6523 | 148.6523 | 148.6523 | 148.6523 | 148.6523 | 148.6523 | 148.6523 | 148.6523 | 148.6523 | 148.6523 | 148.6523 | 148.6523 | 148.6523 | 148.6523 | 148.6523 | 148.6523 | 148.6523 | 148.6523 | 148.6523 | 148.6523 | 148.6523 | 148.6523 | 148.6523 | 148.6523 | 148.6523 | 148.6523 | 148.6523 | 148.6523 | 148.6523 | 148.6523 | 148.6523 | 148.6523 | 148.6523 | 148.6523 | 148.6523 | 148.6523 | 148.6523 | 148.6523 | 148.6523 | 148.6523 | 148.6523 | 148.6523 | 148.6523 | 148.6523 | 148.6523 | 148.6523 | 148.6523 | 148.6523 | 148.6523 | 148.6523 | 148.6523 | 148.6523 | 148.6523 | 148.6523 | 148.6523 | 148.6523 | 148.6523 | 148.6523 | 148.6523 | 148.6523 | 148.6523 | 148.6523 | 148.6523 | 148.6523 | 148.6523 | 148.6523 | 148.6523 | 148.6523 | 148.6523 | 148.6523 | 148.6523 | 148.6523 | 148.6523 | 148.6523 | 148.6523 | 148.6523 | 148.6523 | 148.6523 | 148.6523 | 148.6523 | 148.6523 | 148.6523 | 148.6523 | 148.6523 | 148.6523 | 148.6523 | 148.6523 | 148.6523 | 148.6523 | 148.6523 | 148.6523 | 148.6523 | 148.6523 | 148.6523 | 148.6523 | 148.6523 | 148.6523 | 148.6523 | 148.6523 | 148.6523 | 148.6523 | 148.6523 | 148.6523 | 148.6523 | 148.6523 | 148.6523 | 148.6523 | 148.6523 | 148.6523 | 148.6523 | 148.6523 | 148.6523 | 148.6523 | 148.6523 | 148.6523 | 148.6523 | 148.6523 | 148.6523 | 148.6523 | 148.6523 | 148.6523 | 148.6523 | 148.6523 | 148.6523 | 148.6523 | 148.6523 | 148.6523 | 148.6523 | 148.6523 | 148.6523 | 148.6523 | 148.6523 | 148.6523 | 148.6523 | 148.6523 | 148.6523 | 148.6523 | 148.6523 | 148.6523 | 148.6523 | 148.6523 | 148.6523 | 148.6523 | 148.6523 | 148.6523 | 148.6523 | 148.6523 | 148.6523 | 148.6523 | 148.6523 | 148.6523 | 148.6523 | 148.6523 | 148.6523 | 148.6523 | 148.6523 | 148.6523 | 148.6523 | 148.6523 | 148.6523 | 148.6523 | 148.6523 | 148.6523 | 148.6523 | 148.6523 | 148.6523 | 148.6523 | 148.6523 | 148.6523 | 148.6523 | 148.6523 | 148.6523 | 148.6523 | 148.6523 | 148.6523 | 148.6523 | 148.6523 | 148.6523 | 148.6523 | 148.6523 | 148.6523 | 148.6523 | 148.6523 | 148.6523 | 148.6523 | 148.6523 | 148.6523 | 148.6523 | 148.6523 | 148.6523 | 148.6523 | 148.6523 | 148.6523 | 148.6523 | 148.6523 | 148.6523 | 148.6523 | 148.6523 | 148.6523 | 148.6523 | 148.6523 | 148.6523 | 148.6523 | 148.6523 | 148.6523 | 148.6523 | 148.6523 | 148.6523 | 148.6523 | 148.6523 | 148.6523 | 148.6523 | 148.6523 | 148.6523 | 148.6523 | 148.6523 | 148.6523 | 148.6523 | 148.6523 | 148.6523 | 148.6523 | 148.6523 | 148.6523 | 148.6523 | 148.6523 | 148.6523 | 148.6523 | 148.6523 | 148.6523 | 148.6523 | 148.6523 | 148.6523 | 148.6523 | 148.6523 | 148.6523 | 148.6523 | 148.6523 | 148.6523 | 148.6523 | 148.6523 | 148.6523 | 148.6523 | 148.6523 | 148.6523 | 148.6523 | 148.6523 | 148.6523 | 148.6523 | 148.6523 | 148.6523 | 148.6523 | 148.6523 | 148.6523 | 148.6523 | 148.6523 | 148.6523 | 148.6523 | 148.6523 | 148.6523 | 148.6523 | 148.6523 | 148.6523 | 148.6523 | 148.6523 | 148.6523 | 148.6523 | 148.6523 | 148.6523 | 148.6523 | 148.6523 | 148.6523 | 148.6523 | 148.6523 | 148.6523 | 148.6523 | 148.6523 | 148.6523 | 148.6523 | 148.6523 | 148.6523 | 148.6523 | 148.6523 | 148.6523 | 148.6523 | 148.6523 | 148.6523 | 148.6523 | 148.6523 | 148.6523 | 148.6523 | 148.6523 | 148.6523 | 148.6523 | 148.6523 | 148.6523 | 148.6523 | 148.6523 | 148.6523 | 148.6523 | 148.6523 | 148.6523 | 148.6523 | 148.6523 | 148.6523 | 148.6523 | 148.6523 | 148.6523 | 148.6523 | 148.6523 | 148.6523 | 148.6523 | 148.6523 | 148.6523 | 148.6523 | 148.6523 | 148.6523 | 148.6523 | 148.6523 | 148.6523 | 148.6523 | 148.6523 | 148.6523 | 148.6523 | 148.6523 | 148.6523 | 148.6523 | 148.6523 | 148.6523 | 148.6523 | 148.6523 | 148.6523 | 148.6523 | 148.6523 | 148.6523 | 148.6523 | 148.6523 | 148.6523 | 148.6523 | 148.6523 | 148.6523 | 148.6523 | 148.6523 | 148.6523 | 148.6523 | 148.6523 | 148.6523 | 148.6523 | 148.6523 | 148.6523 | 148.6523 | 148.6523 | 148.6523 | 148.6523 | 148.6523 | 148.6523 | 148.6523 | 148.6523 | 148.6523 | 148.6523 | 148.6523 | 148.6523 | 148.6523 | 148.6523 | 148.6523 | 148.6523 | 148.6523 | 148.6523 | 148.6523 | 148.6523 | 148.6523 | 148.6523 | 148.6523 | 148.6523 | 148.6523 | 148.6523 | 148.6523 | 148.6523 | 148.6523 | 148.6523 | 148.6523 | 148.6523 | 148.6523 | 148.6523 | 148.6523 | 148.6523 | 148.6523 | 148.6523 | 148.6523 | 148.6523 | 148.6523 | 148.6523 | 148.6523 | 148.6523 | 148.6523 | 148.6523 | 148.6523 | 148.6523 | 148.6523 | 148.6523 | 148.6523 | 148.6523 | 148.6523 | 148.6523 | 148.6523 | 148.6523 | 148.6523 | 148.6523 | 148.6523 | 148.6523 | 148.6523 | 148.6523 | 148.6523 | 148.6523 | 148.6523 | 148.6523 | 148.6523 | 148.6523 | 148.6523 | 148.6523 | 148.6523 | 148.6523 | 148.6523 | 148.6523 | 148.6523 | 148.6523 | 148.6523 | 148.6523 | 148.6523 | 148.6523 | 148.6523 | 148.6523 | 148.6523 | 148.6523 | 148.6523 | 148.6523 | 148.6523 | 148.6523 | 148.6523 | 148.6523 | 148.6523 | 148.6523 | 148.6523 | 148.6523 | 148.6523 | 148.6523 | 148.6523 | 148.6523 | 148.6523 | 148.6523 | 148.6523 | 148.6523 | 148.6523 | 148.6523 | 148.6523 | 148.6523 | 148.6523 | 148.6523 | 148.6523 | 148.6523 | 148.6523 | 148.6523 | 148.6523 | 148.6523 | 148.6523 | 148.6523 | 148.6523 | 148.6523 | 148.6523 | 148.6523 | 148.6523 | 148.6523 | 148.6523 | 148.6523 | 148.6523 | 148.6523 | 148.6523 | 148.6523 | 148.6523 | 148.6523 | 148.6523 | 148.6523 | 148.6523 | 148.6523 | 148.6523 | 148.6523 | 148.6523 | 148.6523 | 148.6523 | 148.6523 | 148.6523 | 148.6523 | 148.6523 | 148.6523 | 148.6523 | 148.6523 | 148.6523 | 148.6523 | 148.6523 | 148.6523 | 148.6523 | 148.6523 | 148.6523 | 148.6523 | 148.6523 | 148.6523 | 148.6523 | 148.6523 | 148.6523 | 148.6523 | 148.6523 | 148.6523 | 148.6523 | 148.6523 | 148.6523 | 148.6523 | 148.6523 | 148.6523 | 148.6523 | 148.6523 | 148.6523 | 148.6523 | 148.6523 | 148.6523 | 148.6523 | 148.6523 | 148.6523 | 148.6523 | 148.6523 | 148.6523 | 148.6523 | 148.6523 | 148.6523 | 148.6523 | 148.6523 | 148.6523 | 148.6523 | 148.6523 | 148.6523 | 148.6523 | 148.6523 | 148.6523 | 148.6523 | 148.6523 | 148.6523 | 148.6523 | 148.6523 | 148.6523 | 148.6523 | 148.6523 | 148.6523 | 148.6523 | 148.6523 | 148.6523 | 148.6523 | 148.6523 | 148.6523 | 148.6523 | 148.6523 | 148.6523 | 148.6523 | 148.6523 | 148.6523 | 148.6523 | 148.6523 | 148.6523 | 148.6523 | 148.6523 | 148.6523 | 148.6523 | 148.6523 | 148.6523 | 148.6523 | 148.6523 | 148.6523 | 148.6523 | 148.6523 | 148.6523 | 148.6523 | 148.6523 | 148.6523 | 148.6523 | 148.6523 | 148.6523 | 148.6523 | 148.6523 | 148.6523 | 148.6523 | 148.6523 | 148.6523 | 148.6523 | 148.6523 | 148.6523 | 148.6523 | 148.6523 | 148.6523 | 148.6523 | 148.6523 | 148.6523 | 148.6523 | 148.6523 | 148.6523 | 148.6523 | 148.6523 | 148.6523 | 148.6523 | 148.6523 | 148.6523 | 148.6523 | 148.6523 | 148.6523 | 148.6523 | 148.6523 | 148.6523 | 148.6523 | 148.6523 | 148.6523 | 148.6523 | 148.6523 | 148.6523 | 148.6523 | 148.6523 | 148.6523 | 148.6523 | 148.6523 | 148.6523 | 148.6523 | 148.6523 | 148.6523 | 148.6523 | 148.6523 | 148.6523 | 148.6523 | 148.6523 | 148.6523 | 148.6523 | 148.6523 | 148.6523 | 148.6523 | 148.6523 | 148.6523 | 148.6523 | 148.6523 | 148.6523 | 148.6523 | 148.6523 | 148.6523 | 148.6523 | 148.6523 | 148.6523 | 148.6523 | 148.6523 | 148.6523 | 148.6523 | 148.6523 | 148.6523 | 148.6523 | 148.6523 | 148.6523 | 148.6523 | 148.6523 | 148.6523 | 148.6523 | 148.6523 | 148.6523 | 148.6523 | 148.6523 | 148.6523 | 148.6523 | 148.6523 | 148.6523 | 148.6523 | 148.6523 | 148.6523 | 148.6523 | 148.6523 | 148.6523 | 148.6523 | 148.6523 | 148.6523 | 148.6523 | 148.6523 | 148.6523 | 148.6523 | 148.6523 | 148.6523 | 148.6523 | 148.6523 | 148.6523 | 148.6523 | 148.6523 | 148.6523 | 148.6523 | 148.6523 | 148.6523 | 148.6523 | 148.6523 | 148.6523 | 148.6523 | 148.6523 | 148.6523 | 148.6523 | 148.6523 | 148.6523 | 148.6523 | 148.6523 | 148.6523 | 148.6523 | 148.6523 | 148.6523 | 148.6523 | 148.6523 | 148.6523 | 148.6523 | 148.6523 | 148.6523 | 148.6523 | 148.6523 | 148.6523 | 148.6523 | 148.6523 | 148.6523 | 148.6523 | 148.6523 | 148.6523 | 148.6523 | 148.6523 | 148.6523 | 148.6523 | 148.6523 | 148.6523 | 148.6523 | 148.6523 | 148.6523 | 148.6523 | 148.6523 | 148.6523 | 148.6523 | 148.6523 | 148.6523 | 148.6523 | 148.6523 | 148.6523 | 148.6523 | 148.6523 | 148.6523 | 148.6523 | 148.6523 | 148.6523 | 148.6523 | 148.6523 | 148.6523 | 148.6523 | 148.6523 | 148.6523 | 148.6523 | 148.6523 | 148.6523 | 148.6523 | 148.6523 | 148.6523 | 148.6523 | 148.6523 | 148.6523 | 148.6523 | 148.6523 | 148.6523 | 148.6523 | 148.6523 | 148.6523 | 148.6523 | 148.6523 | 148.6523 | 148.6523 | 148.6523 | 148.6523 | 148.6523 | 148.6523 | 148.6523 | 148.6523 | 148.6523 | 148.6523 | 148.6523 | 148.6523 | 148.6523 | 148.6523 | 148.6523 | 148.6523 | 148.6523 | 148.6523 | 148.6523 | 148.6523 | 148.6523 | 148.6523 | 148.6523 | 148.6523 | 148.6523 | 148.6523 | 148.6523 | 148.6523 | 148.6523 | 148.6523 | 148.6523 | 148.6523 | 148.6523 | 148.6523 | 148.6523 | 148.6523 | 148.6523 | 148.6523 | 148.6523 | 148.6523 | 148.6523 | 148.6523 | 148.6523 | 148.6523 | 148.6523 | 148.6523 | 148.6523 | 148.6523 | 148.6523 | 148.6523 | 148.6523 | 148.6523 | 148.6523 | 148.6523 | 148.6523 | 148.6523 | 148.6523 | 148.6523 | 148.6523 | 148.6523 | 148.6523 | 148.6523 | 148.6523 | 148.6523 | 148.6523 | 148.6523 | 148.6523 | 148.6523 | 148.6523 | 148.6523 | 148.6523 | 148.6523 | 148.6523 | 148.6523 | 148.6523 | 148.6523 | 148.6523 | 148.6523 | 148.6523 | 148.6523 | 148.6523 | 148.6523 | 148.6523 | 148.6523 | 148.6523 | 148.6523 | 148.6523 | 148.6523 | 148.6523 | 148.6523 | 148.6523 | 148.6523 | 148.6523 | 148.6523 | 148.6523 | 148.6523 | 148.6523 | 148.6523 | 148.6523 | 148.6523 | 148.6523 | 148.6523 | 148.6523 | 148.6523 | 148.6523 | 148.6523 | 148.6523 | 148.6523 | 148.6523 | 148.6523 | 148.6523 | 148.6523 | 148.6523 | 148.6523 | 148.6523 | 148.6523 | 148.6523 | 148.6523 | 148.6523 | 148.6523 | 148.6523 | 148.6523 | 148.6523 | 148.6523 | 148.6523 | 148.6523 | 148.6523 | 148.6523 | 148.6523 | 148.6523 | 148.6523 | 148.6523 | 148.6523 | 148.6523 | 148.6523 | 148.6523 | 148.6523 | 148.6523 | 148.6523 | 148.6523 | 148.6523 | 148.6523 | 148.6523 | 148.6523 | 148.6523 | 148.6523 | 148.6523 | 148.6523 | 148.6523 | 148.6523 | 148.6523 | 148.6523 | 148.6523 | 148.6523 | 148.6523 | 148.6523 | 148.6523 | 148.6523 | 148.6523 | 148.6523 | 148.6523 | 148.6523 | 148.6523 | 148.6523 | 148.6523 | 148.6523 | 148.6523 | 148.6523 | 148.6523 | 148.6523 | 148.6523 | 148.6523 | 148.6523 | 148.6523 | 148.6523 | 148.6523 | 148.6523 | 148.6523 | 148.6523 | 148.6523 | 148.6523 | 148.6523 | 148.6523 | 148.6523 | 148.6523 | 148.6523 | 148.6523 | 148.6523 | 148.6523 | 148.6523 | 148.6523 | 148.6523 | 148.6523 | 148.6523 | 148.6523 | 148.6523 | 148.6523 | 148.6523 | 148.6523 | 148.6523 | 148.6523 | 148.6523 | 148.6523 | 148.6523 | 148.6523 | 148.6523 | 148.6523 | 148.6523 | 148.6523 | 148.6523 | 148.6523 | 148.6523 | 148.6523 | 148.6523 | 148.6523 | 148.6523 | 148.6523 | 148.6523 | 148.6523 | 148.6523 | 148.6523 | 148.6523 | 148.6523 | 148.6523 | 148.6523 | 148.6523 | 148.6523 | 148.6523 | 148.6523 | 148.6523 | 148.6523 | 148.6523 | 148.6523 | 148.6523 | 148.6523 | 148.6523 | 148.6523 | 148.6523 | 148.6523 | 148.6523 | 148.6523 | 148.6523 | 148.6523 | 148.6523 | 148.6523 | 148.6523 | 148.6523 | 148.6523 | 148.6523 | 148.6523 | 148.6523 | 148.6523 | 148.6523 | 148.6523 | 148.6523 | 148.6523 | 148.6523 | 148.6523 | 148.6523 | 148.6523 | 148.6523 | 148.6523 | 148.6523 | 148.6523 | 148.6523 | 148.6523 | 148.6523 | 148.6523 | 148.6523 | 148.6523 | 148.6523 | 148.6523 | 148.6523 | 148.6523 | 148.6523 | 148.6523 | 148.6523 | 148.6523 | 148.6523 | 148.6523 | 148.6523 | 148.6523 | 148.6523 | 148.6523 | 148.6523 | 148.6523 | 148.6523 | 148.6523 | 148.6523 | 148.6523 | 148.6523 | 148.6523 | 148.6523 | 148.6523 | 148.6523 | 148.6523 | 148.6523 | 148.6523 | 148.6523 | 148.6523 | 148.6523 | 148.6523 | 148.6523 | 148.6523 | 148.6523 | 148.6523 | 148.6523 | 148.6523 | 148.6523 | 148.6523 | 148.6523 | 148.6523 | 148.6523 | 148.6523 | 148.6523 | 148.6523 | 148.6523 | 148.6523 | 148.6523 | 148.6523 | 148.6523 | 148.6523 | 148.6523 | 148.6523 | 148.6523 | 148.6523 | 148.6523 | 148.6523 | 148.6523 | 148.6523 | 148.6523 | 148.6523 | 148.6523 | 148.6523 | 148.6523 | 148.6523 | 148.6523 | 148.6523 | 148.6523 | 148.6523 | 148.6523 | 148.6523 | 148.6523 | 148.6523 | 148.6523 | 148.6523 | 148.6523 | 148.6523 | 148.6523 | 148.6523 | 148.6523 | 148.6523 | 148.6523 | 148.6523 | 148.6523 | 148.6523 | 148.6523 | 148.6523 | 148.6523 | 148.6523 | 148.6523 | 148.6523 | 148.6523 | 148.6523 | 148.6523 | 148.6523 | 148.6523 | 148.6523 | 148.6523 | 148.6523 | 148.6523 | 148.6523 | 148.6523 | 148.6523 | 148.6523 | 148.6523 | 148.6523 | 148.6523 | 148.6523 | 148.6523 | 148.6523 | 148.6523 | 148.6523 | 148.6523 | 148.6523 | 148.6523 | 148.6523 | 148.6523 | 148.6523 | 148.6523 | 148.6523 | 148.6523 | 148.6523 | 148.6523 | 148.6523 | 148.6523 | 148.6523 | 148.6523 | 148.6523 | 148.6523 | 148.6523 | 148.6523 | 148.6523 | 148.6523 | 148.6523 | 148.6523 | 148.6523 | 148.6523 | 148.6523 | 148.6523 | 148.6523 | 148.6523 | 148.6523 | 148.6523 | 148.6523 | 148.6523 | 148.6523 | 148.6523 | 148.6523 | 148.6523 | 148.6523 | 148.6523 | 148.6523 | 148.6523 | 148.6523 | 148.6523 | 148.6523 | 148.6523 | 148.6523 | 148.6523 | 148.6523 | 148.6523 | 148.6523 | 148.6523 | 148.6523 | 148.6523 | 148.6523 | 148.6523 | 148.6523 | 148.6523 | 148.6523 | 148.6523 | 148.6523 | 148.6523 | 148.6523 | 148.6523 | 148.6523 | 148.6523 | 148.6523 | 148.6523 | 148.6523 | 148.6523 | 148.6523 | 148.6523 | 148.6523 | 148.6523 | 148.6523 | 148.6523 | 148.6523 | 148.6523 | 148.6523 | 148.6523 | 148.6523 | 148.6523 | 148.6523 | 148.6523 | 148.6523 | 148.6523 | 148.6523 | 148.6523 | 148.6523 | 148.6523 | 148.6523 | 148.6523 | 148.6523 | 148.6523 | 148.6523 | 148.6523 | 148.6523 | 148.6523 | 148.6523 | 148.6523 | 148.6523 | 148.6523 | 148.6523 | 148.6523 | 148.6523 | 148.6523 | 148.6523 | 148.6523 | 148.6523 | 148.6523 | 148.6523 | 148.6523 | 148.6523 | 148.6523 | 148.6523 | 148.6523 | 148.6523 | 148.6523 | 148.6523 | 148.6523 | 148.6523 | 148.6523 | 148.6523 | 148.6523 | 148.6523 | 148.6523 | 148.6523 | 148.6523 | 148.6523 | 148.6523 | 148.6523 | 148.6523 | 148.6523 | 148.6523 | 148.6523 | 148.6523 | 148.6523 | 148.6523 | 148.6523 | 148.6523 | 148.6523 | 148.6523 | 148.6523 | 148.6523 | 148.6523 | 148.6523 | 148.6523 | 148.6523 | 148.6523 | 148.6523 | 148.6523 | 148.6523 | 148.6523 | 148.6523 | 148.6523 | 148.6523 | 148.6523 | 148.6523 | 148.6523 | 148.6523 | 148.6523 | 148.6523 | 148.6523 | 148.6523 | 148.6523 | 148.6523 | 148.6523 | 148.6523 | 148.6523 | 148.6523 | 148.6523 | 148.6523 | 148.6523 | 148.6523 | 148.6523 | 148.6523 | 148.6523 | 148.6523 | 148.6523 | 148.6523 | 148.6523 | 148.6523 | 148.6523 | 148.6523 | 148.6523 | 148.6523 | 148.6523 | 148.6523 | 148.6523 | 148.6523 | 148.6523 | 148.6523 | 148.6523 | 148.6523 | 148.6523 | 148.6523 | 148.6523 | 148.6523 | 148.6523 | 148.6523 | 148.6523 | 148.6523 | 148.6523 | 148.6523 | 148.6523 | 148.6523 | 148.6523 | 148.6523 | 148.6523 | 148.6523 | 148.6523 | 148.6523 | 148.6523 | 148.6523 | 148.6523 | 148.6523 | 148.6523 | 148.6523 | 148.6523 | 148.6523 | 148.6523 | 148.6523 | 148.6523 | 148.6523 | 148.6523 | 148.6523 | 148.6523 | 148.6523 | 148.6523 | 148.6523 | 148.6523 | 148.6523 | 148.6523 | 148.6523 | 148.6523 | 148.6523 | 148.6523 | 148.6523 | 148.6523 | 148.6523 | 148.6523 | 148.6523 | 148.6523 | 148.6523 | 148.6523 | 148.6523 | 148.6523 | 148.6523 | 148.6523 | 148.6523 | 148.6523 | 148.6523 | 148.6523 | 148.6523 | 148.6523 | 148.6523 | 148.6523 | 148.6523 | 148.6523 | 148.6523 | 148.6523 | 148.6523 | 148.6523 | 148.6523 | 148.6523 | 148.6523 | 148.6523 | 148.6523 | 148.6523 | 148.6523 | 148.6523 | 148.6523 | 148.6523 | 148.6523 | 148.6523 | 148.6523 | 148.6523 | 148.6523 | 148.6523 | 148.6523 | 148.6523 | 148.6523 | 148.6523 | 148.6523 | 148.6523 | 148.6523 | 148.6523 | 148.6523 | 148.6523 | 148.6523 | 148.6523 | 148.6523 | 148.6523 | 148.6523 | 148.6523 | 148.6523 | 148.6523 | 148.6523 | 148.6523 | 148.6523 | 148.6523 | 148.6523 | 148.6523 | 148.6523 | 148.6523 | 148.6523 | 148.6523 | 148.6523 | 148.6523 | 148.6523 | 148.6523 | 148.6523 | 148.6523 | 148.6523 | 148.6523 | 148.6523 | 148.6523 | 148.6523 | 148.6523 | 148.6523 | 148.6523 | 148.6523 | 148.6523 | 148.6523 | 148.6523 | 148.6523 | 148.6523 | 148.6523 | 148.6523 | 148.6523 | 148.6523 | 148.6523 | 148.6523 | 148.6523 | 148.6523 | 148.6523 | 148.6523 | 148.6523 | 148.6523 | 148.6523 | 148.6523 | 148.6523 | 148.6523 | 148.6523 | 148.6523 | 148.6523 | 148.6523 | 148.6523 | 148.6523 | 148.6523 | 148.6523 | 148.6523 | 148.6523 | 148.6523 | 148.6523 | 148.6523 | 148.6523 | 148.6523 | 148.6523 | 148.6523 | 148.6523 | 148.6523 | 148.6523 | 148.6523 | 148.6523 | 148.6523 | 148.6523 | 148.6523 | 148.6523 | 148.6523 | 148.6523 | 148.6523 | 148.6523 | 148.6523 | 148.6523 | 148.6523 | 148.6523 | 148.6523 | 148.6523 | 148.6523 | 148.6523 | 148.6523 | 148.6523 | 148.6523 | 148.6523 | 148.6523 | 148.6523 | 148.6523 | 148.6523 | 148.6523 | 148.6523 | 148.6523 | 148.6523 | 148.6523 | 148.6523 | 148.6523 | 148.6523 | 148.6523 | 148.6523 | 148.6523 | 148.6523 | 148.6523 | 148.6523 | 148.6523 | 148.6523 | 148.6523 | 148.6523 | 148.6523 | 148.6523 | 148.6523 | 148.6523 | 148.6523 | 148.6523 | 148.6523 | 148.6523 | 148.6523 | 148.6523 | 148.6523 | 148.6523 | 148.6523 | 148.6523 | 148.6523 | 148.6523 | 148.6523 | 148.6523 | 148.6523 | 148.6523 | 148.6523 | 148.6523 | 148.6523 | 148.6523 | 148.6523 | 148.6523 | 148.6523 | 148.6523 | 148.6523 | 148.6523 | 148.6523 | 148.6523 | 148.6523 | 148.6523 | 148.6523 | 148.6523 | 148.6523 | 148.6523 | 148.6523 | 148.6523 | 148.6523 | 148.6523 | 148.6523 | 148.6523 | 148.6523 | 148.6523 | 148.6523 | 148.6523 | 148.6523 | 148.6523 | 148.6523 | 148.6523 | 148.6523 | 148.6523 | 148.6523 | 148.6523 | 148.6523 | 148.6523 | 148.6523 | 148.6523 | 148.6523 | 148.6523 | 148.6523 | 148.6523 | 148.6523 | 148.6523 | 148.6523 | 148.6523 | 148.6523 | 148.6523 | 148.6523 | 148.6523 | 148.6523 | 148.6523 | 148.6523 | 148.6523 | 148.6523 | 148.6523 | 148.6523 | 148.6523 | 148.6523 | 148.6523 | 148.6523 | 148.6523 | 148.6523 | 148.6523 | 148.6523 | 148.6523 | 148.6523 | 148.6523 | 148.6523 | 148.6523 | 148.6523 | 148.6523 | 148.6523 | 148.6523 | 148.6523 | 148.6523 | 148.6523 | 148.6523 | 148.6523 | 148.6523 | 148.6523 | 148.6523 | 148.6523 | 148.6523 | 148.6523 | 148.6523 | 148.6523 | 148.6523 | 148.6523 | 148.6523 | 148.6523 | 148.6523 | 148.6523 | 148.6523 | 148.6523 | 148.6523 | 148.6523 | 148.6523 | 148.6523 | 148.6523 | 148.6523 | 148.6523 | 148.6523 | 148.6523 | 148.6523 | 148.6523 | 148.6523 | 148.6523 | 148.6523 | 148.6523 | 148.6523 | 148.6523 | 148.6523 | 148.6523 | 148.6523 | 148.6523 | 148.6523 | 148.6523 | 148.6523 | 148.6523 | 148.6523 | 148.6523 | 148.6523 | 148.6523 | 148.6523 | 148.6523 | 148.6523 | 148.6523 | 148.6523 | 148.6523 | 148.6523 | 148.6523 | 148.6523 | 148.6523 | 148.6523 | 148.6523 | 148.6523 | 148.6523 | 148.6523 | 148.6523 | 148.6523 | 148.6523 | 148.6523 | 148.6523 | 148.6523 | 148.6523 | 148.6523 | 148.6523 | 148.6523 | 148.6523 | 148.6523 | 148.6523 | 148.6523 | 148.6523 | 148.6523 | 148.6523 | 148.6523 | 148.6523 | 148.6523 | 148.6523 | 148.6523 | 148.6523 | 148.6523 | 148.6523 | 148.6523 | 148.6523 | 148.6523 | 148.6523 | 148.6523 | 148.6523 | 148.6523 | 148.6523 | 148.6523 | 148.6523 | 148.6523 | 148.6523 | 148.6523 | 148.6523 | 148.6523 | 148.6523 | 148.6523 | 148.6523 | 148.6523 | 148.6523 | 148.6523 | 148.6523 | 148.6523 | 148.6523 | 148.6523 | 148.6523 | 148.6523 | 148.6523 | 148.6523 | 148.6523 | 148.6523 | 148.6523 | 148.6523 | 148.6523 | 148.6523 | 148.6523 | 148.6523 | 148.6523 | 148.6523 | 148.6523 | 148.6523 | 148.6523 | 148.6523 | 148.6523 | 148.6523 | 148.6523 | 148.6523 | 148.6523 | 148.6523 | 148.6523 | 148.6523 | 148.6523 | 148.6523 | 148.6523 | 148.6523 | 148.6523 | 148.6523 | 148.6523 | 148.6523 | 148.6523 | 148.6523 | 148.6523 | 148.6523 | 148.6523 | 148.6523 | 148.6523 | 148.6523 | 148.6523 | 148.6523 | 148.6523 | 148.6523 | 148.6523 | 148.6523 | 148.6523 | 148.6523 | 148.6523 | 148.6523 | 148.6523 | 148.6523 | 148.6523 | 148.6523 | 148.6523 | 148.6523 | 148.6523 | 148.6523 | 148.6523 | 148.6523 | 148.6523 | 148.6523 | 148.6523 | 148.6523 | 148.6523 | 148.6523 | 148.6523 | 148.6523 | 148.6523 | 148.6523 | 148.6523 | 148.6523 | 148.6523 | 148.6523 | 148.6523 | 148.6523 | 148.6523 | 148.6523 | 148.6523 | 148.6523 | 148.6523 | 148.6523 | 148.6523 | 148.6523 | 148.6523 | 148.6523 | 148.6523 | 148.6523 | 148.6523 | 148.6523 | 148.6523 | 148.6523 | 148.6523 | 148.6523 | 148.6523 | 148.6523 | 148.6523 | 148.6523 | 148.6523 | 148.6523 | 148.6523 | 148.6523 | 148.6523 | 148.6523 | 148.6523 | 148.6523 | 148.6523 | 148.6523 | 148.6523 | 148.6523 | 148.6523 | 148.6523 | 148.6523 | 148.6523 | 148.6523 | 148.6523 | 148.6523 | 148.6523 | 148.6523 | 148.6523 | 148.6523 | 148.6523 | 148.6523 | 148.6523 | 148.6523 | 148.6523 | 148.6523 | 148.6523 | 148.6523 | 148.6523 | 148.6523 | 148.6523 | 148.6523 | 148.6523 | 148.6523 | 148.6523 | 148.6523 | 148.6523 | 148.6523 | 148.6523 | 148.6523 | 148.6523 | 148.6523 | 148.6523 | 148.6523 | 148.6523 | 148.6523 | 148.6523 | 148.6523 | 148.6523 | 148.6523 | 148.6523 | 148.6523 | 148.6523 | 148.6523 | 148.6523 | 148.6523 | 148.6523 | 148.6523 | 148.6523 | 148.6523 | 148.6523 | 148.6523 | 148.6523 | 148.6523 | 148.6523 | 148.6523 | 148.6523 | 148.6523 | 148.6523 | 148.6523 | 148.6523 | 148.6523 | 148.6523 | 148.6523 | 148.6523 | 148.6523 | 148.6523 | 148.6523 | 148.6523 | 148.6523 | 148.6523 | 148.6523 | 148.6523 | 148.6523 | 148.6523 | 148.6523 | 148.6523 | 148.6523 | 148.6523 | 148.6523 | 148.6523 | 148.6523 | 148.6523 | 148.6523 | 148.6523 | 148.6523 | 148.6523 | 148.6523 | 148.6523 | 148.6523 | 148.6523 | 148.6523 | 148.6523 | 148.6523 | 148.6523 | 148.6523 | 148.6523 | 148.6523 | 148.6523 | 148.6523 | 148.6523 | 148.6523 | 148.6523 | 148.6523 | 148.6523 | 148.6523 | 148.6523 | 148.6523 | 148.6523 | 148.6523 | 148.6523 | 148.6523 | 148.6523 | 148.6523 | 148.6523 | 148.6523 | 148.6523 | 148.6523 | 148.6523 | 148.6523 | 148.6523 | 148.6523 | 148.6523 | 148.6523 | 148.6523 | 148.6523 | 148.6523 | 148.6523 | 148.6523 | 148.6523 | 148.6523 | 148.6523 | 148.6523 | 148.6523 | 148.6523 | 148.6523 | 148.6523 | 148.6523 | 148.6523 | 148.6523 | 148.6523 | 148.6523 | 148.6523 | 148.6523 | 148.6523 | 148.6523 | 148.6523 | 148.6523 | 148.6523 | 148.6523 | 148.6523 | 148.6523 | 148.6523 | 148.6523 | 148.6523 | 148.6523 | 148.6523 | 148.6523 | 148.6523 | 148.6523 | 148.6523 | 148.6523 | 148.6523 | 148.6523 | 148.6523 | 148.6523 | 148.6523 | 148.6523 | 148.6523 | 148.6523 | 148.6523 | 148.6523 | 148.6523 | 148.6523 | 148.6523 | 148.6523 | 148.6523 | 148.6523 | 148.6523 | 148.6523 | 148.6523 | 148.6523 | 148.6523 | 148.6523 | 148.6523 | 148.6523 | 148.6523 | 148.6523 | 148.6523 | 148.6523 | 148.6523 | 148.6523 | 148.6523 | 148.6523 | 148.6523 | 148.6523 | 148.6523 | 148.6523 | 148.6523 | 148.6523 | 148.6523 | 148.6523 | 148.6523 | 148.6523 | 148.6523 | 148.6523 | 148.6523 | 148.6523 | 148.6523 | 148.6523 | 148.6523 | 148.6523 | 148.6523 | 148.6523 | 148.6523 | 148.6523 | 148.6523 | 148.6523 | 148.6523 | 148.6523 | 148.6523 | 148.6523 | 148.6523 | 148.6523 | 148.6523 | 148.6523 | 148.6523 | 148.6523 | 148.6523 | 148.6523 | 148.6523 | 148.6523 | 148.6523 | 148.6523 | 148.6523 | 148.6523 | 148.6523 | 148.6523 | 148.6523 | 148.6523 | 148.6523 | 148.6523 | 148.6523 | 148.6523 | 148.6523 | 148.6523 | 148.6523 | 148.6523 | 148.6523 | 148.6523 | 148.6523 | 148.6523 | 148.6523 | 148.6523 | 148.6523 | 148.6523 | 148.6523 | 148.6523 | 148.6523 | 148.6523 | 148.6523 | 148.6523 | 148.6523 | 148.6523 | 148.6523 | 148.6523 | 148.6523 | 148.6523 | 148.6523 | 148.6523 | 148.6523 | 148.6523 | 148.6523 | 148.6523 | 148.6523 | 148.6523 | 148.6523 | 148.6523 | 148.6523 | 148.6523 | 148.6523 | 148.6523 | 148.6523 | 148.6523 | 148.6523 | 148.6523 | 148.6523 | 148.6523 | 148.6523 | 148.6523 | 148.6523 | 148.6523 | 148.6523 | 148.6523 | 148.6523 | 148.6523 | 148.6523 | 148.6523 | 148.6523 | 148.6523 | 148.6523 | 148.6523 | 148.6523 | 148.6523 | 148.6523 | 148.6523 | 148.6523 | 148.6523 | 148.6523 | 148.6523 | 148.6523 | 148.6523 | 148.6523 | 148.6523 | 148.6523 | 148.6523 | 148.6523 | 148.6523 | 148.6523 | 148.6523 | 148.6523 | 148.6523 | 148.6523 | 148.6523 | 148.6523 | 148.6523 | 148.6523 | 148.6523 | 148.6523 | 148.6523 | 148.6523 | 148.6523 | 148.6523 | 148.6523 | 148.6523 | 148.6523 | 148.6523 | 148.6523 | 148.6523 | 148.6523 | 148.6523 | 148.6523 | 148.6523 | 148.6523 | 148.6523 | 148.6523 | 148.6523 | 148.6523 | 148.6523 | 148.6523 | 148.6523 | 148.6523 | 148.6523 | 148.6523 | 148.6523 | 148.6523 | 148.6523 | 148.6523 | 148.6523 | 148.6523 | 148.6523 | 148.6523 | 148.6523 | 148.6523 | 148.6523 | 148.6523 | 148.6523 | 148.6523 | 148.6523 | 148.6523 | 148.6523 | 148.6523 | 148.6523 | 148.6523 | 148.6523 | 148.6523 | 148.6523 | 148.6523 | 148.6523 | 148.6523 | 148.6523 | 148.6523 | 148.6523 | 148.6523 | 148.6523 | 148.6523 | 148.6523 | 148.6523 | 148.6523 | 148.6523 | 148.6523 | 148.6523 | 148.6523 | 148.6523 | 148.6523 | 148.6523 | 148.6523 | 148.6523 | 148.6523 | 148.6523 | 148.6523 | 148.6523 | 148.6523 | 148.6523 | 148.6523 | 148.6523 | 148.6523 | 148.6523 | 148.6523 | 148.6523 | 148.6523 | 148.6523 | 148.6523 | 148.6523 | 148.6523 | 148.6523 | 148.6523 | 148.6523 | 148.6523 | 148.6523 | 148.6523 | 148.6523 | 148.6523 | 148.6523 | 148.6523 | 148.6523 | 148.6523 | 148.6523 | 148.6523 | 148.6523 | 148.6523 | 148.6523 | 148.6523 | 148.6523 | 148.6523 | 148.6523 | 148.6523 | 148.6523 | 148.6523 | 148.6523 | 148.6523 | 148.6523 | 148.6523 | 148.6523 | 148.6523 | 148.6523 | 148.6523 | 148.6523 | 148.6523 | 148.6523 | 148.6523 | 148.6523 | 148.6523 | 148.6523 | 148.6523 | 148.6523 | 148.6523 | 148.6523 | 148.6523 | 148.6523 | 148.6523 | 148.6523 | 148.6523 | 148.6523 | 148.6523 | 148.6523 | 148.6523 | 148.6523 | 148.6523 | 148.6523 | 148.6523 | 148.6523 | 148.6523 | 148.6523 | 148.6523 | 148.6523 | 148.6523 | 148.6523 | 148.6523 | 148.6523 | 148.6523 | 148.6523 | 148.6523 | 148.6523 | 148.6523 | 148.6523 | 148.6523 | 148.6523 | 148.6523 | 148.6523 | 148.6523 | 148.6523 | 148.6523 | 148.6523 | 148.6523 | 148.6523 | 148.6523 | 148.6523 | 148.6523 | 148.6523 | 148.6523 | 148.6523 | 148.6523 | 148.6523 | 148.6523 | 148.6523 | 148.6523 | 148.6523 | 148.6523 | 148.6523 | 148.6523 | 148.6523 | 148.6523 | 148.6523 | 148.6523 | 148.6523 | 148.6523 | 148.6523 | 148.6523 | 148.6523 | 148.6523 | 148.6523 | 148.6523 | 148.6523 | 148.6523 | 148.6523 | 148.6523 | 148.6523 | 148.6523 | 148.6523 | 148.6523 | 148.6523 | 148.6523 | 148.6523 | 148.6523 | 148.6523 | 148.6523 | 148.6523 | 148.6523 | 148.6523 | 148.6523 | 148.6523 | 148.6523 | 148.6523 | 148.6523 | 148.6523 | 148.6523 | 148.6523 | 148.6523 | 148.6523 | 148.6523 | 148.6523 | 148.6523 | 148.6523 | 148.6523 | 148.6523 | 148.6523 | 148.6523 | 148.6523 | 148.6523 | 148.6523 | 148.6523 | 148.6523 | 148.6523 | 148.6523 | 148.6523 | 148.6523 | 148.6523 | 148.6523 | 148.6523 | 148.6523 | 148.6523 | 148.6523 | 148.6523 | 148.6523 | 148.6523 | 148.6523 | 148.6523 | 148.6523 | 148.6523 | 148.6523 | 148.6523 | 148.6523 | 148.6523 | 148.6523 | 148.6523 | 148.6523 | 148.6523 | 148.6523 | 148.6523 | 148.6523 | 148.6523 | 148.6523 | 148.6523 | 148.6523 | 148.6523 | 148.6523 | 148.6523 | 148.6523 | 148.6523 | 148.6523 | 148.6523 | 148.6523 | 148.6523 | 148.6523 | 148.6523 | 148.6523 | 148.6523 | 148.6523 | 148.6523 | 148.6523 | 148.6523 | 148.6523 | 148.6523 | 148.6523 | 148.6523 | 148.6523 | 148.6523 | 148.6523 | 148.6523 | 148.6523 | 148.6523 | 148.6523 | 148.6523 | 148.6523 | 148.6523 | 148.6523 | 148.6523 | 148.6523 | 148.6523 | 148.6523 | 148.6523 | 148.6523 | 148.6523 | 148.6523 | 148.6523 | 148.6523 | 148.6523 | 148.6523 | 148.6523 | 148.6523 | 148.6523 | 148.6523 | 148.6523 | 148.6523 | 148.6523 | 148.6523 | 148.6523 | 148.6523 | 148.6523 | 148.6523 | 148.6523 | 148.6523 | 148.6523 | 148.6523 | 148.6523 | 148.6523 | 148.6523 | 148.6523 | 148.6523 | 148.6523 | 148.6523 | 148.6523 | 148.6523 | 148.6523 | 148.6523 | 148.6523 | 148.6523 | 148.6523 | 148.6523 | 148.6523 | 148.6523 | 148.6523 | 148.6523 | 148.6523 | 148.6523 | 148.6523 | 148.6523 | 148.6523 | 148.6523 | 148.6523 | 148.6523 | 148.6523 | 148.6523 | 148.6523 | 148.6523 | 148.6523 | 148.6523 | 148.6523 | 148.6523 | 148.6523 | 148.6523 | 148.6523 | 148.6523 | 148.6523 | 148.6523 | 148.6523 | 148.6523 | 148.6523 | 148.6523 | 148.6523 | 148.6523 | 148.6523 | 148.6523 | 148.6523 | 148.6523 | 148.6523 | 148.6523 | 148.6523 | 148.6523 | 148.6523 | 148.6523 | 148.6523 | 148.6523 | 148.6523 | 148.6523 | 148.6523 | 148.6523 | 148.6523 | 148.6523 | 148.6523 | 148.6523 | 148.6523 | 148.6523 | 148.6523 | 148.6523 | 148.6523 | 148.6523 | 148.6523 | 148.6523 | 148.6523 | 148.6523 | 148.6523 | 148.6523 | 148.6523 | 148.6523 | 148.6523 | 148.6523 | 148.6523 | 148.6523 | 148.6523 | 148.6523 | 148.6523 | 148.6523 | 148.6523 | 148.6523 | 148.6523 | 148.6523 | 148.6523 | 148.6523 | 148.6523 | 148.6523 | 148.6523 | 148.6523 | 148.6523 | 148.6523 | 148.6523 | 148.6523 | 148.6523 | 148.6523 | 148.6523 | 148.6523 | 148.6523 | 148.6523 | 148.6523 | 148.6523 | 148.6523 | 148.6523 | 148.6523 | 148.6523 | 148.6523 | 148.6523 | 148.6523 | 148.6523 | 148.6523 | 148.6523 | 148.6523 | 148.6523 | 148.6523 | 148.6523 | 148.6523 | 148.6523 | 148.6523 | 148.6523 | 148.6523 | 148.6523 | 148.6523 | 148.6523 | 148.6523 | 148.6523 | 148.6523 | 148.6523 | 148.6523 | 148.6523 | 148.6523 | 148.6523 | 148.6523 | 148.6523 | 148.6523 | 148.6523 | 148.6523 | 148.6523 | 148.6523 | 148.6523 | 148.6523 | 148.6523 | 148.6523 | 148.6523 | 148.6523 | 148.6523 | 148.6523 | 148.6523 | 148.6523 | 148.6523 | 148.6523 | 148.6523 | 148.6523 | 148.6523 | 148.6523 | 148.6523 | 148.6523 | 148.6523 | 148.6523 | 148.6523 | 148.6523 | 148.6523 | 148.6523 | 148.6523 | 148.6523 | 148.6523 | 148.6523 | 148.6523 | 148.6523 | 148.6523 | 148.6523 | 148.6523 | 148.6523 | 148.6523 | 148.6523 | 148.6523 | 148.6523 | 148.6523 | 148.6523 | 148.6523 | 148.6523 | 148.6523 | 148.6523 | 148.6523 | 148.6523 | 148.6523 | 148.6523 | 148.6523 | 148.6523 | 148.6523 | 148.6523 | 148.6523 | 148.6523 | 148.6523 | 148.6523 | 148.6523 | 148.6523 | 148.6523 | 148.6523 | 148.6523 | 148.6523 | 148.6523 | 148.6523 | 148.6523 | 148.6523 | 148.6523 | 148.6523 | 148.6523 | 148.6523 | 148.6523 | 148.6523 | 148.6523 | 148.6523 | 148.6523 | 148.6523 | 148.6523 | 148.6523 | 148.6523 | 148.6523 | 148.6523 | 148.6523 | 148.6523 | 148.6523 | 148.6523 | 148.6523 | 148.6523 | 148.6523 | 148.6523 | 148.6523 | 148.6523 | 148.6523 | 148.6523 | 148.6523 | 148.6523 | 148.6523 | 148.6523 | 148.6523 | 148.6523 | 148.6523 | 148.6523 | 148.6523 | 148.6523 | 148.6523 | 148.6523 | 148.6523 | 148.6523 | 148.6523 | 148.6523 | 148.6523 | 148.6523 | 148.6523 | 148.6523 | 148.6523 | 148.6523 | 148.6523 | 148.6523 | 148.6523 | 148.6523 | 148.6523 | 148.6523 | 148.6523 | 148.6523 | 148.6523 | 148.6523 | 148.6523 | 148.6523 | 148.6523 | 148.6523 | 148.6523 | 148.6523 | 148.6523 | 148.6523 | 148.6523 | 148.6523 | 148.6523 | 148.6523 | 148.6523 | 148.6523 | 148.6523 | 148.6523 | 148.6523 | 148.6523 | 148.6523 | 148.6523 | 148.6523 | 148.6523 | 148.6523 | 148.6523 | 148.6523 | 148.6523 | 148.6523 | 148.6523 | 148.6523 | 148.6523 | 148.6523 | 148.6523 | 148.6523 | 148.6523 | 148.6523 | 148.6523 | 148.6523 | 148.6523 | 148.6523 | 148.6523 | 148.6523 | 148.6523 | 148.6523 | 148.6523 | 148.6523 | 148.6523 | 148.6523 | 148.6523 | 148.6523 | 148.6523 | 148.6523 | 148.6523 | 148.6523 | 148.6523 | 148.6523 | 148.6523 | 148.6523 | 148.6523 | 148.6523 | 148.6523 | 148.6523 | 148.6523 | 148.6523 | 148.6523 | 148.6523 | 148.6523 | 148.6523 | 148.6523 | 148.6523 | 148.6523 | 148.6523 | 148.6523 | 148.6523 | 148.6523 | 148.6523 | 148.6523 | 148.6523 | 148.6523 | 148.6523 | 148.6523 | 148.6523 | 148.6523 | 148.6523 | 148.6523 | 148.6523 | 148.6523 | 148.6523 | 148.6523 | 148.6523 | 148.6523 | 148.6523 | 148.6523 | 148.6523 | 148.6523 | 148.6523 | 148.6523 | 148.6523 | 148.6523 | 148.6523 | 148.6523 | 148.6523 | 148.6523 | 148.6523 | 148.6523 | 148.6523 | 148.6523 | 148.6523 | 148.6523 | 148.6523 | 148.6523 | 148.6523 | 148.6523 | 148.6523 | 148.6523 | 148.6523 | 148.6523 | 148.6523 | 148.6523 | 148.6523 | 148.6523 | 148.6523 | 148.6523 | 148.6523 | 148.6523 | 148.6523 | 148.6523 | 148.6523 | 148.6523 | 148.6523 | 148.6523 | 148.6523 | 148.6523 | 148.6523 | 148.6523 | 148.6523 | 148.6523 | 148.6523 | 148.6523 | 148.6523 | 148.6523 | 148.6523 | 148.6523 | 148.6523 | 148.6523 | 148.6523 | 148.6523 | 148.6523 | 148.6523 | 148.6523 | 148.6523
Number of infected individuals | N_inf | constant | 1 |  | - | Number of infected people in the space | N_inf | bar: 1 to 10000
Total number of occupants | N | constant | 32 |  | - | Total number of occupants in the space | N | 32 | 32 | 32 | 32 | 32 | 32 | 32 | 32 | 32 | 32 | 32 | 32 | 32 | 32 | 32 | 32 | 32 | 32 | 32 | 32 | 32 | 32 | 32 | 32 | 32 | 32 | 32 | 32 | 32 | 32 | 32 | 32 | 32 | 32 | 32 | 32 | 32 | 32 | 32 | 32 | 32 | 32 | 32 | 32 | 32 | 32 | 32 | 32 | 32 | 32 | 32 | 32 | 32 | 32 | 32 | 32 | 32 | 32 | 32 | 32 | 32 | 32 | 32 | 32 | 32 | 32 | 32 | 32 | 32 | 32 | 32 | 32 | 32 | 32 | 32 | 32 | 32 | 32 | 32 | 32 | 32 | 32 | 32 | 32 | 32 | 32 | 32 | 32 | 32 | 32 | 32 | 32 | 32 | 32 | 32 | 32 | 32 | 32 | 32 | 32 | 32 | 32 | 32 | 32 | 32 | 32 | 32 | 32 | 32 | 32 | 32 | 32 | 32 | 32 | 32 | 32 | 32 | 32 | 32 | 32 | 32 | 32 | 32 | 32 | 32 | 32 | 32 | 32 | 32 | 32 | 32 | 32 | 32 | 32 | 32 | 32 | 32 | 32 | 32 | 32 | 32 | 32 | 32 | 32 | 32 | 32 | 32 | 32 | 32 | 32 | 32 | 32 | 32 | 32 | 32 | 32 | 32 | 32 | 32 | 32 | 32 | 32 | 32 | 32 | 32 | 32 | 32 | 32 | 32 | 32 | 32 | 32 | 32 | 32 | 32 | 32 | 32 | 32 | 32 | 32 | 32 | 32 | 32 | 32 | 32 | 32 | 32 | 32 | 32 | 32 | 32 | 32 | 32 | 32 | 32 | 32 | 32 | 32 | 32 | 32 | 32 | 32 | 32 | 32 | 32 | 32 | 32 | 32 | 32 | 32 | 32 | 32 | 32 | 32 | 32 | 32 | 32 | 32 | 32 | 32 | 32 | 32 | 32 | 32 | 32 | 32 | 32 | 32 | 32 | 32 | 32 | 32 | 32 | 32 | 32 | 32 | 32 | 32 | 32 | 32 | 32 | 32 | 32 | 32 | 32 | 32 | 32 | 32 | 32 | 32 | 32 | 32 | 32 | 32 | 32 | 32 | 32 | 32 | 32 | 32 | 32 | 32 | 32 | 32 | 32 | 32 | 32 | 32 | 32 | 32 | 32 | 32 | 32 | 32 | 32 | 32 | 32 | 32 | 32 | 32 | 32 | 32 | 32 | 32 | 32 | 32 | 32 | 32 | 32 | 32 | 32 | 32 | 32 | 32 | 32 | 32 | 32 | 32 | 32 | 32 | 32 | 32 | 32 | 32 | 32 | 32 | 32 | 32 | 32 | 32 | 32 | 32 | 32 | 32 | 32 | 32 | 32 | 32 | 32 | 32 | 32 | 32 | 32 | 32 | 32 | 32 | 32 | 32 | 32 | 32 | 32 | 32 | 32 | 32 | 32 | 32 | 32 | 32 | 32 | 32 | 32 | 32 | 32 | 32 | 32 | 32 | 32 | 32 | 32 | 32 | 32 | 32 | 32 | 32 | 32 | 32 | 32 | 32 | 32 | 32 | 32 | 32 | 32 | 32 | 32 | 32 | 32 | 32 | 32 | 32 | 32 | 32 | 32 | 32 | 32 | 32 | 32 | 32 | 32 | 32 | 32 | 32 | 32 | 32 | 32 | 32 | 32 | 32 | 32 | 32 | 32 | 32 | 32 | 32 | 32 | 32 | 32 | 32 | 32 | 32 | 32 | 32 | 32 | 32 | 32 | 32 | 32 | 32 | 32 | 32 | 32 | 32 | 32 | 32 | 32 | 32 | 32 | 32 | 32 | 32 | 32 | 32 | 32 | 32 | 32 | 32 | 32 | 32 | 32 | 32 | 32 | 32 | 32 | 32 | 32 | 32 | 32 | 32 | 32 | 32 | 32 | 32 | 32 | 32 | 32 | 32 | 32 | 32 | 32 | 32 | 32 | 32 | 32 | 32 | 32 | 32 | 32 | 32 | 32 | 32 | 32 | 32 | 32 | 32 | 32 | 32 | 32 | 32 | 32 | 32 | 32 | 32 | 32 | 32 | 32 | 32 | 32 | 32 | 32 | 32 | 32 | 32 | 32 | 32 | 32 | 32 | 32 | 32 | 32 | 32 | 32 | 32 | 32 | 32 | 32 | 32 | 32 | 32 | 32 | 32 | 32 | 32 | 32 | 32 | 32 | 32 | 32 | 32 | 32 | 32 | 32 | 32 | 32 | 32 | 32 | 32 | 32 | 32 | 32 | 32 | 32 | 32 | 32 | 32 | 32 | 32 | 32 | 32 | 32 | 32 | 32 | 32 | 32 | 32 | 32 | 32 | 32 | 32 | 32 | 32 | 32 | 32 | 32 | 32 | 32 | 32 | 32 | 32 | 32 | 32 | 32 | 32 | 32 | 32 | 32 | 32 | 32 | 32 | 32 | 32 | 32 | 32 | 32 | 32 | 32 | 32 | 32 | 32 | 32 | 32 | 32 | 32 | 32 | 32 | 32 | 32 | 32 | 32 | 32 | 32 | 32 | 32 | 32 | 32 | 32 | 32 | 32 | 32 | 32 | 32 | 32 | 32 | 32 | 32 | 32 | 32 | 32 | 32 | 32 | 32 | 32 | 32 | 32 | 32 | 32 | 32 | 32 | 32 | 32 | 32 | 32 | 32 | 32 | 32 | 32 | 32 | 32 | 32 | 32 | 32 | 32 | 32 | 32 | 32 | 32 | 32 | 32 | 32 | 32 | 32 | 32 | 32 | 32 | 32 | 32 | 32 | 32 | 32 | 32 | 32 | 32 | 32 | 32 | 32 | 32 | 32 | 32 | 32 | 32 | 32 | 32 | 32 | 32 | 32 | 32 | 32 | 32 | 32 | 32 | 32 | 32 | 32 | 32 | 32 | 32 | 32 | 32 | 32 | 32 | 32 | 32 | 32 | 32 | 32 | 32 | 32 | 32 | 32 | 32 | 32 | 32 | 32 | 32 | 32 | 32 | 32 | 32 | 32 | 32 | 32 | 32 | 32 | 32 | 32 | 32 | 32 | 32 | 32 | 32 | 32 | 32 | 32 | 32 | 32 | 32 | 32 | 32 | 32 | 32 | 32 | 32 | 32 | 32 | 32 | 32 | 32 | 32 | 32 | 32 | 32 | 32 | 32 | 32 | 32 | 32 | 32 | 32 | 32 | 32 | 32 | 32 | 32 | 32 | 32 | 32 | 32 | 32 | 32 | 32 | 32 | 32 | 32 | 32 | 32 | 32 | 32 | 32 | 32 | 32 | 32 | 32 | 32 | 32 | 32 | 32 | 32 | 32 | 32 | 32 | 32 | 32 | 32 | 32 | 32 | 32 | 32 | 32 | 32 | 32 | 32 | 32 | 32 | 32 | 32 | 32 | 32 | 32 | 32 | 32 | 32 | 32 | 32 | 32 | 32 | 32 | 32 | 32 | 32 | 32 | 32 | 32 | 32 | 32 | 32 | 32 | 32 | 32 | 32 | 32 | 32 | 32 | 32 | 32 | 32 | 32 | 32 | 32 | 32 | 32 | 32 | 32 | 32 | 32 | 32 | 32 | 32 | 32 | 32 | 32 | 32 | 32 | 32 | 32 | 32 | 32 | 32 | 32 | 32 | 32 | 32 | 32 | 32 | 32 | 32 | 32 | 32 | 32 | 32 | 32 | 32 | 32 | 32 | 32 | 32 | 32 | 32 | 32 | 32 | 32 | 32 | 32 | 32 | 32 | 32 | 32 | 32 | 32 | 32 | 32 | 32 | 32 | 32 | 32 | 32 | 32 | 32 | 32 | 32 | 32 | 32 | 32 | 32 | 32 | 32 | 32 | 32 | 32 | 32 | 32 | 32 | 32 | 32 | 32 | 32 | 32 | 32 | 32 | 32 | 32 | 32 | 32 | 32 | 32 | 32 | 32 | 32 | 32 | 32 | 32 | 32 | 32 | 32 | 32 | 32 | 32 | 32 | 32 | 32 | 32 | 32 | 32 | 32 | 32 | 32 | 32 | 32 | 32 | 32 | 32 | 32 | 32 | 32 | 32 | 32 | 32 | 32 | 32 | 32 | 32 | 32 | 32 | 32 | 32 | 32 | 32 | 32 | 32 | 32 | 32 | 32 | 32 | 32 | 32 | 32 | 32 | 32 | 32 | 32 | 32 | 32 | 32 | 32 | 32 | 32 | 32 | 32 | 32 | 32 | 32 | 32 | 32 | 32 | 32 | 32 | 32 | 32 | 32 | 32 | 32 | 32 | 32 | 32 | 32 | 32 | 32 | 32 | 32 | 32 | 32 | 32 | 32 | 32 | 32 | 32 | 32 | 32 | 32 | 32 | 32 | 32 | 32 | 32 | 32 | 32 | 32 | 32 | 32 | 32 | 32 | 32 | 32 | 32 | 32 | 32 | 32 | 32 | 32 | 32 | 32 | 32 | 32 | 32 | 32 | 32 | 32 | 32 | 32 | 32 | 32 | 32 | 32 | 32 | 32 | 32 | 32 | 32 | 32 | 32 | 32 | 32 | 32 | 32 | 32 | 32 | 32 | 32 | 32 | 32 | 32 | 32 | 32 | 32 | 32 | 32 | 32 | 32 | 32 | 32 | 32 | 32 | 32 | 32 | 32 | 32 | 32 | 32 | 32 | 32 | 32 | 32 | 32 | 32 | 32 | 32 | 32 | 32 | 32 | 32 | 32 | 32 | 32 | 32 | 32 | 32 | 32 | 32 | 32 | 32 | 32 | 32 | 32 | 32 | 32 | 32 | 32 | 32 | 32 | 32 | 32 | 32 | 32 | 32 | 32 | 32 | 32 | 32 | 32 | 32 | 32 | 32 | 32 | 32 | 32 | 32 | 32 | 32 | 32 | 32 | 32 | 32 | 32 | 32 | 32 | 32 | 32 | 32 | 32 | 32 | 32 | 32 | 32 | 32 | 32 | 32 | 32 | 32 | 32 | 32 | 32 | 32 | 32 | 32 | 32 | 32 | 32 | 32 | 32 | 32 | 32 | 32 | 32 | 32 | 32 | 32 | 32 | 32 | 32 | 32 | 32 | 32 | 32 | 32 | 32 | 32 | 32 | 32 | 32 | 32 | 32 | 32 | 32 | 32 | 32 | 32 | 32 | 32 | 32 | 32 | 32 | 32 | 32 | 32 | 32 | 32 | 32 | 32 | 32 | 32 | 32 | 32 | 32 | 32 | 32 | 32 | 32 | 32 | 32 | 32 | 32 | 32 | 32 | 32 | 32 | 32 | 32 | 32 | 32 | 32 | 32 | 32 | 32 | 32 | 32 | 32 | 32 | 32 | 32 | 32 | 32 | 32 | 32 | 32 | 32 | 32 | 32 | 32 | 32 | 32 | 32 | 32 | 32 | 32 | 32 | 32 | 32 | 32 | 32 | 32 | 32 | 32 | 32 | 32 | 32 | 32 | 32 | 32 | 32 | 32 | 32 | 32 | 32 | 32 | 32 | 32 | 32 | 32 | 32 | 32 | 32 | 32 | 32 | 32 | 32 | 32 | 32 | 32 | 32 | 32 | 32 | 32 | 32 | 32 | 32 | 32 | 32 | 32 | 32 | 32 | 32 | 32 | 32 | 32 | 32 | 32 | 32 | 32 | 32 | 32 | 32 | 32 | 32 | 32 | 32 | 32 | 32 | 32 | 32 | 32 | 32 | 32 | 32 | 32 | 32 | 32 | 32 | 32 | 32 | 32 | 32 | 32 | 32 | 32 | 32 | 32 | 32 | 32 | 32 | 32 | 32 | 32 | 32 | 32 | 32 | 32 | 32 | 32 | 32 | 32 | 32 | 32 | 32 | 32 | 32 | 32 | 32 | 32 | 32 | 32 | 32 | 32 | 32 | 32 | 32 | 32 | 32 | 32 | 32 | 32 | 32 | 32 | 32 | 32 | 32 | 32 | 32 | 32 | 32 | 32 | 32 | 32 | 32 | 32 | 32 | 32 | 32 | 32 | 32 | 32 | 32 | 32 | 32 | 32 | 32 | 32 | 32 | 32 | 32 | 32 | 32 | 32 | 32 | 32 | 32 | 32 | 32 | 32 | 32 | 32 | 32 | 32 | 32 | 32 | 32 | 32 | 32 | 32 | 32 | 32 | 32 | 32 | 32 | 32 | 32 | 32 | 32 | 32 | 32 | 32 | 32 | 32 | 32 | 32 | 32 | 32 | 32 | 32 | 32 | 32 | 32 | 32 | 32 | 32 | 32 | 32 | 32 | 32 | 32 | 32 | 32 | 32 | 32 | 32 | 32 | 32 | 32 | 32 | 32 | 32 | 32 | 32 | 32 | 32 | 32 | 32 | 32 | 32 | 32 | 32 | 32 | 32 | 32 | 32 | 32 | 32 | 32 | 32 | 32 | 32 | 32 | 32 | 32 | 32 | 32 | 32 | 32 | 32 | 32 | 32 | 32 | 32 | 32 | 32 | 32 | 32 | 32 | 32 | 32 | 32 | 32 | 32 | 32 | 32 | 32 | 32 | 32 | 32 | 32 | 32 | 32 | 32 | 32 | 32 | 32 | 32 | 32 | 32 | 32 | 32 | 32 | 32 | 32 | 32 | 32 | 32 | 32 | 32 | 32 | 32 | 32 | 32 | 32 | 32 | 32 | 32 | 32 | 32 | 32 | 32 | 32 | 32 | 32 | 32 | 32 | 32 | 32 | 32 | 32 | 32 | 32 | 32 | 32 | 32 | 32 | 32 | 32 | 32 | 32 | 32 | 32 | 32 | 32 | 32 | 32 | 32 | 32 | 32 | 32 | 32 | 32 | 32 | 32 | 32 | 32 | 32 | 32 | 32 | 32 | 32 | 32 | 32 | 32 | 32 | 32 | 32 | 32 | 32 | 32 | 32 | 32 | 32 | 32 | 32 | 32 | 32 | 32 | 32 | 32 | 32 | 32 | 32 | 32 | 32 | 32 | 32 | 32 | 32 | 32 | 32 | 32 | 32 | 32 | 32 | 32 | 32 | 32 | 32 | 32 | 32 | 32 | 32 | 32 | 32 | 32 | 32 | 32 | 32 | 32 | 32 | 32 | 32 | 32 | 32 | 32 | 32 | 32 | 32 | 32 | 32 | 32 | 32 | 32 | 32 | 32 | 32 | 32 | 32 | 32 | 32 | 32 | 32 | 32 | 32 | 32 | 32 | 32 | 32 | 32 | 32 | 32 | 32 | 32 | 32 | 32 | 32 | 32 | 32 | 32 | 32 | 32 | 32 | 32 | 32 | 32 | 32 | 32 | 32 | 32 | 32 | 32 | 32 | 32 | 32 | 32 | 32 | 32 | 32 | 32 | 32 | 32 | 32 | 32 | 32 | 32 | 32 | 32 | 32 | 32 | 32 | 32 | 32 | 32 | 32 | 32 | 32 | 32 | 32 | 32 | 32 | 32 | 32 | 32 | 32 | 32 | 32 | 32 | 32 | 32 | 32 | 32 | 32 | 32 | 32 | 32 | 32 | 32 | 32 | 32 | 32 | 32 | 32 | 32 | 32 | 32 | 32 | 32 | 32 | 32 | 32 | 32 | 32 | 32 | 32 | 32 | 32 | 32 | 32 | 32 | 32 | 32 | 32 | 32 | 32 | 32 | 32 | 32 | 32 | 32 | 32 | 32 | 32 | 32 | 32 | 32 | 32 | 32 | 32 | 32 | 32 | 32 | 32 | 32 | 32 | 32 | 32 | 32 | 32 | 32 | 32 | 32 | 32 | 32 | 32 | 32 | 32 | 32 | 32 | 32 | 32 | 32 | 32 | 32 | 32 | 32 | 32 | 32 | 32 | 32 | 32 | 32 | 32 | 32 | 32 | 32 | 32 | 32 | 32 | 32 | 32 | 32 | 32 | 32 | 32 | 32 | 32 | 32 | 32 | 32 | 32 | 32 | 32 | 32 | 32 | 32 | 32 | 32 | 32 | 32 | 32 | 32 | 32 | 32 | 32 | 32 | 32 | 32 | 32 | 32 | 32 | 32 | 32 | 32 | 32 | 32 | 32 | 32 | 32 | 32 | 32 | 32 | 32 | 32 | 32 | 32 | 32 | 32 | 32 | 32 | 32 | 32 | 32 | 32 | 32 | 32 | 32 | 32 | 32 | 32 | 32 | 32 | 32 | 32 | 32 | 32 | 32 | 32 | 32 | 32 | 32 | 32 | 32 | 32 | 32 | 32 | 32 | 32 | 32 | 32 | 32 | 32 | 32 | 32 | 32 | 32 | 32 | 32 | 32 | 32 | 32 | 32 | 32 | 32 | 32 | 32 | 32 | 32 | 32 | 32 | 32 | 32 | 32 | 32 | 32 | 32 | 32 | 32 | 32 | 32 | 32 | 32 | 32 | 32 | 32 | 32 | 32 | 32 | 32 | 32 | 32 | 32 | 32 | 32 | 32 | 32 | 32 | 32 | 32 | 32 | 32 | 32 | 32 | 32 | 32 | 32 | 32 | 32 | 32 | 32 | 32 | 32 | 32 | 32 | 32 | 32 | 32 | 32 | 32 | 32 | 32 | 32 | 32 | 32 | 32 | 32 | 32 | 32 | 32 | 32 | 32 | 32 | 32 | 32 | 32 | 32 | 32 | 32 | 32 | 32 | 32 | 32 | 32 | 32 | 32 | 32 | 32 | 32 | 32 | 32 | 32 | 32 | 32 | 32 | 32 | 32 | 32 | 32 | 32 | 32 | 32 | 32 | 32 | 32 | 32 | 32 | 32 | 32 | 32 | 32 | 32 | 32 | 32 | 32 | 32 | 32 | 32 | 32 | 32 | 32 | 32 | 32 | 32 | 32 | 32 | 32 | 32 | 32 | 32 | 32 | 32 | 32 | 32 | 32 | 32 | 32 | 32 | 32 | 32 | 32 | 32 | 32 | 32 | 32 | 32 | 32 | 32 | 32 | 32 | 32 | 32 | 32 | 32 | 32 | 32 | 32 | 32 | 32 | 32 | 32 | 32 | 32 | 32 | 32 | 32 | 32 | 32 | 32 | 32 | 32 | 32 | 32 | 32 | 32 | 32 | 32 | 32 | 32 | 32 | 32 | 32 | 32 | 32 | 32 | 32 | 32 | 32 | 32 | 32 | 32 | 32 | 32 | 32 | 32 | 32 | 32 | 32 | 32 | 32 | 32 | 32 | 32 | 32 | 32 | 32 | 32 | 32 | 32 | 32 | 32 | 32 | 32 | 32 | 32 | 32 | 32 | 32 | 32 | 32 | 32 | 32 | 32 | 32 | 32 | 32 | 32 | 32 | 32 | 32 | 32 | 32 | 32 | 32 | 32 | 32 | 32 | 32 | 32 | 32 | 32 | 32 | 32 | 32 | 32 | 32 | 32 | 32 | 32 | 32 | 32 | 32 | 32 | 32 | 32 | 32 | 32 | 32 | 32 | 32 | 32 | 32 | 32 | 32 | 32 | 32 | 32 | 32 | 32 | 32 | 32 | 32 | 32 | 32 | 32 | 32 | 32 | 32 | 32 | 32 | 32 | 32 | 32 | 32 | 32 | 32 | 32 | 32 | 32 | 32 | 32 | 32 | 32 | 32 | 32 | 32 | 32 | 32 | 32 | 32 | 32 | 32 | 32 | 32 | 32 | 32 | 32 | 32 | 32 | 32 | 32 | 32 | 32 | 32 | 32 | 32 | 32 | 32 | 32 | 32 | 32 | 32 | 32 | 32 | 32 | 32 | 32 | 32 | 32 | 32 | 32 | 32 | 32 | 32 | 32 | 32 | 32 | 32 | 32 | 32 | 32 | 32 | 32 | 32 | 32 | 32 | 32 | 32 | 32 | 32 | 32 | 32 | 32 | 32 | 32 | 32 | 32 | 32 | 32 | 32 | 32 | 32 | 32 | 32 | 32 | 32 | 32 | 32 | 32 | 32 | 32 | 32 | 32 | 32 | 32 | 32 | 32 | 32 | 32 | 32 | 32 | 32 | 32 | 32 | 32 | 32 | 32 | 32 | 32 | 32 | 32 | 32 | 32 | 32 | 32 | 32 | 32 | 32 | 32 | 32 | 32 | 32 | 32 | 32 | 32 | 32 | 32 | 32 | 32 | 32 | 32 | 32 | 32 | 32 | 32 | 32 | 32 | 32 | 32 | 32 | 32 | 32 | 32 | 32 | 32 | 32 | 32 | 32 | 32 | 32 | 32 | 32 | 32 | 32 | 32 | 32 | 32 | 32 | 32 | 32 | 32 | 32 | 32 | 32 | 32 | 32 | 32 | 32 | 32 | 32 | 32 | 32 | 32 | 32 | 32 | 32 | 32 | 32 | 32 | 32 | 32 | 32 | 32 | 32 | 32 | 32 | 32 | 32 | 32 | 32 | 32 | 32 | 32 | 32 | 32 | 32 | 32 | 32 | 32 | 32 | 32 | 32 | 32 | 32 | 32 | 32 | 32 | 32 | 32 | 32 | 32 | 32 | 32 | 32 | 32 | 32 | 32 | 32 | 32 | 32 | 32 | 32 | 32 | 32 | 32 | 32 | 32 | 32 | 32 | 32 | 32 | 32 | 32 | 32 | 32 | 32 | 32 | 32 | 32 | 32 | 32 | 32 | 32 | 32 | 32 | 32 | 32 | 32 | 32 | 32 | 32 | 32 | 32 | 32 | 32 | 32 | 32 | 32 | 32 | 32 | 32 | 32 | 32 | 32 | 32 | 32 | 32 | 32 | 32 | 32 | 32 | 32 | 32 | 32 | 32 | 32 | 32 | 32 | 32 | 32 | 32 | 32 | 32 | 32 | 32 | 32 | 32 | 32 | 32 | 32 | 32 | 32 | 32 | 32 | 32 | 32 | 32 | 32 | 32 | 32 | 32 | 32 | 32 | 32 | 32 | 32 | 32 | 32 | 32 | 32 | 32 | 32 | 32 | 32 | 32 | 32 | 32 | 32 | 32 | 32 | 32 | 32 | 32 | 32 | 32 | 32 | 32 | 32 | 32 | 32 | 32 | 32 | 32 | 32 | 32 | 32 | 32 | 32 | 32 | 32 | 32 | 32 | 32 | 32 | 32 | 32 | 32 | 32 | 32 | 32 | 32 | 32 | 32 | 32 | 32 | 32 | 32 | 32 | 32 | 32 | 32 | 32 | 32 | 32 | 32 | 32 | 32 | 32 | 32 | 32 | 32 | 32 | 32 | 32 | 32 | 32 | 32 | 32 | 32 | 32 | 32 | 32 | 32 | 32 | 32 | 32 | 32 | 32 | 32 | 32 | 32 | 32 | 32 | 32 | 32 | 32 | 32 | 32 | 32 | 32 | 32 | 32 | 32 | 32 | 32 | 32 | 32 | 32 | 32 | 32 | 32 | 32 | 32 | 32 | 32 | 32 | 32 | 32 | 32 | 32 | 32 | 32 | 32 | 32 | 32 | 32 | 32 | 32 | 32 | 32 | 32 | 32 | 32 | 32 | 32 | 32 | 32 | 32 | 32 | 32 | 32 | 32 | 32 | 32 | 32 | 32 | 32 | 32 | 32 | 32 | 32 | 32 | 32 | 32 | 32 | 32 | 32 | 32 | 32 | 32 | 32 | 32 | 32 | 32 | 32 | 32 | 32 | 32 | 32 | 32 | 32 | 32 | 32 | 32 | 32 | 32 | 32 | 32 | 32 | 32 | 32 | 32 | 32 | 32 | 32 | 32 | 32 | 32 | 32 | 32 | 32 | 32 | 32 | 32 | 32 | 32 | 32 | 32 | 32 | 32 | 32 | 32 | 32 | 32 | 32 | 32 | 32 | 32 | 32 | 32 | 32 | 32 | 32 | 32 | 32 | 32 | 32 | 32 | 32 | 32 | 32 | 32 | 32 | 32 | 32 | 32 | 32 | 32 | 32 | 32 | 32 | 32 | 32 | 32 | 32 | 32 | 32 | 32 | 32 | 32 | 32 | 32 | 32 | 32 | 32 | 32 | 32 | 32 | 32 | 32 | 32 | 32 | 32 | 32 | 32 | 32 | 32 | 32 | 32 | 32 | 32 | 32 | 32 | 32 | 32 | 32 | 32 | 32 | 32 | 32 | 32 | 32 | 32 | 32 | 32 | 32 | 32 | 32 | 32 | 32 | 32 | 32 | 32 | 32 | 32 | 32 | 32 | 32 | 32 | 32 | 32 | 32 | 32 | 32 | 32 | 32 | 32 | 32 | 32 | 32 | 32 | 32 | 32 | 32 | 32 | 32 | 32 | 32 | 32 | 32 | 32 | 32 | 32 | 32 | 32 | 32 | 32 | 32 | 32 | 32 | 32 | 32 | 32 | 32 | 32 | 32 | 32 | 32 | 32 | 32 | 32 | 32 | 32 | 32 | 32 | 32 | 32 | 32 | 32 | 32 | 32 | 32 | 32 | 32 | 32 | 32 | 32 | 32 | 32 | 32 | 32 | 32 | 32 | 32 | 32 | 32 | 32 | 32 | 32 | 32 | 32 | 32 | 32 | 32 | 32 | 32 | 32 | 32 | 32 | 32 | 32 | 32 | 32 | 32 | 32 | 32 | 32 | 32 | 32 | 32 | 32 | 32 | 32 | 32 | 32 | 32 | 32 | 32 | 32 | 32 | 32 | 32 | 32 | 32 | 32 | 32 | 32 | 32 | 32 | 32 | 32 | 32 | 32 | 32 | 32 | 32 | 32 | 32 | 32 | 32 | 32 | 32 | 32 | 32 | 32 | 32 | 32 | 32 | 32 | 32 | 32 | 32 | 32 | 32 | 32 | 32 | 32 | 32 | 32 | 32 | 32 | 32 | 32 | 32 | 32 | 32 | 32 | 32 | 32 | 32 | 32 | 32 | 32 | 32 | 32 | 32 | 32 | 32 | 32 | 32 | 32 | 32 | 32 | 32 | 32 | 32 | 32 | 32 | 32 | 32 | 32 | 32 | 32 | 32 | 32 | 32 | 32 | 32 | 32 | 32 | 32 | 32 | 32 | 32 | 32 | 32 | 32 | 32 | 32 | 32 | 32 | 32 | 32 | 32 | 32 | 32 | 32 | 32 | 32 | 32 | 32 | 32 | 32 | 32 | 32 | 32 | 32 | 32 | 32 | 32 | 32 | 32 | 32 | 32 | 32 | 32 | 32 | 32 | 32 | 32 | 32 | 32 | 32 | 32 | 32 | 32 | 32 | 32 | 32 | 32 | 32 | 32 | 32 | 32 | 32 | 32 | 32 | 32 | 32 | 32 | 32 | 32 | 32 | 32 | 32 | 32 | 32 | 32 | 32 | 32 | 32 | 32 | 32 | 32 | 32 | 32 | 32 | 32 | 32 | 32 | 32 | 32 | 32 | 32 | 32 | 32 | 32 | 32 | 32 | 32 | 32 | 32 | 32 | 32 | 32 | 32 | 32 | 32 | 32 | 32 | 32 | 32 | 32 | 32 | 32 | 32 | 32 | 32 | 32 | 32 | 32 | 32 | 32 | 32 | 32 | 32 | 32 | 32 | 32 | 32 | 32 | 32 | 32 | 32 | 32 | 32 | 32 | 32 | 32 | 32 | 32 | 32 | 32 | 32 | 32 | 32 | 32 | 32 | 32 | 32 | 32 | 32 | 32 | 32 | 32 | 32 | 32 | 32 | 32 | 32 | 32 | 32 | 32 | 32 | 32 | 32 | 32 | 32 | 32 | 32 | 32 | 32 | 32 | 32 | 32 | 32 | 32 | 32 | 32 | 32 | 32 | 32 | 32 | 32 | 32 | 32 | 32 | 32 | 32 | 32 | 32 | 32 | 32 | 32 | 32 | 32 | 32 | 32 | 32 | 32 | 32 | 32 | 32 | 32 | 32 | 32 | 32 | 32 | 32 | 32 | 32 | 32 | 32 | 32 | 32 | 32 | 32 | 32 | 32 | 32 | 32 | 32 | 32 | 32 | 32 | 32 | 32 | 32 | 32 | 32 | 32 | 32 | 32 | 32 | 32 | 32 | 32 | 32 | 32 | 32 | 32 | 32 | 32 | 32 | 32 | 32 | 32 | 32 | 32 | 32 | 32 | 32 | 32 | 32 | 32 | 32 | 32 | 32 | 32 | 32 | 32 | 32 | 32 | 32 | 32 | 32 | 32 | 32 | 32 | 32 | 32 | 32 | 32 | 32 | 32 | 32 | 32 | 32 | 32 | 32 | 32 | 32 | 32 | 32 | 32 | 32 | 32 | 32 | 32 | 32 | 32 | 32 | 32 | 32 | 32 | 32 | 32 | 32 | 32 | 32 | 32 | 32 | 32 | 32 | 32 | 32 | 32 | 32 | 32 | 32 | 32 | 32 | 32 | 32 | 32 | 32 | 32 | 32 | 32 | 32 | 32 | 32 | 32 | 32 | 32 | 32 | 32 | 32 | 32 | 32 | 32 | 32 | 32 | 32 | 32 | 32 | 32 | 32 | 32 | 32 | 32 | 32 | 32 | 32 | 32 | 32 | 32 | 32 | 32 | 32 | 32 | 32 | 32 | 32 | 32 | 32 | 32 | 32 | 32 | 32 | 32 | 32 | 32 | 32 | 32 | 32 | 32 | 32 | 32 | 32 | 32 | 32 | 32 | 32 | 32 | 32 | 32 | 32 | 32 | 32 | 32 | 32 | 32 | 32 | 32 | 32 | 32 | 32 | 32 | 32 | 32 | 32 | 32 | 32 | 32 | 32 | 32 | 32 | 32 | 32 | 32 | 32 | 32 | 32 | 32 | 32 | 32 | 32 | 32 | 32 | 32 | 32 | 32 | 32 | 32 | 32 | 32 | 32 | 32 | 32 | 32 | 32 | 32 | 32 | 32 | 32 | 32 | 32 | 32 | 32 | 32 | 32 | 32 | 32 | 32 | 32 | 32 | 32 | 32 | 32 | 32 | 32 | 32 | 32 | 32 | 32 | 32 | 32 | 32 | 32 | 32 | 32 | 32 | 32 | 32 | 32 | 32 | 32 | 32 | 32 | 32 | 32 | 32 | 32 | 32 | 32 | 32 | 32 | 32 | 32 | 32 | 32 | 32 | 32 | 32 | 32 | 32 | 32 | 32 | 32 | 32 | 32 | 32 | 32 | 32 | 32 | 32 | 32 | 32 | 32 | 32 | 32 | 32 | 32 | 32 | 32 | 32 | 32 | 32 | 32 | 32 | 32 | 32 | 32 | 32 | 32 | 32 | 32 | 32 | 32 | 32 | 32 | 32 | 32 | 32 | 32 | 32 | 32 | 32 | 32 | 32 | 32 | 32 | 32 | 32 | 32 | 32 | 32 | 32 | 32 | 32 | 32 | 32 | 32 | 32 | 32 | 32 | 32 | 32 | 32 | 32 | 32 | 32 | 32 | 32 | 32 | 32 | 32 | 32 | 32 | 32 | 32 | 32 | 32 | 32 | 32 | 32 | 32 | 32 | 32 | 32 | 32 | 32 | 32 | 32 | 32 | 32 | 32 | 32 | 32 | 32 | 32 | 32 | 32 | 32 | 32 | 32 | 32 | 32 | 32 | 32 | 32 | 32 | 32 | 32 | 32 | 32 | 32 | 32 | 32 | 32 | 32 | 32 | 32 | 32 | 32 | 32 | 32 | 32 | 32 | 32 | 32 | 32 | 32 | 32 | 32 | 32 | 32 | 32 | 32 | 32 | 32 | 32 | 32 | 32 | 32 | 32 | 32 | 32 | 32 | 32 | 32 | 32 | 32 | 32 | 32 | 32 | 32 | 32 | 32 | 32 | 32 | 32 | 32 | 32 | 32 | 32 | 32 | 32 | 32 | 32 | 32 | 32 | 32 | 32 | 32 | 32 | 32 | 32 | 32 | 32 | 32 | 32 | 32 | 32 | 32 | 32 | 32 | 32 | 32 | 32 | 32 | 32 | 32 | 32 | 32 | 32 | 32 | 32 | 32 | 32 | 32 | 32 | 32 | 32 | 32 | 32 | 32 | 32 | 32 | 32 | 32 | 32 | 32 | 32 | 32 | 32 | 32 | 32 | 32 | 32 | 32 | 32 | 32 | 32 | 32 | 32 | 32 | 32 | 32 | 32 | 32 | 32 | 32 | 32 | 32 | 32 | 32 | 32 | 32 | 32 | 32 | 32 | 32 | 32 | 32 | 32 | 32 | 32 | 32 | 32 | 32 | 32 | 32 | 32 | 32 | 32 | 32 | 32 | 32 | 32 | 32 | 32 | 32 | 32 | 32 | 32 | 32 | 32 | 32 | 32 | 32 | 32 | 32 | 32 | 32 | 32 | 32 | 32 | 32 | 32 | 32 | 32 | 32 | 32 | 32 | 32 | 32 | 32 | 32 | 32 | 32 | 32 | 32 | 32 | 32 | 32 | 32 | 32 | 32 | 32 | 32 | 32 | 32 | 32 | 32 | 32 | 32 | 32 | 32 | 32 | 32 | 32 | 32 | 32 | 32 | 32 | 32 | 32 | 32 | 32 | 32 | 32 | 32 | 32 | 32 | 32 | 32 | 32 | 32 | 32 | 32 | 32 | 32 | 32 | 32 | 32 | 32 | 32 | 32 | 32 | 32 | 32 | 32 | 32 | 32 | 32 | 32 | 32 | 32 | 32 | 32 | 32 | 32 | 32 | 32 | 32 | 32 | 32 | 32 | 32 | 32 | 32 | 32 | 32 | 32 | 32 | 32 | 32 | 32 | 32 | 32 | 32 | 32 | 32 | 32 | 32 | 32 | 32 | 32 | 32 | 32 | 32 | 32 | 32 | 32 | 32 | 32 | 32 | 32 | 32 | 32 | 32 | 32 | 32 | 32 | 32 | 32 | 32 | 32 | 32 | 32 | 32 | 32 | 32 | 32 | 32 | 32 | 32 | 32 | 32 | 32 | 32 | 32 | 32 | 32 | 32 | 32 | 32 | 32 | 32 | 32 | 32 | 32 | 32 | 32 | 32 | 32 | 32 | 32 | 32 | 32 | 32 | 32 | 32 | 32 | 32 | 32 | 32 | 32 | 32 | 32 | 32 | 32 | 32 | 32 | 32 | 32 | 32 | 32 | 32 | 32 | 32 | 32 | 32 | 32 | 32 | 32 | 32 | 32 | 32 | 32 | 32 | 32 | 32 | 32 | 32 | 32 | 32 | 32 | 32 | 32 | 32 | 32 | 32 | 32 | 32 | 32 | 32 | 32 | 32 | 32 | 32 | 32 | 32 | 32 | 32 | 32 | 32 | 32 | 32 | 32 | 32 | 32 | 32 | 32 | 32 | 32 | 32 | 32 | 32 | 32 | 32 | 32 | 32 | 32 | 32 | 32 | 32 | 32 | 32 | 32 | 32 | 32 | 32 | 32 | 32 | 32 | 32 | 32 | 32 | 32 | 32 | 32 | 32 | 32 | 32 | 32 | 32 | 32 | 32 | 32 | 32 | 32 | 32 | 32 | 32 | 32 | 32 | 32 | 32 | 32 | 32 | 32 | 32 | 32 | 32 | 32 | 32 | 32 | 32 | 32 | 32 | 32 | 32 | 32 | 32 | 32 | 32 | 32 | 32 | 32 | 32 | 32 | 32 | 32 | 32 | 32 | 32 | 32 | 32 | 32 | 32 | 32 | 32 | 32 | 32 | 32 | 32 | 32 | 32 | 32 | 32 | 32 | 32 | 32 | 32 | 32 | 32 | 32 | 32 | 32 | 32 | 32 | 32 | 32 | 32 | 32 | 32 | 32 | 32 | 32 | 32 | 32 | 32 | 32 | 32 | 32 | 32 | 32 | 32 | 32 | 32 | 32 | 32 | 32 | 32 | 32 | 32 | 32 | 32 | 32 | 32 | 32 | 32 | 32 | 32 | 32 | 32 | 32 | 32 | 32 | 32 | 32 | 32 | 32 | 32 | 32 | 32 | 32 | 32 | 32 | 32 | 32 | 32 | 32 | 32 | 32 | 32 | 32 | 32 | 32 | 32 | 32 | 32 | 32 | 32 | 32 | 32 | 32 | 32 | 32 | 32 | 32 | 32 | 32 | 32 | 32 | 32 | 32 | 32 | 32 | 32 | 32 | 32 | 32 | 32 | 32 | 32 | 32 | 32 | 32 | 32 | 32 | 32 | 32 | 32 | 32 | 32 | 32 | 32 | 32 | 32 | 32 | 32 | 32 | 32 | 32 | 32 | 32 | 32 | 32 | 32 | 32 | 32 | 32 | 32 | 32 | 32 | 32 | 32 | 32 | 32 | 32 | 32 | 32 | 32 | 32 | 32 | 32 | 32 | 32 | 32 | 32 | 32 | 32 | 32 | 32 | 32 | 32 | 32 | 32 | 32 | 32 | 32 | 32 | 32 | 32 | 32 | 32 | 32 | 32 | 32 | 32 | 32 | 32 | 32 | 32 | 32 | 32 | 32 | 32 | 32 | 32 | 32 | 32 | 32 | 32 | 32 | 32 | 32 | 32 | 32 | 32 | 32 | 32 | 32 | 32 | 32 | 32 | 32 | 32 | 32 | 32 | 32 | 32 | 32 | 32 | 32 | 32 | 32 | 32 | 32 | 32 | 32 | 32 | 32 | 32 | 32 | 32 | 32 | 32 | 32 | 32 | 32 | 32 | 32 | 32 | 32 | 32 | 32 | 32 | 32 | 32 | 32 | 32 | 32 | 32 | 32 | 32 | 32 | 32 | 32 | 32 | 32 | 32 | 32 | 32 | 32 | 32 | 32 | 32 | 32 | 32 | 32 | 32 | 32 | 32 | 32 | 32 | 32 | 32 | 32 | 32 | 32 | 32 | 32 | 32 | 32 | 32 | 32 | 32 | 32 | 32 | 32 | 32 | 32 | 32 | 32 | 32 | 32 | 32 | 32 | 32 | 32 | 32 | 32 | 32 | 32 | 32 | 32 | 32 | 32 | 32 | 32 | 32 | 32 | 32 | 32 | 32 | 32 | 32 | 32 | 32 | 32 | 32 | 32 | 32 | 32 | 32 | 32 | 32 | 32 | 32 | 32 | 32 | 32 | 32 | 32 | 32 | 32 | 32 | 32 | 32 | 32 | 32 | 32 | 32 | 32 | 32 | 32 | 32 | 32 | 32 | 32 | 32 | 32 | 32 | 32 | 32 | 32 | 32 | 32 | 32 | 32 | 32 | 32 | 32 | 32 | 32 | 32 | 32 | 32 | 32 | 32 | 32 | 32 | 32 | 32 | 32 | 32 | 32 | 32 | 32 | 32 | 32 | 32 | 32 | 32 | 32 | 32 | 32 | 32 | 32 | 32 | 32 | 32 | 32 | 32 | 32 | 32 | 32 | 32 | 32 | 32 | 32 | 32 | 32 | 32 | 32 | 32 | 32 | 32 | 32 | 32 | 32 | 32 | 32 | 32 | 32 | 32 | 32 | 32 | 32 | 32 | 32 | 32 | 32 | 32 | 32 | 32 | 32 | 32 | 32 | 32 | 32 | 32 | 32 | 32 | 32 | 32 | 32 | 32 | 32 | 32 | 32 | 32 | 32 | 32 | 32 | 32 | 32 | 32 | 32 | 32 | 32 | 32 | 32 | 32 | 32 | 32 | 32 | 32 | 32 | 32 | 32 | 32 | 32 | 32 | 32 | 32 | 32 | 32 | 32 | 32 | 32 | 32 | 32 | 32 | 32 | 32 | 32 | 32 | 32 | 32 | 32 | 32 | 32 | 32 | 32 | 32 | 32 | 32 | 32 | 32 | 32 | 32 | 32 | 32 | 32 | 32 | 32 | 32 | 32 | 32 | 32 | 32 | 32 | 32 | 32 | 32 | 32 | 32 | 32 | 32 | 32 | 32 | 32 | 32 | 32 | 32 | 32 | 32 | 32 | 32 | 32 | 32 | 32 | 32 | 32 | 32 | 32 | 32 | 32 | 32 | 32 | 32 | 32 | 32 | 32 | 32 | 32 | 32 | 32 | 32 | 32 | 32 | 32 | 32 | 32 | 32 | 32 | 32 | 32 | 32 | 32 | 32 | 32 | 32 | 32 | 32 | 32 | 32 | 32 | 32 | 32 | 32 | 32 | 32 | 32 | 32 | 32 | 32 | 32 | 32 | 32 | 32 | 32 | 32 | 32 | 32 | 32 | 32 | 32 | 32 | 32 | 32 | 32 | 32 | 32 | 32 | 32 | 32 | 32 | 32 | 32 | 32 | 32 | 32 | 32 | 32 | 32 | 32 | 32 | 32 | 32 | 32 | 32 | 32 | 32 | 32 | 32 | 32 | 32 | 32 | 32 | 32 | 32 | 32 | 32 | 32 | 32 | 32 | 32 | 32 | 32 | 32 | 32 | 32 | 32 | 32 | 32 | 32 | 32 | 32 | 32 | 32 | 32 | 32 | 32 | 32 | 32 | 32 | 32 | 32 | 32 | 32 | 32 | 32 | 32 | 32 | 32 | 32 | 32 | 32 | 32 | 32 | 32 | 32 | 32 | 32 | 32 | 32 | 32 | 32 | 32 | 32 | 32 | 32 | 32 | 32 | 32 | 32 | 32 | 32 | 32 | 32 | 32 | 32 | 32 | 32 | 32 | 32 | 32 | 32 | 32 | 32 | 32 | 32 | 32 | 32 | 32 | 32 | 32 | 32 | 32 | 32 | 32 | 32 | 32 | 32 | 32 | 32 | 32 | 32 | 32 | 32 | 32 | 32 | 32 | 32 | 32 | 32 | 32 | 32 | 32 | 32 | 32 | 32 | 32 | 32 | 32 | 32 | 32 | 32 | 32 | 32 | 32 | 32 | 32 | 32 | 32 | 32 | 32 | 32 | 32 | 32 | 32 | 32 | 32 | 32 | 32 | 32 | 32 | 32 | 32 | 32 | 32 | 32 | 32 | 32 | 32 | 32 | 32 | 32 | 32 | 32 | 32 | 32 | 32 | 32 | 32 | 32 | 32 | 32 | 32 | 32 | 32 | 32 | 32 | 32 | 32 | 32 | 32 | 32 | 32 | 32 | 32 | 32 | 32 | 32 | 32 | 32 | 32 | 32 | 32 | 32 | 32 | 32 | 32 | 32 | 32 | 32 | 32 | 32 | 32 | 32 | 32 | 32 | 32 | 32 | 32 | 32 | 32 | 32 | 32 | 32 | 32 | 32 | 32 | 32 | 32 | 32 | 32 | 32 | 32 | 32 | 32 | 32 | 32 | 32 | 32 | 32 | 32 | 32 | 32 | 32 | 32 | 32 | 32 | 32 | 32 | 32 | 32 | 32 | 32 | 32 | 32 | 32 | 32 | 32 | 32 | 32 | 32 | 32 | 32 | 32 | 32 | 32 | 32 | 32 | 32 | 32 | 32 | 32 | 32 | 32 | 32 | 32 | 32 | 32 | 32 | 32 | 32 | 32 | 32 | 32 | 32 | 32 | 32 | 32 | 32 | 32 | 32 | 32 | 32 | 32 | 32 | 32 | 32 | 32 | 32 | 32 | 32 | 32 | 32 | 32 | 32 | 32 | 32 | 32 | 32 | 32 | 32 | 32 | 32 | 32 | 32 | 32 | 32 | 32 | 32 | 32 | 32 | 32 | 32 | 32 | 32 | 32 | 32 | 32 | 32 | 32 | 32 | 32 | 32 | 32 | 32 | 32 | 32 | 32 | 32 | 32 | 32 | 32 | 32 | 32 | 32 | 32 | 32 | 32 | 32 | 32 | 32 | 32 | 32 | 32 | 32 | 32 | 32 | 32 | 32 | 32 | 32 | 32 | 32 | 32 | 32 | 32 | 32 | 32 | 32 | 32 | 32 | 32 | 32 | 32 | 32 | 32 | 32 | 32 | 32 | 32 | 32 | 32 | 32 | 32 | 32 | 32 | 32 | 32 | 32 | 32 | 32 | 32 | 32 | 32 | 32 | 32 | 32 | 32 | 32 | 32 | 32 | 32 | 32 | 32 | 32 | 32 | 32 | 32 | 32 | 32 | 32 | 32 | 32 | 32 | 32 | 32 | 32 | 32 | 32 | 32 | 32 | 32 | 32 | 32 | 32 | 32 | 32 | 32 | 32 | 32 | 32 | 32 | 32 | 32 | 32 | 32 | 32 | 32 | 32 | 32 | 32 | 32 | 32 | 32 | 32 | 32 | 32 | 32 | 32 | 32 | 32 | 32 | 32 | 32 | 32 | 32 | 32 | 32 | 32 | 32 | 32 | 32 | 32 | 32 | 32 | 32 | 32 | 32 | 32 | 32 | 32 | 32 | 32 | 32 | 32 | 32 | 32 | 32 | 32 | 32 | 32 | 32 | 32 | 32 | 32 | 32 | 32 | 32 | 32 | 32 | 32 | 32 | 32 | 32 | 32 | 32 | 32 | 32 | 32 | 32 | 32 | 32 | 32 | 32 | 32 | 32 | 32 | 32 | 32 | 32 | 32 | 32 | 32 | 32 | 32 | 32 | 32 | 32 | 32 | 32 | 32 | 32 | 32 | 32 | 32 | 32 | 32 | 32 | 32 | 32 | 32 | 32 | 32 | 32 | 32 | 32 | 32 | 32 | 32 | 32 | 32 | 32 | 32 | 32 | 32 | 32 | 32 | 32 | 32 | 32 | 32 | 32 | 32 | 32 | 32 | 32 | 32 | 32 | 32 | 32 | 32 | 32 | 32 | 32 | 32 | 32 | 32 | 32 | 32 | 32 | 32 | 32 | 32 | 32 | 32 | 32 | 32 | 32 | 32 | 32 | 32 | 32 | 32 | 32 | 32 | 32 | 32 | 32 | 32 | 32 | 32 | 32 | 32 | 32 | 32 | 32 | 32 | 32 | 32 | 32 | 32 | 32 | 32 | 32 | 32 | 32 | 32 | 32 | 32 | 32 | 32 | 32 | 32 | 32 | 32 | 32 | 32 | 32 | 32 | 32 | 32 | 32 | 32 | 32 | 32 | 32 | 32 | 32 | 32 | 32 | 32 | 32 | 32 | 32 | 32 | 32 | 32 | 32 | 32 | 32 | 32 | 32 | 32 | 32 | 32 | 32 | 32 | 32 | 32 | 32 | 32 | 32 | 32 | 32 | 32 | 32 | 32 | 32 | 32 | 32 | 32 | 32 | 32 | 32 | 32 | 32 | 32 | 32 | 32 | 32 | 32 | 32 | 32 | 32 | 32 | 32 | 32 | 32 | 32 | 32 | 32 | 32 | 32 | 32 | 32 | 32 | 32 | 32 | 32 | 32 | 32 | 32 | 32 | 32 | 32 | 32 | 32 | 32 | 32 | 32 | 32 | 32 | 32 | 32 | 32 | 32 | 32 | 32 | 32 | 32 | 32 | 32 | 32 | 32 | 32 | 32 | 32 | 32 | 32 | 32 | 32 | 32 | 32 | 32 | 32 | 32 | 32 | 32 | 32 | 32 | 32 | 32 | 32 | 32 | 32 | 32 | 32 | 32 | 32 | 32 | 32 | 32 | 32 | 32 | 32 | 32 | 32 | 32 | 32 | 32 | 32 | 32 | 32 | 32 | 32 | 32 | 32 | 32 | 32 | 32 | 32 | 32 | 32 | 32 | 32 | 32 | 32 | 32 | 32 | 32 | 32 | 32 | 32 | 32 | 32 | 32 | 32 | 32 | 32 | 32 | 32 | 32 | 32 | 32 | 32 | 32 | 32 | 32 | 32 | 32 | 32 | 32 | 32 | 32 | 32 | 32 | 32 | 32 | 32 | 32 | 32 | 32 | 32 | 32 | 32 | 32 | 32 | 32 | 32 | 32 | 32 | 32 | 32 | 32 | 32 | 32 | 32 | 32 | 32 | 32 | 32 | 32 | 32 | 32 | 32 | 32 | 32 | 32 | 32 | 32 | 32 | 32 | 32 | 32 | 32 | 32 | 32 | 32 | 32 | 32 | 32 | 32 | 32 | 32 | 32 | 32 | 32 | 32 | 32 | 32 | 32 | 32 | 32 | 32 | 32 | 32 | 32 | 32 | 32 | 32 | 32 | 32 | 32 | 32 | 32 | 32 | 32 | 32 | 32 | 32 | 32 | 32 | 32 | 32 | 32 | 32 | 32 | 32 | 32 | 32 | 32 | 32 | 32 | 32 | 32 | 32 | 32 | 32 | 32 | 32 | 32 | 32 | 32 | 32 | 32 | 32 | 32 | 32 | 32 | 32 | 32 | 32 | 32 | 32 | 32 | 32 | 32 | 32 | 32 | 32 | 32 | 32 | 32 | 32 | 32 | 32 | 32 | 32 | 32 | 32 | 32 | 32 | 32 | 32 | 32 | 32 | 32 | 32 | 32 | 32 | 32 | 32 | 32 | 32 | 32 | 32 | 32 | 32 | 32 | 32 | 32 | 32 | 32 | 32 | 32 | 32 | 32 | 32 | 32 | 32 | 32 | 32 | 32 | 32 | 32 | 32 | 32 | 32 | 32 | 32 | 32 | 32 | 32 | 32 | 32 | 32 | 32 | 32 | 32 | 32 | 32 | 32 | 32 | 32 | 32 | 32 | 32 | 32 | 32 | 32 | 32 | 32 | 32 | 32 | 32 | 32 | 32 | 32 | 32 | 32 | 32 | 32 | 32 | 32 | 32 | 32 | 32 | 32 | 32 | 32 | 32 | 32 | 32 | 32 | 32 | 32 | 32 | 32 | 32 | 32 | 32 | 32 | 32 | 32 | 32 | 32 | 32 | 32 | 32 | 32 | 32 | 32 | 32 | 32 | 32 | 32 | 32 | 32 | 32 | 32 | 32 | 32 | 32 | 32 | 32 | 32 | 32 | 32 | 32 | 32 | 32 | 32 | 32 | 32 | 32 | 32 | 32 | 32 | 32 | 32 | 32 | 32 | 32 | 32 | 32 | 32 | 32 | 32 | 32 | 32 | 32 | 32 | 32 | 32 | 32 | 32 | 32 | 32 | 32 | 32 | 32 | 32 | 32 | 32 | 32 | 32 | 32 | 32 | 32 | 32 | 32 | 32 | 32 | 32 | 32 | 32 | 32 | 32 | 32 | 32 | 32 | 32 | 32 | 32 | 32 | 32 | 32 | 32 | 32 | 32 | 32 | 32 | 32 | 32 | 32 | 32 | 32 | 32 | 32 | 32 | 32 | 32 | 32 | 32 | 32 | 32 | 32 | 32 | 32 | 32 | 32 | 32 | 32 | 32 | 32 | 32 | 32 | 32 | 32 | 32 | 32 | 32 | 32 | 32 | 32 | 32 | 32 | 32 | 32 | 32 | 32 | 32 | 32 | 32 | 32 | 32 | 32 | 32 | 32 | 32 | 32 | 32 | 32 | 32 | 32 | 32 | 32 | 32 | 32 | 32 | 32 | 32 | 32 | 32 | 32 | 32 | 32 | 32 | 32 | 32 | 32 | 32 | 32 | 32 | 32 | 32 | 32 | 32 | 32 | 32 | 32 | 32 | 32 | 32 | 32 | 32 | 32 | 32 | 32 | 32 | 32 | 32 | 32 | 32 | 32 | 32 | 32 | 32 | 32 | 32 | 32 | 32 | 32 | 32 | 32 | 32 | 32 | 32 | 32 | 32 | 32 | 32 | 32 | 32 | 32 | 32 | 32 | 32 | 32 | 32 | 32 | 32 | 32 | 32 | 32 | 32 | 32 | 32 | 32 | 32 | 32 | 32 | 32 | 32 | 32 | 32 | 32 | 32 | 32 | 32 | 32 | 32 | 32 | 32 | 32 | 32 | 32 | 32 | 32 | 32 | 32 | 32 | 32 | 32 | 32 | 32 | 32 | 32 | 32 | 32 | 32 | 32 | 32 | 32 | 32 | 32 | 32 | 32 | 32 | 32 | 32 | 32 | 32 | 32 | 32 | 32 | 32 | 32 | 32 | 32 | 32 | 32 | 32 | 32 | 32 | 32 | 32 | 32 | 32 | 32 | 32 | 32 | 32 | 32 | 32 | 32 | 32 | 32 | 32 | 32 | 32 | 32 | 32 | 32 | 32 | 32 | 32 | 32 | 32 | 32 | 32 | 32 | 32 | 32 | 32 | 32 | 32 | 32 | 32 | 32 | 32 | 32 | 32 | 32 | 32 | 32 | 32 | 32 | 32 | 32 | 32 | 32 | 32 | 32 | 32 | 32 | 32 | 32 | 32 | 32 | 32 | 32 | 32 | 32 | 32 | 32 | 32 | 32 | 32 | 32 | 32 | 32 | 32 | 32 | 32 | 32 | 32 | 32 | 32 | 32 | 32 | 32 | 32 | 32 | 32 | 32 | 32 | 32 | 32 | 32 | 32 | 32 | 32 | 32 | 32 | 32 | 32 | 32 | 32 | 32 | 32 | 32 | 32 | 32 | 32 | 32 | 32 | 32 | 32 | 32 | 32 | 32 | 32 | 32 | 32 | 32 | 32 | 32 | 32 | 32 | 32 | 32 | 32 | 32 | 32 | 32 | 32 | 32 | 32 | 32 | 32 | 32 | 32 | 32 | 32 | 32 | 32 | 32 | 32 | 32 | 32 | 32 | 32 | 32 | 32 | 32 | 32 | 32 | 32 | 32 | 32 | 32 | 32 | 32 | 32 | 32 | 32 | 32 | 32 | 32 | 32 | 32 | 32 | 32 | 32 | 32 | 32 | 32 | 32 | 32 | 32 | 32 | 32 | 32 | 32 | 32 | 32 | 32 | 32 | 32 | 32 | 32 | 32 | 32 | 32 | 32 | 32 | 32 | 32 | 32 | 32 | 32 | 32 | 32 | 32 | 32 | 32 | 32 | 32 | 32 | 32 | 32 | 32 | 32 | 32 | 32 | 32 | 32 | 32 | 32 | 32 | 32 | 32 | 32 | 32 | 32 | 32 | 32 | 32 | 32 | 32 | 32 | 32 | 32 | 32 | 32 | 32 | 32 | 32 | 32 | 32 | 32 | 32 | 32 | 32 | 32 | 32 | 32 | 32 | 32 | 32 | 32 | 32 | 32 | 32 | 32 | 32 | 32 | 32 | 32 | 32 | 32 | 32 | 32 | 32 | 32 | 32 | 32 | 32 | 32 | 32 | 32 | 32 | 32 | 32 | 32 | 32 | 32 | 32 | 32 | 32 | 32 | 32 | 32 | 32 | 32 | 32 | 32 | 32 | 32 | 32 | 32 | 32 | 32 | 32 | 32 | 32 | 32 | 32 | 32 | 32 | 32 | 32 | 32 | 32 | 32 | 32 | 32 | 32 | 32 | 32 | 32 | 32 | 32 | 32 | 32 | 32 | 32 | 32 | 32 | 32 | 32 | 32 | 32 | 32 | 32 | 32 | 32 | 32 | 32 | 32 | 32 | 32 | 32 | 32 | 32 | 32 | 32 | 32 | 32 | 32 | 32 | 32 | 32 | 32 | 32 | 32 | 32 | 32 | 32 | 32 | 32 | 32 | 32 | 32 | 32 | 32 | 32 | 32 | 32 | 32 | 32 | 32 | 32 | 32 | 32 | 32 | 32 | 32 | 32 | 32 | 32 | 32 | 32 | 32 | 32 | 32 | 32 | 32 | 32 | 32 | 32 | 32 | 32 | 32 | 32 | 32 | 32 | 32 | 32 | 32 | 32 | 32 | 32 | 32 | 32 | 32 | 32 | 32 | 32 | 32 | 32 | 32 | 32 | 32 | 32 | 32 | 32 | 32 | 32 | 32 | 32 | 32 | 32 | 32 | 32 | 32 | 32 | 32 | 32 | 32 | 32 | 32 | 32 | 32 | 32 | 32 | 32 | 32 | 32 | 32 | 32 | 32 | 32 | 32 | 32 | 32 | 32 | 32 | 32 | 32 | 32 | 32 | 32 | 32 | 32 | 32 | 32 | 32 | 32 | 32 | 32 | 32 | 32 | 32 | 32 | 32 | 32 | 32 | 32 | 32 | 32 | 32 | 32 | 32 | 32 | 32 | 32 | 32 | 32 | 32 | 32 | 32 | 32 | 32 | 32 | 32 | 32 | 32 | 32 | 32 | 32 | 32 | 32 | 32 | 32 | 32 | 32 | 32 | 32 | 32 | 32 | 32 | 32 | 32 | 32 | 32 | 32 | 32 | 32 | 32 | 32 | 32 | 32 | 32 | 32 | 32 | 32 | 32 | 32 | 32 | 32 | 32 | 32 | 32 | 32 | 32 | 32 | 32 | 32 | 32 | 32 | 32 | 32 | 32 | 32 | 32 | 32 | 32 | 32 | 32 | 32 | 32 | 32 | 32 | 32 | 32 | 32 | 32 | 32 | 32 | 32 | 32 | 32 | 32 | 32 | 32 | 32 | 32 | 32 | 32 | 32 | 32 | 32 | 32 | 32 | 32 | 32 | 32 | 32 | 32 | 32 | 32 | 32 | 32 | 32 | 32 | 32 | 32 | 32 | 32 | 32 | 32 | 32 | 32 | 32 | 32 | 32 | 32 | 32 | 32 | 32 | 32 | 32 | 32 | 32 | 32 | 32 | 32 | 32 | 32 | 32 | 32 | 32 | 32 | 32 | 32 | 32 | 32 | 32 | 32 | 32 | 32 | 32 | 32 | 32 | 32 | 32 | 32 | 32 | 32 | 32 | 32 | 32 | 32 | 32 | 32 | 32 | 32 | 32 | 32 | 32 | 32 | 32 | 32 | 32 | 32 | 32 | 32 | 32 | 32 | 32 | 32 | 32 | 32 | 32 | 32 | 32 | 32 | 32 | 32 | 32 | 32 | 32 | 32 | 32 | 32 | 32 | 32 | 32 | 32 | 32 | 32 | 32 | 32 | 32 | 32 | 32 | 32 | 32 | 32 | 32 | 32 | 32 | 32 | 32 | 32 | 32 | 32 | 32 | 32 | 32 | 32 | 32 | 32 | 32 | 32 | 32 | 32 | 32 | 32 | 32 | 32 | 32 | 32 | 32 | 32 | 32 | 32 | 32 | 32 | 32 | 32 | 32 | 32 | 32 | 32 | 32 | 32 | 32 | 32 | 32 | 32 | 32 | 32 | 32 | 32 | 32 | 32 | 32 | 32 | 32 | 32 | 32 | 32 | 32 | 32 | 32 | 32 | 32 | 32 | 32 | 32 | 32 | 32 | 32 | 32 | 32 | 32 | 32 | 32 | 32 | 32 | 32 | 32 | 32 | 32 | 32 | 32 | 32 | 32 | 32 | 32 | 32 | 32 | 32 | 32 | 32 | 32 | 32 | 32 | 32 | 32 | 32 | 32 | 32 | 32 | 32 | 32 | 32 | 32 | 32 | 32 | 32 | 32 | 32 | 32 | 32 | 32 | 32 | 32 | 32 | 32 | 32 | 32 | 32 | 32 | 32 | 32 | 32 | 32 | 32 | 32 | 32 | 32 | 32 | 32 | 32 | 32 | 32 | 32 | 32 | 32 | 32 | 32 | 32 | 32 | 32 | 32 | 32 | 32 | 32 | 32 | 32 | 32 | 32 | 32 | 32 | 32 | 32 | 32 | 32 | 32 | 32 | 32 | 32 | 32 | 32 | 32 | 32 | 32 | 32 | 32 | 32 | 32 | 32 | 32 | 32 | 32 | 32 | 32 | 32 | 32 | 32 | 32 | 32 | 32 | 32 | 32 | 32 | 32 | 32 | 32 | 32 | 32 | 32 | 32 | 32 | 32 | 32 | 32 | 32 | 32 | 32 | 32 | 32 | 32 | 32 | 32 | 32 | 32 | 32 | 32 | 32 | 32 | 32 | 32 | 32 | 32 | 32 | 32 | 32 | 32 | 32 | 32 | 32 | 32 | 32 | 32 | 32 | 32 | 32 | 32 | 32 | 32 | 32 | 32 | 32 | 32 | 32 | 32 | 32 | 32 | 32 | 32 | 32 | 32 | 32 | 32 | 32 | 32 | 32 | 32 | 32 | 32 | 32 | 32 | 32 | 32 | 32 | 32 | 32 | 32 | 32 | 32 | 32 | 32 | 32 | 32 | 32 | 32 | 32 | 32 | 32 | 32 | 32 | 32 | 32 | 32 | 32 | 32 | 32 | 32 | 32 | 32 | 32 | 32 | 32 | 32 | 32 | 32 | 32 | 32 | 32 | 32 | 32 | 32 | 32 | 32 | 32 | 32 | 32 | 32 | 32 | 32 | 32 | 32 | 32 | 32 | 32 | 32 | 32 | 32 | 32 | 32 | 32 | 32 | 32 | 32 | 32 | 32 | 32 | 32 | 32 | 32 | 32 | 32 | 32 | 32 | 32 | 32 | 32 | 32 | 32 | 32 | 32 | 32 | 32 | 32 | 32 | 32 | 32 | 32 | 32 | 32 | 32 | 32 | 32 | 32 | 32 | 32 | 32 | 32 | 32 | 32 | 32 | 32 | 32 | 32 | 32 | 32 | 32 | 32 | 32 | 32 | 32 | 32 | 32 | 32 | 32 | 32 | 32 | 32 | 32 | 32 | 32 | 32 | 32 | 32 | 32 | 32 | 32 | 32 | 32 | 32 | 32 | 32 | 32 | 32 | 32 | 32 | 32 | 32 | 32 | 32 | 32 | 32 | 32 | 32 | 32 | 32 | 32 | 32 | 32 | 32 | 32 | 32 | 32 | 32 | 32 | 32 | 32 | 32 | 32 | 32 | 32 | 32 | 32 | 32 | 32 | 32 | 32 | 32 | 32 | 32 | 32 | 32 | 32 | 32 | 32 | 32 | 32 | 32 | 32 | 32 | 32 | 32 | 32 | 32 | 32 | 32 | 32 | 32 | 32 | 32 | 32 | 32 | 32 | 32 | 32 | 32 | 32 | 32 | 32 | 32 | 32 | 32 | 32 | 32 | 32 | 32 | 32 | 32 | 32 | 32 | 32 | 32 | 32 | 32 | 32 | 32 | 32 | 32 | 32 | 32 | 32 | 32 | 32 | 32 | 32 | 32 | 32 | 32 | 32 | 32 | 32 | 32 | 32 | 32 | 32 | 32 | 32 | 32 | 32 | 32 | 32 | 32 | 32 | 32 | 32 | 32 | 32 | 32 | 32 | 32 | 32 | 32 | 32 | 32 | 32 | 32 | 32 | 32 | 32 | 32 | 32 | 32 | 32 | 32 | 32 | 32 | 32 | 32 | 32 | 32 | 32 | 32 | 32 | 32 | 32 | 32 | 32 | 32 | 32 | 32 | 32 | 32 | 32 | 32 | 32 | 32 | 32 | 32 | 32 | 32 | 32 | 32 | 32 | 32 | 32 | 32 | 32 | 32 | 32 | 32 | 32 | 32 | 32 | 32 | 32 | 32 | 32 | 32 | 32 | 32 | 32 | 32 | 32 | 32 | 32 | 32 | 32 | 32 | 32 | 32 | 32 | 32 | 32 | 32 | 32 | 32 | 32 | 32 | 32 | 32 | 32 | 32 | 32 | 32 | 32 | 32 | 32 | 32 | 32 | 32 | 32 | 32 | 32 | 32 | 32 | 32 | 32 | 32 | 32 | 32 | 32 | 32 | 32 | 32 | 32 | 32 | 32 | 32 | 32 | 32 | 32 | 32 | 32 | 32 | 32 | 32 | 32 | 32 | 32 | 32 | 32 | 32 | 32 | 32 | 32 | 32 | 32 | 32 | 32 | 32 | 32 | 32 | 32 | 32 | 32 | 32 | 32 | 32 | 32 | 32 | 32 | 32 | 32 | 32 | 32 | 32 | 32 | 32 | 32 | 32 | 32 | 32 | 32 | 32 | 32 | 32 | 32 | 32 | 32 | 32 | 32 | 32 | 32 | 32 | 32 | 32 | 32 | 32 | 32 | 32 | 32 | 32 | 32 | 32 | 32 | 32 | 32 | 32 | 32 | 32 | 32 | 32 | 32 | 32 | 32 | 32 | 32 | 32 | 32 | 32 | 32 | 32 | 32 | 32 | 32 | 32 | 32 | 32 | 32 | 32 | 32 | 32 | 32 | 32 | 32 | 32 | 32 | 32 | 32 | 32 | 32 | 32 | 32 | 32 | 32 | 32 | 32 | 32 | 32 | 32 | 32 | 32 | 32 | 32 | 32 | 32 | 32 | 32 | 32 | 32 | 32 | 32 | 32 | 32 | 32 | 32 | 32 | 32 | 32 | 32 | 32 | 32 | 32 | 32 | 32 | 32 | 32 | 32 | 32 | 32 | 32 | 32 | 32 | 32 | 32 | 32 | 32 | 32 | 32 | 32 | 32 | 32 | 32 | 32 | 32 | 32 | 32 | 32 | 32 | 32 | 32 | 32 | 32 | 32 | 32 | 32 | 32 | 32 | 32 | 32 | 32 | 32 | 32 | 32 | 32 | 32 | 32 | 32 | 32 | 32 | 32 | 32 | 32 | 32 | 32 | 32 | 32 | 32 | 32 | 32 | 32 | 32 | 32 | 32 | 32 | 32 | 32 | 32 | 32 | 32 | 32 | 32 | 32 | 32 | 32 | 32 | 32 | 32 | 32 | 32 | 32 | 32 | 32 | 32 | 32 | 32 | 32 | 32 | 32 | 32 | 32 | 32 | 32 | 32 | 32 | 32 | 32 | 32 | 32 | 32 | 32 | 32 | 32 | 32 | 32 | 32 | 32 | 32 | 32 | 32 | 32 | 32 | 32 | 32 | 32 | 32 | 32 | 32 | 32 | 32 | 32 | 32 | 32 | 32 | 32 | 32 | 32 | 32 | 32 | 32 | 32 | 32 | 32 | 32 | 32 | 32 | 32 | 32 | 32 | 32 | 32 | 32 | 32 | 32 | 32 | 32 | 32 | 32 | 32 | 32 | 32 | 32 | 32 | 32 | 32 | 32 | 32 | 32 | 32 | 32 | 32 | 32 | 32 | 32 | 32 | 32 | 32 | 32 | 32 | 32 | 32 | 32 | 32 | 32 | 32 | 32 | 32 | 32 | 32 | 32 | 32 | 32 | 32 | 32 | 32 | 32 | 32 | 32 | 32 | 32 | 32 | 32 | 32 | 32 | 32 | 32 | 32 | 32 | 32 | 32 | 32 | 32 | 32 | 32 | 32 | 32 | 32 | 32 | 32 | 32 | 32 | 32 | 32 | 32 | 32 | 32 | 32 | 32 | 32 | 32 | 32 | 32 | 32 | 32 | 32 | 32 | 32 | 32 | 32 | 32 | 32 | 32 | 32 | 32 | 32 | 32 | 32 | 32 | 32 | 32 | 32 | 32 | 32 | 32 | 32 | 32 | 32 | 32 | 32 | 32 | 32 | 32 | 32 | 32 | 32 | 32 | 32 | 32 | 32 | 32 | 32 | 32 | 32 | 32 | 32 | 32 | 32 | 32 | 32 | 32 | 32 | 32 | 32 | 32 | 32 | 32 | 32 | 32 | 32 | 32 | 32 | 32 | 32 | 32 | 32 | 32 | 32 | 32 | 32 | 32 | 32 | 32 | 32 | 32 | 32 | 32 | 32 | 32 | 32 | 32 | 32 | 32 | 32 | 32 | 32 | 32 | 32 | 32 | 32 | 32 | 32 | 32 | 32 | 32 | 32 | 32 | 32 | 32 | 32 | 32 | 32 | 32 | 32 | 32 | 32 | 32 | 32 | 32 | 32 | 32 | 32 | 32 | 32 | 32 | 32 | 32 | 32 | 32 | 32 | 32 | 32 | 32 | 32 | 32 | 32 | 32 | 32 | 32 | 32 | 32 | 32 | 32 | 32 | 32 | 32 | 32 | 32 | 32 | 32 | 32 | 32 | 32 | 32 | 32 | 32 | 32 | 32 | 32 | 32 | 32 | 32 | 32 | 32 | 32 | 32 | 32 | 32 | 32 | 32 | 32 | 32 | 32 | 32 | 32 | 32 | 32 | 32 | 32 | 32 | 32 | 32 | 32 | 32 | 32 | 32 | 32 | 32 | 32 | 32 | 32 | 32 | 32 | 32 | 32 | 32 | 32 | 32 | 32 | 32 | 32 | 32 | 32 | 32 | 32 | 32 | 32 | 32 | 32 | 32 | 32 | 32 | 32 | 32 | 32 | 32 | 32 | 32 | 32 | 32 | 32 | 32 | 32 | 32 | 32 | 32 | 32 | 32 | 32 | 32 | 32 | 32 | 32 | 32 | 32 | 32 | 32 | 32 | 32 | 32 | 32 | 32 | 32 | 32 | 32 | 32 | 32 | 32 | 32 | 32 | 32 | 32 | 32 | 32 | 32 | 32 | 32 | 32 | 32 | 32 | 32 | 32 | 32 | 32 | 32 | 32 | 32 | 32 | 32 | 32 | 32 | 32 | 32 | 32 | 32 | 32 | 32 | 32 | 32 | 32 | 32 | 32 | 32 | 32 | 32 | 32 | 32 | 32 | 32 | 32 | 32 | 32 | 32 | 32 | 32 | 32 | 32 | 32 | 32 | 32 | 32 | 32 | 32 | 32 | 32 | 32 | 32 | 32 | 32 | 32 | 32 | 32 | 32 | 32 | 32 | 32 | 32 | 32 | 32 | 32 | 32 | 32 | 32 | 32 | 32 | 32 | 32 | 32 | 32 | 32 | 32 | 32 | 32 | 32 | 32 | 32 | 32 | 32 | 32 | 32 | 32 | 32 | 32 | 32 | 32 | 32 | 32 | 32 | 32 | 32 | 32 | 32 | 32 | 32 | 32 | 32 | 32 | 32 | 32 | 32 | 32 | 32 | 32 | 32 | 32 | 32 | 32 | 32 | 32 | 32 | 32 | 32 | 32 | 32 | 32 | 32 | 32 | 32 | 32 | 32 | 32 | 32 | 32 | 32 | 32 | 32 | 32 | 32 | 32 | 32 | 32 | 32 | 32 | 32 | 32 | 32 | 32 | 32 | 32 | 32 | 32 | 32 | 32 | 32 | 32 | 32 | 32 | 32 | 32 | 32 | 32 | 32 | 32 | 32 | 32 | 32 | 32 | 32 | 32 | 32 | 32 | 32 | 32 | 32 | 32 | 32 | 32 | 32 | 32 | 32 | 32 | 32 | 32 | 32 | 32 | 32 | 32 | 32 | 32 | 32 | 32 | 32 | 32 | 32 | 32 | 32 | 32 | 32 | 32 | 32 | 32 | 32 | 32 | 32 | 32 | 32 | 32 | 32 | 32 | 32 | 32 | 32 | 32 | 32 | 32 | 32 | 32 | 32 | 32 | 32 | 32 | 32 | 32 | 32 | 32 | 32 | 32 | 32 | 32 | 32 | 32 | 32 | 32 | 32 | 32 | 32 | 32 | 32 | 32 | 32 | 32 | 32 | 32 | 32 | 32 | 32 | 32 | 32 | 32 | 32 | 32 | 32 | 32 | 32 | 32 | 32 | 32 | 32 | 32 | 32 | 32 | 32 | 32 | 32 | 32 | 32 | 32 | 32 | 32 | 32 | 32 | 32 | 32 | 32 | 32 | 32 | 32 | 32 | 32 | 32 | 32 | 32 | 32 | 32 | 32 | 32 | 32 | 32 | 32 | 32 | 32 | 32 | 32 | 32 | 32 | 32 | 32 | 32 | 32 | 32 | 32 | 32 | 32 | 32 | 32 | 32 | 32 | 32 | 32 | 32 | 32 | 32 | 32 | 32 | 32 | 32 | 32 | 32 | 32 | 32 | 32 | 32 | 32 | 32 | 32 | 32 | 32 | 32 | 32 | 32 | 32 | 32 | 32 | 32 | 32 | 32 | 32 | 32 | 32 | 32 | 32 | 32 | 32 | 32 | 32 | 32 | 32 | 32 | 32 | 32 | 32 | 32 | 32 | 32 | 32 | 32 | 32 | 32 | 32 | 32 | 32 | 32 | 32 | 32 | 32 | 32 | 32 | 32 | 32 | 32 | 32 | 32 | 32 | 32 | 32 | 32 | 32 | 32 | 32 | 32 | 32 | 32 | 32 | 32 | 32 | 32 | 32 | 32 | 32 | 32 | 32 | 32 | 32 | 32 | 32 | 32 | 32 | 32 | 32 | 32 | 32 | 32 | 32 | 32 | 32 | 32 | 32 | 32 | 32 | 32 | 32 | 32 | 32 | 32 | 32 | 32 | 32 | 32 | 32 | 32 | 32 | 32 | 32 | 32 | 32 | 32 | 32 | 32 | 32 | 32 | 32 | 32 | 32 | 32 | 32 | 32 | 32 | 32 | 32 | 32 | 32 | 32 | 32 | 32 | 32 | 32 | 32 | 32 | 32 | 32 | 32 | 32 | 32 | 32 | 32 | 32 | 32 | 32 | 32 | 32 | 32 | 32 | 32 | 32 | 32 | 32 | 32 | 32 | 32 | 32 | 32 | 32 | 32 | 32 | 32 | 32 | 32 | 32 | 32 | 32 | 32 | 32 | 32 | 32 | 32 | 32 | 32 | 32 | 32 | 32 | 32 | 32 | 32 | 32 | 32 | 32 | 32 | 32 | 32 | 32 | 32 | 32 | 32 | 32 | 32 | 32 | 32 | 32 | 32 | 32 | 32 | 32 | 32 | 32 | 32 | 32 | 32 | 32 | 32 | 32 | 32 | 32 | 32 | 32 | 32 | 32 | 32 | 32 | 32 | 32 | 32 | 32 | 32 | 32 | 32 | 32 | 32 | 32 | 32 | 32 | 32 | 32 | 32 | 32 | 32 | 32 | 32 | 32 | 32 | 32 | 32 | 32 | 32 | 32 | 32 | 32 | 32 | 32 | 32 | 32 | 32 | 32 | 32 | 32 | 32 | 32 | 32 | 32 | 32 | 32 | 32 | 32 | 32 | 32 | 32 | 32 | 32 | 32 | 32 | 32 | 32 | 32 | 32 | 32 | 32 | 32 | 32 | 32 | 32 | 32 | 32 | 32 | 32 | 32 | 32 | 32 | 32 | 32 | 32 | 32 | 32 | 32 | 32 | 32 | 32 | 32 | 32 | 32 | 32 | 32 | 32 | 32 | 32 | 32 | 32 | 32 | 32 | 32 | 32 | 32 | 32 | 32 | 32 | 32 | 32 | 32 | 32 | 32 | 32 | 32 | 32 | 32 | 32 | 32 | 32 | 32 | 32 | 32 | 32 | 32 | 32 | 32 | 32 | 32 | 32 | 32 | 32 | 32 | 32 | 32 | 32 | 32 | 32 | 32 | 32 | 32 | 32 | 32 | 32 | 32 | 32 | 32 | 32 | 32 | 32 | 32 | 32 | 32 | 32 | 32 | 32 | 32 | 32 | 32 | 32 | 32 | 32 | 32 | 32 | 32 | 32 | 32 | 32 | 32 | 32 | 32 | 32 | 32 | 32 | 32 | 32 | 32 | 32 | 32 | 32 | 32 | 32 | 32 | 32 | 32 | 32 | 32 | 32 | 32 | 32 | 32 | 32 | 32 | 32 | 32 | 32 | 32 | 32 | 32 | 32 | 32 | 32 | 32 | 32 | 32 | 32 | 32 | 32 | 32 | 32 | 32 | 32 | 32 | 32 | 32 | 32 | 32 | 32 | 32 | 32 | 32 | 32 | 32 | 32 | 32 | 32 | 32 | 32 | 32 | 32 | 32 | 32 | 32 | 32 | 32 | 32 | 32 | 32 | 32 | 32 | 32 | 32 | 32 | 32 | 32 | 32 | 32 | 32 | 32 | 32 | 32 | 32 | 32 | 32 | 32 | 32 | 32 | 32 | 32 | 32 | 32 | 32 | 32 | 32 | 32 | 32 | 32 | 32 | 32 | 32 | 32 | 32 | 32 | 32 | 32 | 32 | 32 | 32 | 32 | 32 | 32 | 32 | 32 | 32 | 32 | 32 | 32 | 32 | 32 | 32 | 32 | 32 | 32 | 32 | 32 | 32 | 32 | 32 | 32 | 32 | 32 | 32 | 32 | 32 | 32 | 32 | 32 | 32 | 32 | 32 | 32 | 32 | 32 | 32 | 32 | 32 | 32 | 32 | 32 | 32 | 32 | 32 | 32 | 32 | 32 | 32 | 32 | 32 | 32 | 32 | 32 | 32 | 32 | 32 | 32 | 32 | 32 | 32 | 32 | 32 | 32 | 32 | 32 | 32 | 32 | 32 | 32 | 32 | 32 | 32 | 32 | 32 | 32 | 32 | 32 | 32 | 32 | 32 | 32 | 32 | 32 | 32 | 32 | 32 | 32 | 32 | 32 | 32 | 32 | 32 | 32 | 32 | 32 | 32 | 32 | 32 | 32 | 32 | 32 | 32 | 32 | 32 | 32 | 32 | 32 | 32 | 32 | 32 | 32 | 32 | 32 | 32 | 32 | 32 | 32 | 32 | 32 | 32 | 32 | 32 | 32 | 32 | 32 | 32 | 32 | 32 | 32 | 32 | 32 | 32 | 32 | 32 | 32 | 32 | 32 | 32 | 32 | 32 | 32 | 32 | 32 | 32 | 32 | 32 | 32 | 32 | 32 | 32 | 32 | 32 | 32 | 32 | 32 | 32 | 32 | 32 | 32 | 32 | 32 | 32 | 32 | 32 | 32 | 32 | 32 | 32 | 32 | 32 | 32 | 32 | 32 | 32 | 32 | 32 | 32 | 32 | 32 | 32 | 32 | 32 | 32 | 32 | 32 | 32 | 32 | 32 | 32 | 32 | 32 | 32 | 32 | 32 | 32 | 32 | 32 | 32 | 32 | 32 | 32 | 32 | 32 | 32 | 32 | 32 | 32 | 32 | 32 | 32 | 32 | 32 | 32 | 32 | 32 | 32 | 32 | 32 | 32 | 32 | 32 | 32 | 32 | 32 | 32 | 32 | 32 | 32 | 32 | 32 | 32 | 32 | 32 | 32 | 32 | 32 | 32 | 32 | 32 | 32 | 32 | 32 | 32 | 32 | 32 | 32 | 32 | 32 | 32 | 32 | 32 | 32 | 32 | 32 | 32 | 32 | 32 | 32 | 32 | 32 | 32 | 32 | 32 | 32 | 32 | 32 | 32 | 32 | 32 | 32 | 32 | 32 | 32 | 32 | 32 | 32 | 32 | 32 | 32 | 32 | 32 | 32 | 32 | 32 | 32 | 32 | 32 | 32 | 32 | 32 | 32 | 32 | 32 | 32 | 32 | 32 | 32 | 32 | 32 | 32 | 32 | 32 | 32 | 32 | 32 | 32 | 32 | 32 | 32 | 32 | 32 | 32 | 32 | 32 | 32 | 32 | 32 | 32 | 32 | 32 | 32 | 32 | 32 | 32 | 32 | 32 | 32 | 32 | 32 | 32 | 32 | 32 | 32 | 32 | 32 | 32 | 32 | 32 | 32 | 32 | 32 | 32 | 32 | 32 | 32 | 32 | 32 | 32 | 32 | 32 | 32 | 32 | 32 | 32 | 32 | 32 | 32 | 32 | 32 | 32 | 32 | 32 | 32 | 32 | 32 | 32 | 32 | 32 | 32 | 32 | 32 | 32 | 32 | 32 | 32 | 32 | 32 | 32 | 32 | 32 | 32 | 32 | 32 | 32 | 32 | 32 | 32 | 32 | 32 | 32 | 32 | 32 | 32 | 32 | 32 | 32 | 32 | 32 | 32 | 32 | 32 | 32 | 32 | 32 | 32 | 32 | 32 | 32 | 32 | 32 | 32 | 32 | 32 | 32 | 32 | 32 | 32 | 32 | 32 | 32 | 32 | 32 | 32 | 32 | 32 | 32 | 32 | 32 | 32 | 32 | 32 | 32 | 32 | 32 | 32 | 32 | 32 | 32 | 32 | 32 | 32 | 32 | 32 | 32 | 32 | 32 | 32 | 32 | 32 | 32 | 32 | 32 | 32 | 32 | 32 | 32 | 32 | 32 | 32 | 32 | 32 | 32 | 32 | 32 | 32 | 32 | 32 | 32 | 32 | 32 | 32 | 32 | 32 | 32 | 32 | 32 | 32 | 32 | 32 | 32 | 32 | 32 | 32 | 32 | 32 | 32 | 32 | 32 | 32 | 32 | 32 | 32 | 32 | 32 | 32 | 32 | 32 | 32 | 32 | 32 | 32 | 32 | 32 | 32 | 32 | 32 | 32 | 32 | 32 | 32 | 32 | 32 | 32 | 32 | 32 | 32 | 32 | 32 | 32 | 32 | 32 | 32 | 32 | 32 | 32 | 32 | 32 | 32 | 32 | 32 | 32 | 32 | 32 | 32 | 32 | 32 | 32 | 32 | 32 | 32 | 32 | 32 | 32 | 32 | 32 | 32 | 32 | 32 | 32 | 32 | 32 | 32 | 32 | 32 | 32 | 32 | 32 | 32 | 32 | 32 | 32 | 32 | 32 | 32 | 32 | 32 | 32 | 32 | 32 | 32 | 32 | 32 | 32 | 32 | 32 | 32 | 32 | 32 | 32 | 32 | 32 | 32 | 32 | 32 | 32 | 32 | 32 | 32 | 32 | 32 | 32 | 32 | 32 | 32 | 32 | 32 | 32 | 32 | 32 | 32 | 32 | 32 | 32 | 32 | 32 | 32 | 32 | 32 | 32 | 32 | 32 | 32 | 32 | 32 | 32 | 32 | 32 | 32 | 32 | 32 | 32 | 32 | 32 | 32 | 32 | 32 | 32 | 32 | 32 | 32 | 32 | 32 | 32 | 32 | 32 | 32 | 32 | 32 | 32 | 32 | 32 | 32 | 32 | 32 | 32 | 32 | 32 | 32 | 32 | 32 | 32 | 32 | 32 | 32 | 32 | 32 | 32 | 32 | 32 | 32 | 32 | 32 | 32 | 32 | 32 | 32 | 32 | 32 | 32 | 32 | 32 | 32 | 32 | 32 | 32 | 32 | 32 | 32 | 32 | 32 | 32 | 32 | 32 | 32 | 32 | 32 | 32 | 32 | 32 | 32 | 32 | 32 | 32 | 32 | 32 | 32 | 32 | 32 | 32 | 32 | 32 | 32 | 32 | 32 | 32 | 32 | 32 | 32 | 32 | 32 | 32 | 32 | 32 | 32 | 32 | 32 | 32 | 32 | 32 | 32 | 32 | 32 | 32 | 32 | 32 | 32 | 32 | 32 | 32 | 32 | 32 | 32 | 32 | 32 | 32 | 32 | 32 | 32 | 32 | 32 | 32 | 32 | 32 | 32 | 32 | 32 | 32 | 32 | 32 | 32 | 32 | 32 | 32 | 32 | 32 | 32 | 32 | 32 | 32 | 32 | 32 | 32 | 32 | 32 | 32 | 32 | 32 | 32 | 32 | 32 | 32 | 32 | 32 | 32 | 32 | 32 | 32 | 32 | 32 | 32 | 32 | 32 | 32 | 32 | 32 | 32 | 32 | 32 | 32 | 32 | 32 | 32 | 32 | 32 | 32 | 32 | 32 | 32 | 32 | 32 | 32 | 32 | 32 | 32 | 32 | 32 | 32 | 32 | 32 | 32 | 32 | 32 | 32 | 32 | 32 | 32 | 32 | 32 | 32 | 32 | 32 | 32 | 32 | 32 | 32 | 32 | 32 | 32 | 32 | 32 | 32 | 32 | 32 | 32 | 32 | 32 | 32 | 32 | 32 | 32 | 32 | 32 | 32 | 32 | 32 | 32 | 32 | 32 | 32 | 32 | 32 | 32 | 32 | 32 | 32 | 32 | 32 | 32 | 32 | 32 | 32 | 32 | 32 | 32 | 32 | 32 | 32 | 32 | 32 | 32 | 32 | 32 | 32 | 32 | 32 | 32 | 32 | 32 | 32 | 32 | 32 | 32 | 32 | 32 | 32 | 32 | 32 | 32 | 32 | 32 | 32 | 32 | 32 | 32 | 32 | 32 | 32 | 32 | 32 | 32 | 32 | 32 | 32 | 32 | 32 | 32 | 32 | 32 | 32 | 32 | 32 | 32 | 32 | 32 | 32 | 32 | 32 | 32 | 32 | 32 | 32 | 32 | 32 | 32 | 32 | 32 | 32 | 32 | 32 | 32 | 32 | 32 | 32 | 32 | 32 | 32 | 32 | 32 | 32 | 32 | 32 | 32 | 32 | 32 | 32 | 32 | 32 | 32 | 32 | 32 | 32 | 32 | 32 | 32 | 32 | 32 | 32 | 32 | 32 | 32 | 32 | 32 | 32 | 32 | 32 | 32 | 32 | 32 | 32 | 32 | 32 | 32 | 32 | 32 | 32 | 32 | 32 | 32 | 32 | 32 | 32 | 32 | 32 | 32 | 32 | 32 | 32 | 32 | 32 | 32 | 32 | 32 | 32 | 32 | 32 | 32 | 32 | 32 | 32 | 32 | 32 | 32 | 32 | 32 | 32 | 32 | 32 | 32 | 32 | 32 | 32 | 32 | 32 | 32 | 32 | 32 | 32 | 32 | 32 | 32 | 32 | 32 | 32 | 32 | 32 | 32 | 32 | 32 | 32 | 32 | 32 | 32 | 32 | 32 | 32 | 32 | 32 | 32 | 32 | 32 | 32 | 32 | 32 | 32 | 32 | 32 | 32 | 32 | 32 | 32 | 32 | 32 | 32 | 32 | 32 | 32 | 32 | 32 | 32 | 32 | 32 | 32 | 32 | 32 | 32 | 32 | 32 | 32 | 32 | 32 | 32 | 32 | 32 | 32 | 32 | 32 | 32 | 32 | 32 | 32 | 32 | 32 | 32 | 32 | 32 | 32 | 32 | 32 | 32 | 32 | 32 | 32 | 32 | 32 | 32 | 32 | 32 | 32 | 32 | 32 | 32 | 32 | 32 | 32 | 32 | 32 | 32 | 32 | 32 | 32 | 32 | 32 | 32 | 32 | 32 | 32 | 32 | 32 | 32 | 32 | 32 | 32 | 32 | 32 | 32 | 32 | 32 | 32 | 32 | 32 | 32 | 32 | 32 | 32 | 32 | 32 | 32 | 32 | 32 | 32 | 32 | 32 | 32 | 32 | 32 | 32 | 32 | 32 | 32 | 32 | 32 | 32 | 32 | 32 | 32 | 32 | 32 | 32 | 32 | 32 | 32 | 32 | 32 | 32 | 32 | 32 | 32 | 32 | 32 | 32 | 32 | 32 | 32 | 32 | 32 | 32 | 32 | 32 | 32 | 32 | 32 | 32 | 32 | 32 | 32 | 32 | 32 | 32 | 32 | 32 | 32 | 32 | 32 | 32 | 32 | 32 | 32 | 32 | 32 | 32 | 32 | 32 | 32 | 32 | 32 | 32 | 32 | 32 | 32 | 32 | 32 | 32 | 32 | 32 | 32 | 32 | 32 | 32 | 32 | 32 | 32 | 32 | 32 | 32 | 32 | 32 | 32 | 32 | 32 | 32 | 32 | 32 | 32 | 32 | 32 | 32 | 32 | 32 | 32 | 32 | 32 | 32 | 32 | 32 | 32 | 32 | 32 | 32 | 32 | 32 | 32 | 32 | 32 | 32 | 32 | 32 | 32 | 32 | 32 | 32 | 32 | 32 | 32 | 32 | 32 | 32 | 32 | 32 | 32 | 32 | 32 | 32 | 32 | 32 | 32 | 32 | 32 | 32 | 32 | 32 | 32 | 32 | 32 | 32 | 32 | 32 | 32 | 32 | 32 | 32 | 32 | 32 | 32 | 32 | 32 | 32 | 32 | 32 | 32 | 32 | 32 | 32 | 32 | 32 | 32 | 32 | 32 | 32 | 32 | 32 | 32 | 32 | 32 | 32 | 32 | 32 | 32 | 32 | 32 | 32 | 32 | 32 | 32 | 32 | 32 | 32 | 32 | 32 | 32 | 32 | 32 | 32 | 32 | 32 | 32 | 32 | 32 | 32 | 32 | 32 | 32 | 32 | 32 | 32 | 32 | 32 | 32 | 32 | 32 | 32 | 32 | 32 | 32 | 32 | 32 | 32 | 32 | 32 | 32 | 32 | 32 | 32 | 32 | 32 | 32 | 32 | 32 | 32 | 32 | 32 | 32 | 32 | 32 | 32 | 32 | 32 | 32 | 32 | 32 | 32 | 32 | 32 | 32 | 32 | 32 | 32 | 32 | 32 | 32 | 32 | 32 | 32 | 32 | 32 | 32 | 32 | 32 | 32 | 32 | 32 | 32 | 32 | 32 | 32 | 32 | 32 | 32 | 32 | 32 | 32 | 32 | 32 | 32 | 32 | 32 | 32 | 32 | 32 | 32 | 32 | 32 | 32 | 32 | 32 | 32 | 32 | 32 | 32 | 32 | 32 | 32 | 32 | 32 | 32 | 32 | 32 | 32 | 32 | 32 | 32 | 32 | 32 | 32 | 32 | 32 | 32 | 32 | 32 | 32 | 32 | 32 | 32 | 32 | 32 | 32 | 32 | 32 | 32 | 32 | 32 | 32 | 32 | 32 | 32 | 32 | 32 | 32 | 32 | 32 | 32 | 32 | 32 | 32 | 32 | 32 | 32 | 32 | 32 | 32 | 32 | 32 | 32 | 32 | 32 | 32 | 32 | 32 | 32 | 32 | 32 | 32 | 32 | 32 | 32 | 32 | 32 | 32 | 32 | 32 | 32 | 32 | 32 | 32 | 32 | 32 | 32 | 32 | 32 | 32 | 32 | 32 | 32 | 32 | 32 | 32 | 32 | 32 | 32 | 32 | 32 | 32 | 32 | 32 | 32 | 32 | 32 | 32 | 32 | 32 | 32 | 32 | 32 | 32 | 32 | 32 | 32 | 32 | 32 | 32 | 32 | 32 | 32 | 32 | 32 | 32 | 32 | 32 | 32 | 32 | 32 | 32 | 32 | 32 | 32 | 32 | 32 | 32 | 32 | 32 | 32 | 32 | 32 | 32 | 32 | 32 | 32 | 32 | 32 | 32 | 32 | 32 | 32 | 32 | 32
Exposure time | T | constant | 25200 |  | s | Exposure time in seconds | T | 25200 | 25200 | 25200 | 25200 | 25200 | 25200 | 25200 | 25200 | 25200 | 25200 | 25200 | 25200 | 25200 | 25200 | 25200 | 25200 | 25200 | 25200 | 25200 | 25200 | 25200 | 25200 | 25200 | 25200 | 25200 | 25200 | 25200 | 25200 | 25200 | 25200 | 25200 | 25200 | 25200 | 25200 | 25200 | 25200 | 25200 | 25200 | 25200 | 25200 | 25200 | 25200 | 25200 | 25200 | 25200 | 25200 | 25200 | 25200 | 25200 | 25200 | 25200 | 25200 | 25200 | 25200 | 25200 | 25200 | 25200 | 25200 | 25200 | 25200 | 25200 | 25200 | 25200 | 25200 | 25200 | 25200 | 25200 | 25200 | 25200 | 25200 | 25200 | 25200 | 25200 | 25200 | 25200 | 25200 | 25200 | 25200 | 25200 | 25200 | 25200 | 25200 | 25200 | 25200 | 25200 | 25200 | 25200 | 25200 | 25200 | 25200 | 25200 | 25200 | 25200 | 25200 | 25200 | 25200 | 25200 | 25200 | 25200 | 25200 | 25200 | 25200 | 25200 | 25200 | 25200 | 25200 | 25200 | 25200 | 25200 | 25200 | 25200 | 25200 | 25200 | 25200 | 25200 | 25200 | 25200 | 25200 | 25200 | 25200 | 25200 | 25200 | 25200 | 25200 | 25200 | 25200 | 25200 | 25200 | 25200 | 25200 | 25200 | 25200 | 25200 | 25200 | 25200 | 25200 | 25200 | 25200 | 25200 | 25200 | 25200 | 25200 | 25200 | 25200 | 25200 | 25200 | 25200 | 25200 | 25200 | 25200 | 25200 | 25200 | 25200 | 25200 | 25200 | 25200 | 25200 | 25200 | 25200 | 25200 | 25200 | 25200 | 25200 | 25200 | 25200 | 25200 | 25200 | 25200 | 25200 | 25200 | 25200 | 25200 | 25200 | 25200 | 25200 | 25200 | 25200 | 25200 | 25200 | 25200 | 25200 | 25200 | 25200 | 25200 | 25200 | 25200 | 25200 | 25200 | 25200 | 25200 | 25200 | 25200 | 25200 | 25200 | 25200 | 25200 | 25200 | 25200 | 25200 | 25200 | 25200 | 25200 | 25200 | 25200 | 25200 | 25200 | 25200 | 25200 | 25200 | 25200 | 25200 | 25200 | 25200 | 25200 | 25200 | 25200 | 25200 | 25200 | 25200 | 25200 | 25200 | 25200 | 25200 | 25200 | 25200 | 25200 | 25200 | 25200 | 25200 | 25200 | 25200 | 25200 | 25200 | 25200 | 25200 | 25200 | 25200 | 25200 | 25200 | 25200 | 25200 | 25200 | 25200 | 25200 | 25200 | 25200 | 25200 | 25200 | 25200 | 25200 | 25200 | 25200 | 25200 | 25200 | 25200 | 25200 | 25200 | 25200 | 25200 | 25200 | 25200 | 25200 | 25200 | 25200 | 25200 | 25200 | 25200 | 25200 | 25200 | 25200 | 25200 | 25200 | 25200 | 25200 | 25200 | 25200 | 25200 | 25200 | 25200 | 25200 | 25200 | 25200 | 25200 | 25200 | 25200 | 25200 | 25200 | 25200 | 25200 | 25200 | 25200 | 25200 | 25200 | 25200 | 25200 | 25200 | 25200 | 25200 | 25200 | 25200 | 25200 | 25200 | 25200 | 25200 | 25200 | 25200 | 25200 | 25200 | 25200 | 25200 | 25200 | 25200 | 25200 | 25200 | 25200 | 25200 | 25200 | 25200 | 25200 | 25200 | 25200 | 25200 | 25200 | 25200 | 25200 | 25200 | 25200 | 25200 | 25200 | 25200 | 25200 | 25200 | 25200 | 25200 | 25200 | 25200 | 25200 | 25200 | 25200 | 25200 | 25200 | 25200 | 25200 | 25200 | 25200 | 25200 | 25200 | 25200 | 25200 | 25200 | 25200 | 25200 | 25200 | 25200 | 25200 | 25200 | 25200 | 25200 | 25200 | 25200 | 25200 | 25200 | 25200 | 25200 | 25200 | 25200 | 25200 | 25200 | 25200 | 25200 | 25200 | 25200 | 25200 | 25200 | 25200 | 25200 | 25200 | 25200 | 25200 | 25200 | 25200 | 25200 | 25200 | 25200 | 25200 | 25200 | 25200 | 25200 | 25200 | 25200 | 25200 | 25200 | 25200 | 25200 | 25200 | 25200 | 25200 | 25200 | 25200 | 25200 | 25200 | 25200 | 25200 | 25200 | 25200 | 25200 | 25200 | 25200 | 25200 | 25200 | 25200 | 25200 | 25200 | 25200 | 25200 | 25200 | 25200 | 25200 | 25200 | 25200 | 25200 | 25200 | 25200 | 25200 | 25200 | 25200 | 25200 | 25200 | 25200 | 25200 | 25200 | 25200 | 25200 | 25200 | 25200 | 25200 | 25200 | 25200 | 25200 | 25200 | 25200 | 25200 | 25200 | 25200 | 25200 | 25200 | 25200 | 25200 | 25200 | 25200 | 25200 | 25200 | 25200 | 25200 | 25200 | 25200 | 25200 | 25200 | 25200 | 25200 | 25200 | 25200 | 25200 | 25200 | 25200 | 25200 | 25200 | 25200 | 25200 | 25200 | 25200 | 25200 | 25200 | 25200 | 25200 | 25200 | 25200 | 25200 | 25200 | 25200 | 25200 | 25200 | 25200 | 25200 | 25200 | 25200 | 25200 | 25200 | 25200 | 25200 | 25200 | 25200 | 25200 | 25200 | 25200 | 25200 | 25200 | 25200 | 25200 | 25200 | 25200 | 25200 | 25200 | 25200 | 25200 | 25200 | 25200 | 25200 | 25200 | 25200 | 25200 | 25200 | 25200 | 25200 | 25200 | 25200 | 25200 | 25200 | 25200 | 25200 | 25200 | 25200 | 25200 | 25200 | 25200 | 25200 | 25200 | 25200 | 25200 | 25200 | 25200 | 25200 | 25200 | 25200 | 25200 | 25200 | 25200 | 25200 | 25200 | 25200 | 25200 | 25200 | 25200 | 25200 | 25200 | 25200 | 25200 | 25200 | 25200 | 25200 | 25200 | 25200 | 25200 | 25200 | 25200 | 25200 | 25200 | 25200 | 25200 | 25200 | 25200 | 25200 | 25200 | 25200 | 25200 | 25200 | 25200 | 25200 | 25200 | 25200 | 25200 | 25200 | 25200 | 25200 | 25200 | 25200 | 25200 | 25200 | 25200 | 25200 | 25200 | 25200 | 25200 | 25200 | 25200 | 25200 | 25200 | 25200 | 25200 | 25200 | 25200 | 25200 | 25200 | 25200 | 25200 | 25200 | 25200 | 25200 | 25200 | 25200 | 25200 | 25200 | 25200 | 25200 | 25200 | 25200 | 25200 | 25200 | 25200 | 25200 | 25200 | 25200 | 25200 | 25200 | 25200 | 25200 | 25200 | 25200 | 25200 | 25200 | 25200 | 25200 | 25200 | 25200 | 25200 | 25200 | 25200 | 25200 | 25200 | 25200 | 25200 | 25200 | 25200 | 25200 | 25200 | 25200 | 25200 | 25200 | 25200 | 25200 | 25200 | 25200 | 25200 | 25200 | 25200 | 25200 | 25200 | 25200 | 25200 | 25200 | 25200 | 25200 | 25200 | 25200 | 25200 | 25200 | 25200 | 25200 | 25200 | 25200 | 25200 | 25200 | 25200 | 25200 | 25200 | 25200 | 25200 | 25200 | 25200 | 25200 | 25200 | 25200 | 25200 | 25200 | 25200 | 25200 | 25200 | 25200 | 25200 | 25200 | 25200 | 25200 | 25200 | 25200 | 25200 | 25200 | 25200 | 25200 | 25200 | 25200 | 25200 | 25200 | 25200 | 25200 | 25200 | 25200 | 25200 | 25200 | 25200 | 25200 | 25200 | 25200 | 25200 | 25200 | 25200 | 25200 | 25200 | 25200 | 25200 | 25200 | 25200 | 25200 | 25200 | 25200 | 25200 | 25200 | 25200 | 25200 | 25200 | 25200 | 25200 | 25200 | 25200 | 25200 | 25200 | 25200 | 25200 | 25200 | 25200 | 25200 | 25200 | 25200 | 25200 | 25200 | 25200 | 25200 | 25200 | 25200 | 25200 | 25200 | 25200 | 25200 | 25200 | 25200 | 25200 | 25200 | 25200 | 25200 | 25200 | 25200 | 25200 | 25200 | 25200 | 25200 | 25200 | 25200 | 25200 | 25200 | 25200 | 25200 | 25200 | 25200 | 25200 | 25200 | 25200 | 25200 | 25200 | 25200 | 25200 | 25200 | 25200 | 25200 | 25200 | 25200 | 25200 | 25200 | 25200 | 25200 | 25200 | 25200 | 25200 | 25200 | 25200 | 25200 | 25200 | 25200 | 25200 | 25200 | 25200 | 25200 | 25200 | 25200 | 25200 | 25200 | 25200 | 25200 | 25200 | 25200 | 25200 | 25200 | 25200 | 25200 | 25200 | 25200 | 25200 | 25200 | 25200 | 25200 | 25200 | 25200 | 25200 | 25200 | 25200 | 25200 | 25200 | 25200 | 25200 | 25200 | 25200 | 25200 | 25200 | 25200 | 25200 | 25200 | 25200 | 25200 | 25200 | 25200 | 25200 | 25200 | 25200 | 25200 | 25200 | 25200 | 25200 | 25200 | 25200 | 25200 | 25200 | 25200 | 25200 | 25200 | 25200 | 25200 | 25200 | 25200 | 25200 | 25200 | 25200 | 25200 | 25200 | 25200 | 25200 | 25200 | 25200 | 25200 | 25200 | 25200 | 25200 | 25200 | 25200 | 25200 | 25200 | 25200 | 25200 | 25200 | 25200 | 25200 | 25200 | 25200 | 25200 | 25200 | 25200 | 25200 | 25200 | 25200 | 25200 | 25200 | 25200 | 25200 | 25200 | 25200 | 25200 | 25200 | 25200 | 25200 | 25200 | 25200 | 25200 | 25200 | 25200 | 25200 | 25200 | 25200 | 25200 | 25200 | 25200 | 25200 | 25200 | 25200 | 25200 | 25200 | 25200 | 25200 | 25200 | 25200 | 25200 | 25200 | 25200 | 25200 | 25200 | 25200 | 25200 | 25200 | 25200 | 25200 | 25200 | 25200 | 25200 | 25200 | 25200 | 25200 | 25200 | 25200 | 25200 | 25200 | 25200 | 25200 | 25200 | 25200 | 25200 | 25200 | 25200 | 25200 | 25200 | 25200 | 25200 | 25200 | 25200 | 25200 | 25200 | 25200 | 25200 | 25200 | 25200 | 25200 | 25200 | 25200 | 25200 | 25200 | 25200 | 25200 | 25200 | 25200 | 25200 | 25200 | 25200 | 25200 | 25200 | 25200 | 25200 | 25200 | 25200 | 25200 | 25200 | 25200 | 25200 | 25200 | 25200 | 25200 | 25200 | 25200 | 25200 | 25200 | 25200 | 25200 | 25200 | 25200 | 25200 | 25200 | 25200 | 25200 | 25200 | 25200 | 25200 | 25200 | 25200 | 25200 | 25200 | 25200 | 25200 | 25200 | 25200 | 25200 | 25200 | 25200 | 25200 | 25200 | 25200 | 25200 | 25200 | 25200 | 25200 | 25200 | 25200 | 25200 | 25200 | 25200 | 25200 | 25200 | 25200 | 25200 | 25200 | 25200 | 25200 | 25200 | 25200 | 25200 | 25200 | 25200 | 25200 | 25200 | 25200 | 25200 | 25200 | 25200 | 25200 | 25200 | 25200 | 25200 | 25200 | 25200 | 25200 | 25200 | 25200 | 25200 | 25200 | 25200 | 25200 | 25200 | 25200 | 25200 | 25200 | 25200 | 25200 | 25200 | 25200 | 25200 | 25200 | 25200 | 25200 | 25200 | 25200 | 25200 | 25200 | 25200 | 25200 | 25200 | 25200 | 25200 | 25200 | 25200 | 25200 | 25200 | 25200 | 25200 | 25200 | 25200 | 25200 | 25200 | 25200 | 25200 | 25200 | 25200 | 25200 | 25200 | 25200 | 25200 | 25200 | 25200 | 25200 | 25200 | 25200 | 25200 | 25200 | 25200 | 25200 | 25200 | 25200 | 25200 | 25200 | 25200 | 25200 | 25200 | 25200 | 25200 | 25200 | 25200 | 25200 | 25200 | 25200 | 25200 | 25200 | 25200 | 25200 | 25200 | 25200 | 25200 | 25200 | 25200 | 25200 | 25200 | 25200 | 25200 | 25200 | 25200 | 25200 | 25200 | 25200 | 25200 | 25200 | 25200 | 25200 | 25200 | 25200 | 25200 | 25200 | 25200 | 25200 | 25200 | 25200 | 25200 | 25200 | 25200 | 25200 | 25200 | 25200 | 25200 | 25200 | 25200 | 25200 | 25200 | 25200 | 25200 | 25200 | 25200 | 25200 | 25200 | 25200 | 25200 | 25200 | 25200 | 25200 | 25200 | 25200 | 25200 | 25200 | 25200 | 25200 | 25200 | 25200 | 25200 | 25200 | 25200 | 25200 | 25200 | 25200 | 25200 | 25200 | 25200 | 25200 | 25200 | 25200 | 25200 | 25200 | 25200 | 25200 | 25200 | 25200 | 25200 | 25200 | 25200 | 25200 | 25200 | 25200 | 25200 | 25200 | 25200 | 25200 | 25200 | 25200 | 25200 | 25200 | 25200 | 25200 | 25200 | 25200 | 25200 | 25200 | 25200 | 25200 | 25200 | 25200 | 25200 | 25200 | 25200 | 25200 | 25200 | 25200 | 25200 | 25200 | 25200 | 25200 | 25200 | 25200 | 25200 | 25200 | 25200 | 25200 | 25200 | 25200 | 25200 | 25200 | 25200 | 25200 | 25200 | 25200 | 25200 | 25200 | 25200 | 25200 | 25200 | 25200 | 25200 | 25200 | 25200 | 25200 | 25200 | 25200 | 25200 | 25200 | 25200 | 25200 | 25200 | 25200 | 25200 | 25200 | 25200 | 25200 | 25200 | 25200 | 25200 | 25200 | 25200 | 25200 | 25200 | 25200 | 25200 | 25200 | 25200 | 25200 | 25200 | 25200 | 25200 | 25200 | 25200 | 25200 | 25200 | 25200 | 25200 | 25200 | 25200 | 25200 | 25200 | 25200 | 25200 | 25200 | 25200 | 25200 | 25200 | 25200 | 25200 | 25200 | 25200 | 25200 | 25200 | 25200 | 25200 | 25200 | 25200 | 25200 | 25200 | 25200 | 25200 | 25200 | 25200 | 25200 | 25200 | 25200 | 25200 | 25200 | 25200 | 25200 | 25200 | 25200 | 25200 | 25200 | 25200 | 25200 | 25200 | 25200 | 25200 | 25200 | 25200 | 25200 | 25200 | 25200 | 25200 | 25200 | 25200 | 25200 | 25200 | 25200 | 25200 | 25200 | 25200 | 25200 | 25200 | 25200 | 25200 | 25200 | 25200 | 25200 | 25200 | 25200 | 25200 | 25200 | 25200 | 25200 | 25200 | 25200 | 25200 | 25200 | 25200 | 25200 | 25200 | 25200 | 25200 | 25200 | 25200 | 25200 | 25200 | 25200 | 25200 | 25200 | 25200 | 25200 | 25200 | 25200 | 25200 | 25200 | 25200 | 25200 | 25200 | 25200 | 25200 | 25200 | 25200 | 25200 | 25200 | 25200 | 25200 | 25200 | 25200 | 25200 | 25200 | 25200 | 25200 | 25200 | 25200 | 25200 | 25200 | 25200 | 25200 | 25200 | 25200 | 25200 | 25200 | 25200 | 25200 | 25200 | 25200 | 25200 | 25200 | 25200 | 25200 | 25200 | 25200 | 25200 | 25200 | 25200 | 25200 | 25200 | 25200 | 25200 | 25200 | 25200 | 25200 | 25200 | 25200 | 25200 | 25200 | 25200 | 25200 | 25200 | 25200 | 25200 | 25200 | 25200 | 25200 | 25200 | 25200 | 25200 | 25200 | 25200 | 25200 | 25200 | 25200 | 25200 | 25200 | 25200 | 25200 | 25200 | 25200 | 25200 | 25200 | 25200 | 25200 | 25200 | 25200 | 25200 | 25200 | 25200 | 25200 | 25200 | 25200 | 25200 | 25200 | 25200 | 25200 | 25200 | 25200 | 25200 | 25200 | 25200 | 25200 | 25200 | 25200 | 25200 | 25200 | 25200 | 25200 | 25200 | 25200 | 25200 | 25200 | 25200 | 25200 | 25200 | 25200 | 25200 | 25200 | 25200 | 25200 | 25200 | 25200 | 25200 | 25200 | 25200 | 25200 | 25200 | 25200 | 25200 | 25200 | 25200 | 25200 | 25200 | 25200 | 25200 | 25200 | 25200 | 25200 | 25200 | 25200 | 25200 | 25200 | 25200 | 25200 | 25200 | 25200 | 25200 | 25200 | 25200 | 25200 | 25200 | 25200 | 25200 | 25200 | 25200 | 25200 | 25200 | 25200 | 25200 | 25200 | 25200 | 25200 | 25200 | 25200 | 25200 | 25200 | 25200 | 25200 | 25200 | 25200 | 25200 | 25200 | 25200 | 25200 | 25200 | 25200 | 25200 | 25200 | 25200 | 25200 | 25200 | 25200 | 25200 | 25200 | 25200 | 25200 | 25200 | 25200 | 25200 | 25200 | 25200 | 25200 | 25200 | 25200 | 25200 | 25200 | 25200 | 25200 | 25200 | 25200 | 25200 | 25200 | 25200 | 25200 | 25200 | 25200 | 25200 | 25200 | 25200 | 25200 | 25200 | 25200 | 25200 | 25200 | 25200 | 25200 | 25200 | 25200 | 25200 | 25200 | 25200 | 25200 | 25200 | 25200 | 25200 | 25200 | 25200 | 25200 | 25200 | 25200 | 25200 | 25200 | 25200 | 25200 | 25200 | 25200 | 25200 | 25200 | 25200 | 25200 | 25200 | 25200 | 25200 | 25200 | 25200 | 25200 | 25200 | 25200 | 25200 | 25200 | 25200 | 25200 | 25200 | 25200 | 25200 | 25200 | 25200 | 25200 | 25200 | 25200 | 25200 | 25200 | 25200 | 25200 | 25200 | 25200 | 25200 | 25200 | 25200 | 25200 | 25200 | 25200 | 25200 | 25200 | 25200 | 25200 | 25200 | 25200 | 25200 | 25200 | 25200 | 25200 | 25200 | 25200 | 25200 | 25200 | 25200 | 25200 | 25200 | 25200 | 25200 | 25200 | 25200 | 25200 | 25200 | 25200 | 25200 | 25200 | 25200 | 25200 | 25200 | 25200 | 25200 | 25200 | 25200 | 25200 | 25200 | 25200 | 25200 | 25200 | 25200 | 25200 | 25200 | 25200 | 25200 | 25200 | 25200 | 25200 | 25200 | 25200 | 25200 | 25200 | 25200 | 25200 | 25200 | 25200 | 25200 | 25200 | 25200 | 25200 | 25200 | 25200 | 25200 | 25200 | 25200 | 25200 | 25200 | 25200 | 25200 | 25200 | 25200 | 25200 | 25200 | 25200 | 25200 | 25200 | 25200 | 25200 | 25200 | 25200 | 25200 | 25200 | 25200 | 25200 | 25200 | 25200 | 25200 | 25200 | 25200 | 25200 | 25200 | 25200 | 25200 | 25200 | 25200 | 25200 | 25200 | 25200 | 25200 | 25200 | 25200 | 25200 | 25200 | 25200 | 25200 | 25200 | 25200 | 25200 | 25200 | 25200 | 25200 | 25200 | 25200 | 25200 | 25200 | 25200 | 25200 | 25200 | 25200 | 25200 | 25200 | 25200 | 25200 | 25200 | 25200 | 25200 | 25200 | 25200 | 25200 | 25200 | 25200 | 25200 | 25200 | 25200 | 25200 | 25200 | 25200 | 25200 | 25200 | 25200 | 25200 | 25200 | 25200 | 25200 | 25200 | 25200 | 25200 | 25200 | 25200 | 25200 | 25200 | 25200 | 25200 | 25200 | 25200 | 25200 | 25200 | 25200 | 25200 | 25200 | 25200 | 25200 | 25200 | 25200 | 25200 | 25200 | 25200 | 25200 | 25200 | 25200 | 25200 | 25200 | 25200 | 25200 | 25200 | 25200 | 25200 | 25200 | 25200 | 25200 | 25200 | 25200 | 25200 | 25200 | 25200 | 25200 | 25200 | 25200 | 25200 | 25200 | 25200 | 25200 | 25200 | 25200 | 25200 | 25200 | 25200 | 25200 | 25200 | 25200 | 25200 | 25200 | 25200 | 25200 | 25200 | 25200 | 25200 | 25200 | 25200 | 25200 | 25200 | 25200 | 25200 | 25200 | 25200 | 25200 | 25200 | 25200 | 25200 | 25200 | 25200 | 25200 | 25200 | 25200 | 25200 | 25200 | 25200 | 25200 | 25200 | 25200 | 25200 | 25200 | 25200 | 25200 | 25200 | 25200 | 25200 | 25200 | 25200 | 25200 | 25200 | 25200 | 25200 | 25200 | 25200 | 25200 | 25200 | 25200 | 25200 | 25200 | 25200 | 25200 | 25200 | 25200 | 25200 | 25200 | 25200 | 25200 | 25200 | 25200 | 25200 | 25200 | 25200 | 25200 | 25200 | 25200 | 25200 | 25200 | 25200 | 25200 | 25200 | 25200 | 25200 | 25200 | 25200 | 25200 | 25200 | 25200 | 25200 | 25200 | 25200 | 25200 | 25200 | 25200 | 25200 | 25200 | 25200 | 25200 | 25200 | 25200 | 25200 | 25200 | 25200 | 25200 | 25200 | 25200 | 25200 | 25200 | 25200 | 25200 | 25200 | 25200 | 25200 | 25200 | 25200 | 25200 | 25200 | 25200 | 25200 | 25200 | 25200 | 25200 | 25200 | 25200 | 25200 | 25200 | 25200 | 25200 | 25200 | 25200 | 25200 | 25200 | 25200 | 25200 | 25200 | 25200 | 25200 | 25200 | 25200 | 25200 | 25200 | 25200 | 25200 | 25200 | 25200 | 25200 | 25200 | 25200 | 25200 | 25200 | 25200 | 25200 | 25200 | 25200 | 25200 | 25200 | 25200 | 25200 | 25200 | 25200 | 25200 | 25200 | 25200 | 25200 | 25200 | 25200 | 25200 | 25200 | 25200 | 25200 | 25200 | 25200 | 25200 | 25200 | 25200 | 25200 | 25200 | 25200 | 25200 | 25200 | 25200 | 25200 | 25200 | 25200 | 25200 | 25200 | 25200 | 25200 | 25200 | 25200 | 25200 | 25200 | 25200 | 25200 | 25200 | 25200 | 25200 | 25200 | 25200 | 25200 | 25200 | 25200 | 25200 | 25200 | 25200 | 25200 | 25200 | 25200 | 25200 | 25200 | 25200 | 25200 | 25200 | 25200 | 25200 | 25200 | 25200 | 25200 | 25200 | 25200 | 25200 | 25200 | 25200 | 25200 | 25200 | 25200 | 25200 | 25200 | 25200 | 25200 | 25200 | 25200 | 25200 | 25200 | 25200 | 25200 | 25200 | 25200 | 25200 | 25200 | 25200 | 25200 | 25200 | 25200 | 25200 | 25200 | 25200 | 25200 | 25200 | 25200 | 25200 | 25200 | 25200 | 25200 | 25200 | 25200 | 25200 | 25200 | 25200 | 25200 | 25200 | 25200 | 25200 | 25200 | 25200 | 25200 | 25200 | 25200 | 25200 | 25200 | 25200 | 25200 | 25200 | 25200 | 25200 | 25200 | 25200 | 25200 | 25200 | 25200 | 25200 | 25200 | 25200 | 25200 | 25200 | 25200 | 25200 | 25200 | 25200 | 25200 | 25200 | 25200 | 25200 | 25200 | 25200 | 25200 | 25200 | 25200 | 25200 | 25200 | 25200 | 25200 | 25200 | 25200 | 25200 | 25200 | 25200 | 25200 | 25200 | 25200 | 25200 | 25200 | 25200 | 25200 | 25200 | 25200 | 25200 | 25200 | 25200 | 25200 | 25200 | 25200 | 25200 | 25200 | 25200 | 25200 | 25200 | 25200 | 25200 | 25200 | 25200 | 25200 | 25200 | 25200 | 25200 | 25200 | 25200 | 25200 | 25200 | 25200 | 25200 | 25200 | 25200 | 25200 | 25200 | 25200 | 25200 | 25200 | 25200 | 25200 | 25200 | 25200 | 25200 | 25200 | 25200 | 25200 | 25200 | 25200 | 25200 | 25200 | 25200 | 25200 | 25200 | 25200 | 25200 | 25200 | 25200 | 25200 | 25200 | 25200 | 25200 | 25200 | 25200 | 25200 | 25200 | 25200 | 25200 | 25200 | 25200 | 25200 | 25200 | 25200 | 25200 | 25200 | 25200 | 25200 | 25200 | 25200 | 25200 | 25200 | 25200 | 25200 | 25200 | 25200 | 25200 | 25200 | 25200 | 25200 | 25200 | 25200 | 25200 | 25200 | 25200 | 25200 | 25200 | 25200 | 25200 | 25200 | 25200 | 25200 | 25200 | 25200 | 25200 | 25200 | 25200 | 25200 | 25200 | 25200 | 25200 | 25200 | 25200 | 25200 | 25200 | 25200 | 25200 | 25200 | 25200 | 25200 | 25200 | 25200 | 25200 | 25200 | 25200 | 25200 | 25200 | 25200 | 25200 | 25200 | 25200 | 25200 | 25200 | 25200 | 25200 | 25200 | 25200 | 25200 | 25200 | 25200 | 25200 | 25200 | 25200 | 25200 | 25200 | 25200 | 25200 | 25200 | 25200 | 25200 | 25200 | 25200 | 25200 | 25200 | 25200 | 25200 | 25200 | 25200 | 25200 | 25200 | 25200 | 25200 | 25200 | 25200 | 25200 | 25200 | 25200 | 25200 | 25200 | 25200 | 25200 | 25200 | 25200 | 25200 | 25200 | 25200 | 25200 | 25200 | 25200 | 25200 | 25200 | 25200 | 25200 | 25200 | 25200 | 25200 | 25200 | 25200 | 25200 | 25200 | 25200 | 25200 | 25200 | 25200 | 25200 | 25200 | 25200 | 25200 | 25200 | 25200 | 25200 | 25200 | 25200 | 25200 | 25200 | 25200 | 25200 | 25200 | 25200 | 25200 | 25200 | 25200 | 25200 | 25200 | 25200 | 25200 | 25200 | 25200 | 25200 | 25200 | 25200 | 25200 | 25200 | 25200 | 25200 | 25200 | 25200 | 25200 | 25200 | 25200 | 25200 | 25200 | 25200 | 25200 | 25200 | 25200 | 25200 | 25200 | 25200 | 25200 | 25200 | 25200 | 25200 | 25200 | 25200 | 25200 | 25200 | 25200 | 25200 | 25200 | 25200 | 25200 | 25200 | 25200 | 25200 | 25200 | 25200 | 25200 | 25200 | 25200 | 25200 | 25200 | 25200 | 25200 | 25200 | 25200 | 25200 | 25200 | 25200 | 25200 | 25200 | 25200 | 25200 | 25200 | 25200 | 25200 | 25200 | 25200 | 25200 | 25200 | 25200 | 25200 | 25200 | 25200 | 25200 | 25200 | 25200 | 25200 | 25200 | 25200 | 25200 | 25200 | 25200 | 25200 | 25200 | 25200 | 25200 | 25200 | 25200 | 25200 | 25200 | 25200 | 25200 | 25200 | 25200 | 25200 | 25200 | 25200 | 25200 | 25200 | 25200 | 25200 | 25200 | 25200 | 25200 | 25200 | 25200 | 25200 | 25200 | 25200 | 25200 | 25200 | 25200 | 25200 | 25200 | 25200 | 25200 | 25200 | 25200 | 25200 | 25200 | 25200 | 25200 | 25200 | 25200 | 25200 | 25200 | 25200 | 25200 | 25200 | 25200 | 25200 | 25200 | 25200 | 25200 | 25200 | 25200 | 25200 | 25200 | 25200 | 25200 | 25200 | 25200 | 25200 | 25200 | 25200 | 25200 | 25200 | 25200 | 25200 | 25200 | 25200 | 25200 | 25200 | 25200 | 25200 | 25200 | 25200 | 25200 | 25200 | 25200 | 25200 | 25200 | 25200 | 25200 | 25200 | 25200 | 25200 | 25200 | 25200 | 25200 | 25200 | 25200 | 25200 | 25200 | 25200 | 25200 | 25200 | 25200 | 25200 | 25200 | 25200 | 25200 | 25200 | 25200 | 25200 | 25200 | 25200 | 25200 | 25200 | 25200 | 25200 | 25200 | 25200 | 25200 | 25200 | 25200 | 25200 | 25200 | 25200 | 25200 | 25200 | 25200 | 25200 | 25200 | 25200 | 25200 | 25200 | 25200 | 25200 | 25200 | 25200 | 25200 | 25200 | 25200 | 25200 | 25200 | 25200 | 25200 | 25200 | 25200 | 25200 | 25200 | 25200 | 25200 | 25200 | 25200 | 25200 | 25200 | 25200 | 25200 | 25200 | 25200 | 25200 | 25200 | 25200 | 25200 | 25200 | 25200 | 25200 | 25200 | 25200 | 25200 | 25200 | 25200 | 25200 | 25200 | 25200 | 25200 | 25200 | 25200 | 25200 | 25200 | 25200 | 25200 | 25200 | 25200 | 25200 | 25200 | 25200 | 25200 | 25200 | 25200 | 25200 | 25200 | 25200 | 25200 | 25200 | 25200 | 25200 | 25200 | 25200 | 25200 | 25200 | 25200 | 25200 | 25200 | 25200 | 25200 | 25200 | 25200 | 25200 | 25200 | 25200 | 25200 | 25200 | 25200 | 25200 | 25200 | 25200 | 25200 | 25200 | 25200 | 25200 | 25200 | 25200 | 25200 | 25200 | 25200 | 25200 | 25200 | 25200 | 25200 | 25200 | 25200 | 25200 | 25200 | 25200 | 25200 | 25200 | 25200 | 25200 | 25200 | 25200 | 25200 | 25200 | 25200 | 25200 | 25200 | 25200 | 25200 | 25200 | 25200 | 25200 | 25200 | 25200 | 25200 | 25200 | 25200 | 25200 | 25200 | 25200 | 25200 | 25200 | 25200 | 25200 | 25200 | 25200 | 25200 | 25200 | 25200 | 25200 | 25200 | 25200 | 25200 | 25200 | 25200 | 25200 | 25200 | 25200 | 25200 | 25200 | 25200 | 25200 | 25200 | 25200 | 25200 | 25200 | 25200 | 25200 | 25200 | 25200 | 25200 | 25200 | 25200 | 25200 | 25200 | 25200 | 25200 | 25200 | 25200 | 25200 | 25200 | 25200 | 25200 | 25200 | 25200 | 25200 | 25200 | 25200 | 25200 | 25200 | 25200 | 25200 | 25200 | 25200 | 25200 | 25200 | 25200 | 25200 | 25200 | 25200 | 25200 | 25200 | 25200 | 25200 | 25200 | 25200 | 25200 | 25200 | 25200 | 25200 | 25200 | 25200 | 25200 | 25200 | 25200 | 25200 | 25200 | 25200 | 25200 | 25200 | 25200 | 25200 | 25200 | 25200 | 25200 | 25200 | 25200 | 25200 | 25200 | 25200 | 25200 | 25200 | 25200 | 25200 | 25200 | 25200 | 25200 | 25200 | 25200 | 25200 | 25200 | 25200 | 25200 | 25200 | 25200 | 25200 | 25200 | 25200 | 25200 | 25200 | 25200 | 25200 | 25200 | 25200 | 25200 | 25200 | 25200 | 25200 | 25200 | 25200 | 25200 | 25200 | 25200 | 25200 | 25200 | 25200 | 25200 | 25200 | 25200 | 25200 | 25200 | 25200 | 25200 | 25200 | 25200 | 25200 | 25200 | 25200 | 25200 | 25200 | 25200 | 25200 | 25200 | 25200 | 25200 | 25200 | 25200 | 25200 | 25200 | 25200 | 25200 | 25200 | 25200 | 25200 | 25200 | 25200 | 25200 | 25200 | 25200 | 25200 | 25200 | 25200 | 25200 | 25200 | 25200 | 25200 | 25200 | 25200 | 25200 | 25200 | 25200 | 25200 | 25200 | 25200 | 25200 | 25200 | 25200 | 25200 | 25200 | 25200 | 25200 | 25200 | 25200 | 25200 | 25200 | 25200 | 25200 | 25200 | 25200 | 25200 | 25200 | 25200 | 25200 | 25200 | 25200 | 25200 | 25200 | 25200 | 25200 | 25200 | 25200 | 25200 | 25200 | 25200 | 25200 | 25200 | 25200 | 25200 | 25200 | 25200 | 25200 | 25200 | 25200 | 25200 | 25200 | 25200 | 25200 | 25200 | 25200 | 25200 | 25200 | 25200 | 25200 | 25200 | 25200 | 25200 | 25200 | 25200 | 25200 | 25200 | 25200 | 25200 | 25200 | 25200 | 25200 | 25200 | 25200 | 25200 | 25200 | 25200 | 25200 | 25200 | 25200 | 25200 | 25200 | 25200 | 25200 | 25200 | 25200 | 25200 | 25200 | 25200 | 25200 | 25200 | 25200 | 25200 | 25200 | 25200 | 25200 | 25200 | 25200 | 25200 | 25200 | 25200 | 25200 | 25200 | 25200 | 25200 | 25200 | 25200 | 25200 | 25200 | 25200 | 25200 | 25200 | 25200 | 25200 | 25200 | 25200 | 25200 | 25200 | 25200 | 25200 | 25200 | 25200 | 25200 | 25200 | 25200 | 25200 | 25200 | 25200 | 25200 | 25200 | 25200 | 25200 | 25200 | 25200 | 25200 | 25200 | 25200 | 25200 | 25200 | 25200 | 25200 | 25200 | 25200 | 25200 | 25200 | 25200 | 25200 | 25200 | 25200 | 25200 | 25200 | 25200 | 25200 | 25200 | 25200 | 25200 | 25200 | 25200 | 25200 | 25200 | 25200 | 25200 | 25200 | 25200 | 25200 | 25200 | 25200 | 25200 | 25200 | 25200 | 25200 | 25200 | 25200 | 25200 | 25200 | 25200 | 25200 | 25200 | 25200 | 25200 | 25200 | 25200 | 25200 | 25200 | 25200 | 25200 | 25200 | 25200 | 25200 | 25200 | 25200 | 25200 | 25200 | 25200 | 25200 | 25200 | 25200 | 25200 | 25200 | 25200 | 25200 | 25200 | 25200 | 25200 | 25200 | 25200 | 25200 | 25200 | 25200 | 25200 | 25200 | 25200 | 25200 | 25200 | 25200 | 25200 | 25200 | 25200 | 25200 | 25200 | 25200 | 25200 | 25200 | 25200 | 25200 | 25200 | 25200 | 25200 | 25200 | 25200 | 25200 | 25200 | 25200 | 25200 | 25200 | 25200 | 25200 | 25200 | 25200 | 25200 | 25200 | 25200 | 25200 | 25200 | 25200 | 25200 | 25200 | 25200 | 25200 | 25200 | 25200 | 25200 | 25200 | 25200 | 25200 | 25200 | 25200 | 25200 | 25200 | 25200 | 25200 | 25200 | 25200 | 25200 | 25200 | 25200 | 25200 | 25200 | 25200 | 25200 | 25200 | 25200 | 25200 | 25200 | 25200 | 25200 | 25200 | 25200 | 25200 | 25200 | 25200 | 25200 | 25200 | 25200 | 25200 | 25200 | 25200 | 25200 | 25200 | 25200 | 25200 | 25200 | 25200 | 25200 | 25200 | 25200 | 25200 | 25200 | 25200 | 25200 | 25200 | 25200 | 25200 | 25200 | 25200 | 25200 | 25200 | 25200 | 25200 | 25200 | 25200 | 25200 | 25200 | 25200 | 25200 | 25200 | 25200 | 25200 | 25200 | 25200 | 25200 | 25200 | 25200 | 25200 | 25200 | 25200 | 25200 | 25200 | 25200 | 25200 | 25200 | 25200 | 25200 | 25200 | 25200 | 25200 | 25200 | 25200 | 25200 | 25200 | 25200 | 25200 | 25200 | 25200 | 25200 | 25200 | 25200 | 25200 | 25200 | 25200 | 25200 | 25200 | 25200 | 25200 | 25200 | 25200 | 25200 | 25200 | 25200 | 25200 | 25200 | 25200 | 25200 | 25200 | 25200 | 25200 | 25200 | 25200 | 25200 | 25200 | 25200 | 25200 | 25200 | 25200 | 25200 | 25200 | 25200 | 25200 | 25200 | 25200 | 25200 | 25200 | 25200 | 25200 | 25200 | 25200 | 25200 | 25200 | 25200 | 25200 | 25200 | 25200 | 25200 | 25200 | 25200 | 25200 | 25200 | 25200 | 25200 | 25200 | 25200 | 25200 | 25200 | 25200 | 25200 | 25200 | 25200 | 25200 | 25200 | 25200 | 25200 | 25200 | 25200 | 25200 | 25200 | 25200 | 25200 | 25200 | 25200 | 25200 | 25200 | 25200 | 25200 | 25200 | 25200 | 25200 | 25200 | 25200 | 25200 | 25200 | 25200 | 25200 | 25200 | 25200 | 25200 | 25200 | 25200 | 25200 | 25200 | 25200 | 25200 | 25200 | 25200 | 25200 | 25200 | 25200 | 25200 | 25200 | 25200 | 25200 | 25200 | 25200 | 25200 | 25200 | 25200 | 25200 | 25200 | 25200 | 25200 | 25200 | 25200 | 25200 | 25200 | 25200 | 25200 | 25200 | 25200 | 25200 | 25200 | 25200 | 25200 | 25200 | 25200 | 25200 | 25200 | 25200 | 25200 | 25200 | 25200 | 25200 | 25200 | 25200 | 25200 | 25200 | 25200 | 25200 | 25200 | 25200 | 25200 | 25200 | 25200 | 25200 | 25200 | 25200 | 25200 | 25200 | 25200 | 25200 | 25200 | 25200 | 25200 | 25200 | 25200 | 25200 | 25200 | 25200 | 25200 | 25200 | 25200 | 25200 | 25200 | 25200 | 25200 | 25200 | 25200 | 25200 | 25200 | 25200 | 25200 | 25200 | 25200 | 25200 | 25200 | 25200 | 25200 | 25200 | 25200 | 25200 | 25200 | 25200 | 25200 | 25200 | 25200 | 25200 | 25200 | 25200 | 25200 | 25200 | 25200 | 25200 | 25200 | 25200 | 25200 | 25200 | 25200 | 25200 | 25200 | 25200 | 25200 | 25200 | 25200 | 25200 | 25200 | 25200 | 25200 | 25200 | 25200 | 25200 | 25200 | 25200 | 25200 | 25200 | 25200 | 25200 | 25200 | 25200 | 25200 | 25200 | 25200 | 25200 | 25200 | 25200 | 25200 | 25200 | 25200 | 25200 | 25200 | 25200 | 25200 | 25200 | 25200 | 25200 | 25200 | 25200 | 25200 | 25200 | 25200 | 25200 | 25200 | 25200 | 25200 | 25200 | 25200 | 25200 | 25200 | 25200 | 25200 | 25200 | 25200 | 25200 | 25200 | 25200 | 25200 | 25200 | 25200 | 25200 | 25200 | 25200 | 25200 | 25200 | 25200 | 25200 | 25200 | 25200 | 25200 | 25200 | 25200 | 25200 | 25200 | 25200 | 25200 | 25200 | 25200 | 25200 | 25200 | 25200 | 25200 | 25200 | 25200 | 25200 | 25200 | 25200 | 25200 | 25200 | 25200 | 25200 | 25200 | 25200 | 25200 | 25200 | 25200 | 25200 | 25200 | 25200 | 25200 | 25200 | 25200 | 25200 | 25200 | 25200 | 25200 | 25200 | 25200 | 25200 | 25200 | 25200 | 25200 | 25200 | 25200 | 25200 | 25200 | 25200 | 25200 | 25200 | 25200 | 25200 | 25200 | 25200 | 25200 | 25200 | 25200 | 25200 | 25200 | 25200 | 25200 | 25200 | 25200 | 25200 | 25200 | 25200 | 25200 | 25200 | 25200 | 25200 | 25200 | 25200 | 25200 | 25200 | 25200 | 25200 | 25200 | 25200 | 25200 | 25200 | 25200 | 25200 | 25200 | 25200 | 25200 | 25200 | 25200 | 25200 | 25200 | 25200 | 25200 | 25200 | 25200 | 25200 | 25200 | 25200 | 25200 | 25200 | 25200 | 25200 | 25200 | 25200 | 25200 | 25200 | 25200 | 25200 | 25200 | 25200 | 25200 | 25200 | 25200 | 25200 | 25200 | 25200 | 25200 | 25200 | 25200 | 25200 | 25200 | 25200 | 25200 | 25200 | 25200 | 25200 | 25200 | 25200 | 25200 | 25200 | 25200 | 25200 | 25200 | 25200 | 25200 | 25200 | 25200 | 25200 | 25200 | 25200 | 25200 | 25200 | 25200 | 25200 | 25200 | 25200 | 25200 | 25200 | 25200 | 25200 | 25200 | 25200 | 25200 | 25200 | 25200 | 25200 | 25200 | 25200 | 25200 | 25200 | 25200 | 25200 | 25200 | 25200 | 25200 | 25200 | 25200 | 25200 | 25200 | 25200 | 25200 | 25200 | 25200 | 25200 | 25200 | 25200 | 25200 | 25200 | 25200 | 25200 | 25200 | 25200 | 25200 | 25200 | 25200 | 25200 | 25200 | 25200 | 25200 | 25200 | 25200 | 25200 | 25200 | 25200 | 25200 | 25200 | 25200 | 25200 | 25200 | 25200 | 25200 | 25200 | 25200 | 25200 | 25200 | 25200 | 25200 | 25200 | 25200 | 25200 | 25200 | 25200 | 25200 | 25200 | 25200 | 25200 | 25200 | 25200 | 25200 | 25200 | 25200 | 25200 | 25200 | 25200 | 25200 | 25200 | 25200 | 25200 | 25200 | 25200 | 25200 | 25200 | 25200 | 25200 | 25200 | 25200 | 25200 | 25200 | 25200 | 25200 | 25200 | 25200 | 25200 | 25200 | 25200 | 25200 | 25200 | 25200 | 25200 | 25200 | 25200 | 25200 | 25200 | 25200 | 25200 | 25200 | 25200 | 25200 | 25200 | 25200 | 25200 | 25200 | 25200 | 25200 | 25200 | 25200 | 25200 | 25200 | 25200 | 25200 | 25200 | 25200 | 25200 | 25200 | 25200 | 25200 | 25200 | 25200 | 25200 | 25200 | 25200 | 25200 | 25200 | 25200 | 25200 | 25200 | 25200 | 25200 | 25200 | 25200 | 25200 | 25200 | 25200 | 25200 | 25200 | 25200 | 25200 | 25200 | 25200 | 25200 | 25200 | 25200 | 25200 | 25200 | 25200 | 25200 | 25200 | 25200 | 25200 | 25200 | 25200 | 25200 | 25200 | 25200 | 25200 | 25200 | 25200 | 25200 | 25200 | 25200 | 25200 | 25200 | 25200 | 25200 | 25200 | 25200 | 25200 | 25200 | 25200 | 25200 | 25200 | 25200 | 25200 | 25200 | 25200 | 25200 | 25200 | 25200 | 25200 | 25200 | 25200 | 25200 | 25200 | 25200 | 25200 | 25200 | 25200 | 25200 | 25200 | 25200 | 25200 | 25200 | 25200 | 25200 | 25200 | 25200 | 25200 | 25200 | 25200 | 25200 | 25200 | 25200 | 25200 | 25200 | 25200 | 25200 | 25200 | 25200 | 25200 | 25200 | 25200 | 25200 | 25200 | 25200 | 25200 | 25200 | 25200 | 25200 | 25200 | 25200 | 25200 | 25200 | 25200 | 25200 | 25200 | 25200 | 25200 | 25200 | 25200 | 25200 | 25200 | 25200 | 25200 | 25200 | 25200 | 25200 | 25200 | 25200 | 25200 | 25200 | 25200 | 25200 | 25200 | 25200 | 25200 | 25200 | 25200 | 25200 | 25200 | 25200 | 25200 | 25200 | 25200 | 25200 | 25200 | 25200 | 25200 | 25200 | 25200 | 25200 | 25200 | 25200 | 25200 | 25200 | 25200 | 25200 | 25200 | 25200 | 25200 | 25200 | 25200 | 25200 | 25200 | 25200 | 25200 | 25200 | 25200 | 25200 | 25200 | 25200 | 25200 | 25200 | 25200 | 25200 | 25200 | 25200 | 25200 | 25200 | 25200 | 25200 | 25200 | 25200 | 25200 | 25200 | 25200 | 25200 | 25200 | 25200 | 25200 | 25200 | 25200 | 25200 | 25200 | 25200 | 25200 | 25200 | 25200 | 25200 | 25200 | 25200 | 25200 | 25200 | 25200 | 25200 | 25200 | 25200 | 25200 | 25200 | 25200 | 25200 | 25200 | 25200 | 25200 | 25200 | 25200 | 25200 | 25200 | 25200 | 25200 | 25200 | 25200 | 25200 | 25200 | 25200 | 25200 | 25200 | 25200 | 25200 | 25200 | 25200 | 25200 | 25200 | 25200 | 25200 | 25200 | 25200 | 25200 | 25200 | 25200 | 25200 | 25200 | 25200 | 25200 | 25200 | 25200 | 25200 | 25200 | 25200 | 25200 | 25200 | 25200 | 25200 | 25200 | 25200 | 25200 | 25200 | 25200 | 25200 | 25200 | 25200 | 25200 | 25200 | 25200 | 25200 | 25200 | 25200 | 25200 | 25200 | 25200 | 25200 | 25200 | 25200 | 25200 | 25200 | 25200 | 25200 | 25200 | 25200 | 25200 | 25200 | 25200 | 25200 | 25200 | 25200 | 25200 | 25200 | 25200 | 25200 | 25200 | 25200 | 25200 | 25200 | 25200 | 25200 | 25200 | 25200 | 25200 | 25200 | 25200 | 25200 | 25200 | 25200 | 25200 | 25200 | 25200 | 25200 | 25200 | 25200 | 25200 | 25200 | 25200 | 25200 | 25200 | 25200 | 25200 | 25200 | 25200 | 25200 | 25200 | 25200 | 25200 | 25200 | 25200 | 25200 | 25200 | 25200 | 25200 | 25200 | 25200 | 25200 | 25200 | 25200 | 25200 | 25200 | 25200 | 25200 | 25200 | 25200 | 25200 | 25200 | 25200 | 25200 | 25200 | 25200 | 25200 | 25200 | 25200 | 25200 | 25200 | 25200 | 25200 | 25200 | 25200 | 25200 | 25200 | 25200 | 25200 | 25200 | 25200 | 25200 | 25200 | 25200 | 25200 | 25200 | 25200 | 25200 | 25200 | 25200 | 25200 | 25200 | 25200 | 25200 | 25200 | 25200 | 25200 | 25200 | 25200 | 25200 | 25200 | 25200 | 25200 | 25200 | 25200 | 25200 | 25200 | 25200 | 25200 | 25200 | 25200 | 25200 | 25200 | 25200 | 25200 | 25200 | 25200 | 25200 | 25200 | 25200 | 25200 | 25200 | 25200 | 25200 | 25200 | 25200 | 25200 | 25200 | 25200 | 25200 | 25200 | 25200 | 25200 | 25200 | 25200 | 25200 | 25200 | 25200 | 25200 | 25200 | 25200 | 25200 | 25200 | 25200 | 25200 | 25200 | 25200 | 25200 | 25200 | 25200 | 25200 | 25200 | 25200 | 25200 | 25200 | 25200 | 25200 | 25200 | 25200 | 25200 | 25200 | 25200 | 25200 | 25200 | 25200 | 25200 | 25200 | 25200 | 25200 | 25200 | 25200 | 25200 | 25200 | 25200 | 25200 | 25200 | 25200 | 25200 | 25200 | 25200 | 25200 | 25200 | 25200 | 25200 | 25200 | 25200 | 25200 | 25200 | 25200 | 25200 | 25200 | 25200 | 25200 | 25200 | 25200 | 25200 | 25200 | 25200 | 25200 | 25200 | 25200 | 25200 | 25200 | 25200 | 25200 | 25200 | 25200 | 25200 | 25200 | 25200 | 25200 | 25200 | 25200 | 25200 | 25200 | 25200 | 25200 | 25200 | 25200 | 25200 | 25200 | 25200 | 25200 | 25200 | 25200 | 25200 | 25200 | 25200 | 25200 | 25200 | 25200 | 25200 | 25200 | 25200 | 25200 | 25200 | 25200 | 25200 | 25200 | 25200 | 25200 | 25200 | 25200 | 25200 | 25200 | 25200 | 25200 | 25200 | 25200 | 25200 | 25200 | 25200 | 25200 | 25200 | 25200 | 25200 | 25200 | 25200 | 25200 | 25200 | 25200 | 25200 | 25200 | 25200 | 25200 | 25200 | 25200 | 25200 | 25200 | 25200 | 25200 | 25200 | 25200 | 25200 | 25200 | 25200 | 25200 | 25200 | 25200 | 25200 | 25200 | 25200 | 25200 | 25200 | 25200 | 25200 | 25200 | 25200 | 25200 | 25200 | 25200 | 25200 | 25200 | 25200 | 25200 | 25200 | 25200 | 25200 | 25200 | 25200 | 25200 | 25200 | 25200 | 25200 | 25200 | 25200 | 25200 | 25200 | 25200 | 25200 | 25200 | 25200 | 25200 | 25200 | 25200 | 25200 | 25200 | 25200 | 25200 | 25200 | 25200 | 25200 | 25200 | 25200 | 25200 | 25200 | 25200 | 25200 | 25200 | 25200 | 25200 | 25200 | 25200 | 25200 | 25200 | 25200 | 25200 | 25200 | 25200 | 25200 | 25200 | 25200 | 25200 | 25200 | 25200 | 25200 | 25200 | 25200 | 25200 | 25200 | 25200 | 25200 | 25200 | 25200 | 25200 | 25200 | 25200 | 25200 | 25200 | 25200 | 25200 | 25200 | 25200 | 25200 | 25200 | 25200 | 25200 | 25200 | 25200 | 25200 | 25200 | 25200 | 25200 | 25200 | 25200 | 25200 | 25200 | 25200 | 25200 | 25200 | 25200 | 25200 | 25200 | 25200 | 25200 | 25200 | 25200 | 25200 | 25200 | 25200 | 25200 | 25200 | 25200 | 25200 | 25200 | 25200 | 25200 | 25200 | 25200 | 25200 | 25200 | 25200 | 25200 | 25200 | 25200 | 25200 | 25200 | 25200 | 25200 | 25200 | 25200 | 25200 | 25200 | 25200 | 25200 | 25200 | 25200 | 25200 | 25200 | 25200 | 25200 | 25200 | 25200 | 25200 | 25200 | 25200 | 25200 | 25200 | 25200 | 25200 | 25200 | 25200 | 25200 | 25200 | 25200 | 25200 | 25200 | 25200 | 25200 | 25200 | 25200 | 25200 | 25200 | 25200 | 25200 | 25200 | 25200 | 25200 | 25200 | 25200 | 25200 | 25200 | 25200 | 25200 | 25200 | 25200 | 25200 | 25200 | 25200 | 25200 | 25200 | 25200 | 25200 | 25200 | 25200 | 25200 | 25200 | 25200 | 25200 | 25200 | 25200 | 25200 | 25200 | 25200 | 25200 | 25200 | 25200 | 25200 | 25200 | 25200 | 25200 | 25200 | 25200 | 25200 | 25200 | 25200 | 25200 | 25200 | 25200 | 25200 | 25200 | 25200 | 25200 | 25200 | 25200 | 25200 | 25200 | 25200 | 25200 | 25200 | 25200 | 25200 | 25200 | 25200 | 25200 | 25200 | 25200 | 25200 | 25200 | 25200 | 25200 | 25200 | 25200 | 25200 | 25200 | 25200 | 25200 | 25200 | 25200 | 25200 | 25200 | 25200 | 25200 | 25200 | 25200 | 25200 | 25200 | 25200 | 25200 | 25200 | 25200 | 25200 | 25200 | 25200 | 25200 | 25200 | 25200 | 25200 | 25200 | 25200 | 25200 | 25200 | 25200 | 25200 | 25200 | 25200 | 25200 | 25200 | 25200 | 25200 | 25200 | 25200 | 25200 | 25200 | 25200 | 25200 | 25200 | 25200 | 25200 | 25200 | 25200 | 25200 | 25200 | 25200 | 25200 | 25200 | 25200 | 25200 | 25200 | 25200 | 25200 | 25200 | 25200 | 25200 | 25200 | 25200 | 25200 | 25200 | 25200 | 25200 | 25200 | 25200 | 25200 | 25200 | 25200 | 25200 | 25200 | 25200 | 25200 | 25200 | 25200 | 25200 | 25200 | 25200 | 25200 | 25200 | 25200 | 25200 | 25200 | 25200 | 25200 | 25200 | 25200 | 25200 | 25200 | 25200 | 25200 | 25200 | 25200 | 25200 | 25200 | 25200 | 25200 | 25200 | 25200 | 25200 | 25200 | 25200 | 25200 | 25200 | 25200 | 25200 | 25200 | 25200 | 25200 | 25200 | 25200 | 25200 | 25200 | 25200 | 25200 | 25200 | 25200 | 25200 | 25200 | 25200 | 25200 | 25200 | 25200 | 25200 | 25200 | 25200 | 25200 | 25200 | 25200 | 25200 | 25200 | 25200 | 25200 | 25200 | 25200 | 25200 | 25200 | 25200 | 25200 | 25200 | 25200 | 25200 | 25200 | 25200 | 25200 | 25200 | 25200 | 25200 | 25200 | 25200 | 25200 | 25200 | 25200 | 25200 | 25200 | 25200 | 25200 | 25200 | 25200 | 25200 | 25200 | 25200 | 25200 | 25200 | 25200 | 25200 | 25200 | 25200 | 25200 | 25200 | 25200 | 25200 | 25200 | 25200 | 25200 | 25200 | 25200 | 25200 | 25200 | 25200 | 25200 | 25200 | 25200 | 25200 | 25200 | 25200 | 25200 | 25200 | 25200 | 25200 | 25200 | 25200 | 25200 | 25200 | 25200 | 25200 | 25200 | 25200 | 25200 | 25200 | 25200 | 25200 | 25200 | 25200 | 25200 | 25200 | 25200 | 25200 | 25200 | 25200 | 25200 | 25200 | 25200 | 25200 | 25200 | 25200 | 25200 | 25200 | 25200 | 25200 | 25200 | 25200 | 25200 | 25200 | 25200 | 25200 | 25200 | 25200 | 25200 | 25200 | 25200 | 25200 | 25200 | 25200 | 25200 | 25200 | 25200 | 25200 | 25200 | 25200 | 25200 | 25200 | 25200 | 25200 | 25200 | 25200 | 25200 | 25200 | 25200 | 25200 | 25200 | 25200 | 25200 | 25200 | 25200 | 25200 | 25200 | 25200 | 25200 | 25200 | 25200 | 25200 | 25200 | 25200 | 25200 | 25200 | 25200 | 25200 | 25200 | 25200 | 25200 | 25200 | 25200 | 25200 | 25200 | 25200 | 25200 | 25200 | 25200 | 25200 | 25200 | 25200 | 25200 | 25200 | 25200 | 25200 | 25200 | 25200 | 25200 | 25200 | 25200 | 25200 | 25200 | 25200 | 25200 | 25200 | 25200 | 25200 | 25200 | 25200 | 25200 | 25200 | 25200 | 25200 | 25200 | 25200 | 25200 | 25200 | 25200 | 25200 | 25200 | 25200 | 25200 | 25200 | 25200 | 25200 | 25200 | 25200 | 25200 | 25200 | 25200 | 25200 | 25200 | 25200 | 25200 | 25200 | 25200 | 25200 | 25200 | 25200 | 25200 | 25200 | 25200 | 25200 | 25200 | 25200 | 25200 | 25200 | 25200 | 25200 | 25200 | 25200 | 25200 | 25200 | 25200 | 25200 | 25200 | 25200 | 25200 | 25200 | 25200 | 25200 | 25200 | 25200 | 25200 | 25200 | 25200 | 25200 | 25200 | 25200 | 25200 | 25200 | 25200 | 25200 | 25200 | 25200 | 25200 | 25200 | 25200 | 25200 | 25200 | 25200 | 25200 | 25200 | 25200 | 25200 | 25200 | 25200 | 25200 | 25200 | 25200 | 25200 | 25200 | 25200 | 25200 | 25200 | 25200 | 25200 | 25200 | 25200 | 25200 | 25200 | 25200 | 25200 | 25200 | 25200 | 25200 | 25200 | 25200 | 25200 | 25200 | 25200 | 25200 | 25200 | 25200 | 25200 | 25200 | 25200 | 25200 | 25200 | 25200 | 25200 | 25200 | 25200 | 25200 | 25200 | 25200 | 25200 | 25200 | 25200 | 25200 | 25200 | 25200 | 25200 | 25200 | 25200 | 25200 | 25200 | 25200 | 25200 | 25200 | 25200 | 25200 | 25200 | 25200 | 25200 | 25200 | 25200 | 25200 | 25200 | 25200 | 25200 | 25200 | 25200 | 25200 | 25200 | 25200 | 25200 | 25200 | 25200 | 25200 | 25200 | 25200 | 25200 | 25200 | 25200 | 25200 | 25200 | 25200 | 25200 | 25200 | 25200 | 25200 | 25200 | 25200 | 25200 | 25200 | 25200 | 25200 | 25200 | 25200 | 25200 | 25200 | 25200 | 25200 | 25200 | 25200 | 25200 | 25200 | 25200 | 25200 | 25200 | 25200 | 25200 | 25200 | 25200 | 25200 | 25200 | 25200 | 25200 | 25200 | 25200 | 25200 | 25200 | 25200 | 25200 | 25200 | 25200 | 25200 | 25200 | 25200 | 25200 | 25200 | 25200 | 25200 | 25200 | 25200 | 25200 | 25200 | 25200 | 25200 | 25200 | 25200 | 25200 | 25200 | 25200 | 25200 | 25200 | 25200 | 25200 | 25200 | 25200 | 25200 | 25200 | 25200 | 25200 | 25200 | 25200 | 25200 | 25200 | 25200 | 25200 | 25200 | 25200 | 25200 | 25200 | 25200 | 25200 | 25200 | 25200 | 25200 | 25200 | 25200 | 25200 | 25200 | 25200 | 25200 | 25200 | 25200 | 25200 | 25200 | 25200 | 25200 | 25200 | 25200 | 25200 | 25200 | 25200 | 25200 | 25200 | 25200 | 25200 | 25200 | 25200 | 25200 | 25200 | 25200 | 25200 | 25200 | 25200 | 25200 | 25200 | 25200 | 25200 | 25200 | 25200 | 25200 | 25200 | 25200 | 25200 | 25200 | 25200 | 25200 | 25200 | 25200 | 25200 | 25200 | 25200 | 25200 | 25200 | 25200 | 25200 | 25200 | 25200 | 25200 | 25200 | 25200 | 25200 | 25200 | 25200 | 25200 | 25200 | 25200 | 25200 | 25200 | 25200 | 25200 | 25200 | 25200 | 25200 | 25200 | 25200 | 25200 | 25200 | 25200 | 25200 | 25200 | 25200 | 25200 | 25200 | 25200 | 25200 | 25200 | 25200 | 25200 | 25200 | 25200 | 25200 | 25200 | 25200 | 25200 | 25200 | 25200 | 25200 | 25200 | 25200 | 25200 | 25200 | 25200 | 25200 | 25200 | 25200 | 25200 | 25200 | 25200 | 25200 | 25200 | 25200 | 25200 | 25200 | 25200 | 25200 | 25200 | 25200 | 25200 | 25200 | 25200 | 25200 | 25200 | 25200 | 25200 | 25200 | 25200 | 25200 | 25200 | 25200 | 25200 | 25200 | 25200 | 25200 | 25200 | 25200 | 25200 | 25200 | 25200 | 25200 | 25200 | 25200 | 25200 | 25200 | 25200 | 25200 | 25200 | 25200 | 25200 | 25200 | 25200 | 25200 | 25200 | 25200 | 25200 | 25200 | 25200 | 25200 | 25200 | 25200 | 25200 | 25200 | 25200 | 25200 | 25200 | 25200 | 25200 | 25200 | 25200 | 25200 | 25200 | 25200 | 25200 | 25200 | 25200 | 25200 | 25200 | 25200 | 25200 | 25200 | 25200 | 25200 | 25200 | 25200 | 25200 | 25200 | 25200 | 25200 | 25200 | 25200 | 25200 | 25200 | 25200 | 25200 | 25200 | 25200 | 25200 | 25200 | 25200 | 25200 | 25200 | 25200 | 25200 | 25200 | 25200 | 25200 | 25200 | 25200 | 25200 | 25200 | 25200 | 25200 | 25200 | 25200 | 25200 | 25200 | 25200 | 25200 | 25200 | 25200 | 25200 | 25200 | 25200 | 25200 | 25200 | 25200 | 25200 | 25200 | 25200 | 25200 | 25200 | 25200 | 25200 | 25200 | 25200 | 25200 | 25200 | 25200 | 25200 | 25200 | 25200 | 25200 | 25200 | 25200 | 25200 | 25200 | 25200 | 25200 | 25200 | 25200 | 25200 | 25200 | 25200 | 25200 | 25200 | 25200 | 25200 | 25200 | 25200 | 25200 | 25200 | 25200 | 25200 | 25200 | 25200 | 25200 | 25200 | 25200 | 25200 | 25200 | 25200 | 25200 | 25200 | 25200 | 25200 | 25200 | 25200 | 25200 | 25200 | 25200 | 25200 | 25200 | 25200 | 25200 | 25200 | 25200 | 25200 | 25200 | 25200 | 25200 | 25200 | 25200 | 25200 | 25200 | 25200 | 25200 | 25200 | 25200 | 25200 | 25200 | 25200 | 25200 | 25200 | 25200 | 25200 | 25200 | 25200 | 25200 | 25200 | 25200 | 25200 | 25200 | 25200 | 25200 | 25200 | 25200 | 25200 | 25200 | 25200 | 25200 | 25200 | 25200 | 25200 | 25200 | 25200 | 25200 | 25200 | 25200 | 25200 | 25200 | 25200 | 25200 | 25200 | 25200 | 25200 | 25200 | 25200 | 25200 | 25200 | 25200 | 25200 | 25200 | 25200 | 25200 | 25200 | 25200 | 25200 | 25200 | 25200 | 25200 | 25200 | 25200 | 25200 | 25200 | 25200 | 25200 | 25200 | 25200 | 25200 | 25200 | 25200 | 25200 | 25200 | 25200 | 25200 | 25200 | 25200 | 25200 | 25200 | 25200 | 25200 | 25200 | 25200 | 25200 | 25200 | 25200 | 25200 | 25200 | 25200 | 25200 | 25200 | 25200 | 25200 | 25200 | 25200 | 25200 | 25200 | 25200 | 25200 | 25200 | 25200 | 25200 | 25200 | 25200 | 25200 | 25200 | 25200 | 25200 | 25200 | 25200 | 25200 | 25200 | 25200 | 25200 | 25200 | 25200 | 25200 | 25200 | 25200 | 25200 | 25200 | 25200 | 25200 | 25200 | 25200 | 25200 | 25200 | 25200 | 25200 | 25200 | 25200 | 25200 | 25200 | 25200 | 25200 | 25200 | 25200 | 25200 | 25200 | 25200 | 25200 | 25200 | 25200 | 25200 | 25200 | 25200 | 25200 | 25200 | 25200 | 25200 | 25200 | 25200 | 25200 | 25200 | 25200 | 25200 | 25200 | 25200 | 25200 | 25200 | 25200 | 25200 | 25200 | 25200 | 25200 | 25200 | 25200 | 25200 | 25200 | 25200 | 25200 | 25200 | 25200 | 25200 | 25200 | 25200 | 25200 | 25200 | 25200 | 25200 | 25200 | 25200 | 25200 | 25200 | 25200 | 25200 | 25200 | 25200 | 25200 | 25200 | 25200 | 25200 | 25200 | 25200 | 25200 | 25200 | 25200 | 25200 | 25200 | 25200 | 25200 | 25200 | 25200 | 25200 | 25200 | 25200 | 25200 | 25200 | 25200 | 25200 | 25200 | 25200 | 25200 | 25200 | 25200 | 25200 | 25200 | 25200 | 25200 | 25200 | 25200 | 25200 | 25200 | 25200 | 25200 | 25200 | 25200 | 25200 | 25200 | 25200 | 25200 | 25200 | 25200 | 25200 | 25200 | 25200 | 25200 | 25200 | 25200 | 25200 | 25200 | 25200 | 25200 | 25200 | 25200 | 25200 | 25200 | 25200 | 25200 | 25200 | 25200 | 25200 | 25200 | 25200 | 25200 | 25200 | 25200 | 25200 | 25200 | 25200 | 25200 | 25200 | 25200 | 25200 | 25200 | 25200 | 25200 | 25200 | 25200 | 25200 | 25200 | 25200 | 25200 | 25200 | 25200 | 25200 | 25200 | 25200 | 25200 | 25200 | 25200 | 25200 | 25200 | 25200 | 25200 | 25200 | 25200 | 25200 | 25200 | 25200 | 25200 | 25200 | 25200 | 25200 | 25200 | 25200 | 25200 | 25200 | 25200 | 25200 | 25200 | 25200 | 25200 | 25200 | 25200 | 25200 | 25200 | 25200 | 25200 | 25200 | 25200 | 25200 | 25200 | 25200 | 25200 | 25200 | 25200 | 25200 | 25200 | 25200 | 25200 | 25200 | 25200 | 25200 | 25200 | 25200 | 25200 | 25200 | 25200 | 25200 | 25200 | 25200 | 25200 | 25200 | 25200 | 25200 | 25200 | 25200 | 25200 | 25200 | 25200 | 25200 | 25200 | 25200 | 25200 | 25200 | 25200 | 25200 | 25200 | 25200 | 25200 | 25200 | 25200 | 25200 | 25200 | 25200 | 25200 | 25200 | 25200 | 25200 | 25200 | 25200 | 25200 | 25200 | 25200 | 25200 | 25200 | 25200 | 25200 | 25200 | 25200 | 25200 | 25200 | 25200 | 25200 | 25200 | 25200 | 25200 | 25200 | 25200 | 25200 | 25200 | 25200 | 25200 | 25200 | 25200 | 25200 | 25200 | 25200 | 25200 | 25200 | 25200 | 25200 | 25200 | 25200 | 25200 | 25200 | 25200 | 25200 | 25200 | 25200 | 25200 | 25200 | 25200 | 25200 | 25200 | 25200 | 25200 | 25200 | 25200 | 25200 | 25200 | 25200 | 25200 | 25200 | 25200 | 25200 | 25200 | 25200 | 25200 | 25200 | 25200 | 25200 | 25200 | 25200 | 25200 | 25200 | 25200 | 25200 | 25200 | 25200 | 25200 | 25200 | 25200 | 25200 | 25200 | 25200 | 25200 | 25200 | 25200 | 25200 | 25200 | 25200 | 25200 | 25200 | 25200 | 25200 | 25200 | 25200 | 25200 | 25200 | 25200 | 25200 | 25200 | 25200 | 25200 | 25200 | 25200 | 25200 | 25200 | 25200 | 25200 | 25200 | 25200 | 25200 | 25200 | 25200 | 25200 | 25200 | 25200 | 25200 | 25200 | 25200 | 25200 | 25200 | 25200 | 25200 | 25200 | 25200 | 25200 | 25200 | 25200 | 25200 | 25200 | 25200 | 25200 | 25200 | 25200 | 25200 | 25200 | 25200 | 25200 | 25200 | 25200 | 25200 | 25200 | 25200 | 25200 | 25200 | 25200 | 25200 | 25200 | 25200 | 25200 | 25200 | 25200 | 25200 | 25200 | 25200 | 25200 | 25200 | 25200 | 25200 | 25200 | 25200 | 25200 | 25200 | 25200 | 25200 | 25200 | 25200 | 25200 | 25200 | 25200 | 25200 | 25200 | 25200 | 25200 | 25200 | 25200 | 25200 | 25200 | 25200 | 25200 | 25200 | 25200 | 25200 | 25200 | 25200 | 25200 | 25200 | 25200 | 25200 | 25200 | 25200 | 25200 | 25200 | 25200 | 25200 | 25200 | 25200 | 25200 | 25200 | 25200 | 25200 | 25200 | 25200 | 25200 | 25200 | 25200 | 25200 | 25200 | 25200 | 25200 | 25200 | 25200 | 25200 | 25200 | 25200 | 25200 | 25200 | 25200 | 25200 | 25200 | 25200 | 25200 | 25200 | 25200 | 25200 | 25200 | 25200 | 25200 | 25200 | 25200 | 25200 | 25200 | 25200 | 25200 | 25200 | 25200 | 25200 | 25200 | 25200 | 25200 | 25200 | 25200 | 25200 | 25200 | 25200 | 25200 | 25200 | 25200 | 25200 | 25200 | 25200 | 25200 | 25200 | 25200 | 25200 | 25200 | 25200 | 25200 | 25200 | 25200 | 25200 | 25200 | 25200 | 25200 | 25200 | 25200 | 25200 | 25200 | 25200 | 25200 | 25200 | 25200 | 25200 | 25200 | 25200 | 25200 | 25200 | 25200 | 25200 | 25200 | 25200 | 25200 | 25200 | 25200 | 25200 | 25200 | 25200 | 25200 | 25200 | 25200 | 25200 | 25200 | 25200 | 25200 | 25200 | 25200 | 25200 | 25200 | 25200 | 25200 | 25200 | 25200 | 25200 | 25200 | 25200 | 25200 | 25200 | 25200 | 25200 | 25200 | 25200 | 25200 | 25200 | 25200 | 25200 | 25200 | 25200 | 25200 | 25200 | 25200 | 25200 | 25200 | 25200 | 25200 | 25200 | 25200 | 25200 | 25200 | 25200 | 25200 | 25200 | 25200 | 25200 | 25200 | 25200 | 25200 | 25200 | 25200 | 25200 | 25200 | 25200 | 25200 | 25200 | 25200 | 25200 | 25200 | 25200 | 25200 | 25200 | 25200 | 25200 | 25200 | 25200 | 25200 | 25200 | 25200 | 25200 | 25200 | 25200 | 25200 | 25200 | 25200 | 25200 | 25200 | 25200 | 25200 | 25200 | 25200 | 25200 | 25200 | 25200 | 25200 | 25200 | 25200 | 25200 | 25200 | 25200 | 25200 | 25200 | 25200 | 25200 | 25200 | 25200 | 25200 | 25200 | 25200 | 25200 | 25200 | 25200 | 25200 | 25200 | 25200 | 25200 | 25200 | 25200 | 25200 | 25200 | 25200 | 25200 | 25200 | 25200 | 25200 | 25200 | 25200 | 25200 | 25200 | 25200 | 25200 | 25200 | 25200 | 25200 | 25200 | 25200 | 25200 | 25200 | 25200 | 25200 | 25200 | 25200 | 25200 | 25200 | 25200 | 25200 | 25200 | 25200 | 25200 | 25200 | 25200 | 25200 | 25200 | 25200 | 25200 | 25200 | 25200 | 25200 | 25200 | 25200 | 25200 | 25200 | 25200 | 25200 | 25200 | 25200 | 25200 | 25200 | 25200 | 25200 | 25200 | 25200 | 25200 | 25200 | 25200 | 25200 | 25200 | 25200 | 25200 | 25200 | 25200 | 25200 | 25200 | 25200 | 25200 | 25200 | 25200 | 25200 | 25200 | 25200 | 25200 | 25200 | 25200 | 25200 | 25200 | 25200 | 25200 | 25200 | 25200 | 25200 | 25200 | 25200 | 25200 | 25200 | 25200 | 25200 | 25200 | 25200 | 25200 | 25200 | 25200 | 25200 | 25200 | 25200 | 25200 | 25200 | 25200 | 25200 | 25200 | 25200 | 25200 | 25200 | 25200 | 25200 | 25200 | 25200 | 25200 | 25200 | 25200 | 25200 | 25200 | 25200 | 25200 | 25200 | 25200 | 25200 | 25200 | 25200 | 25200 | 25200 | 25200 | 25200 | 25200 | 25200 | 25200 | 25200 | 25200 | 25200 | 25200 | 25200 | 25200 | 25200 | 25200 | 25200 | 25200 | 25200 | 25200 | 25200 | 25200 | 25200 | 25200 | 25200 | 25200 | 25200 | 25200 | 25200 | 25200 | 25200 | 25200 | 25200 | 25200 | 25200 | 25200 | 25200 | 25200 | 25200 | 25200 | 25200 | 25200 | 25200 | 25200 | 25200 | 25200 | 25200 | 25200 | 25200 | 25200 | 25200 | 25200 | 25200 | 25200 | 25200 | 25200 | 25200 | 25200 | 25200 | 25200 | 25200 | 25200 | 25200 | 25200 | 25200 | 25200 | 25200 | 25200 | 25200 | 25200 | 25200 | 25200 | 25200 | 25200 | 25200 | 25200 | 25200 | 25200 | 25200 | 25200 | 25200 | 25200 | 25200 | 25200 | 25200 | 25200 | 25200 | 25200 | 25200 | 25200 | 25200 | 25200 | 25200 | 25200 | 25200 | 25200 | 25200 | 25200 | 25200 | 25200 | 25200 | 25200 | 25200 | 25200 | 25200 | 25200 | 25200 | 25200 | 25200 | 25200 | 25200 | 25200 | 25200 | 25200 | 25200 | 25200 | 25200 | 25200 | 25200 | 25200 | 25200 | 25200 | 25200 | 25200 | 25200 | 25200 | 25200 | 25200 | 25200 | 25200 | 25200 | 25200 | 25200 | 25200 | 25200 | 25200 | 25200 | 25200 | 25200 | 25200 | 25200 | 25200 | 25200 | 25200 | 25200 | 25200 | 25200 | 25200 | 25200 | 25200 | 25200 | 25200 | 25200 | 25200 | 25200 | 25200 | 25200 | 25200 | 25200 | 25200 | 25200 | 25200 | 25200 | 25200 | 25200 | 25200 | 25200 | 25200 | 25200 | 25200 | 25200 | 25200 | 25200 | 25200 | 25200 | 25200 | 25200 | 25200 | 25200 | 25200 | 25200 | 25200 | 25200 | 25200 | 25200 | 25200 | 25200 | 25200 | 25200 | 25200 | 25200 | 25200 | 25200 | 25200 | 25200 | 25200 | 25200 | 25200 | 25200 | 25200 | 25200 | 25200 | 25200 | 25200 | 25200 | 25200 | 25200 | 25200 | 25200 | 25200 | 25200 | 25200 | 25200 | 25200 | 25200 | 25200 | 25200 | 25200 | 25200 | 25200 | 25200 | 25200 | 25200 | 25200 | 25200 | 25200 | 25200 | 25200 | 25200 | 25200 | 25200 | 25200 | 25200 | 25200 | 25200 | 25200 | 25200 | 25200 | 25200 | 25200 | 25200 | 25200 | 25200 | 25200 | 25200 | 25200 | 25200 | 25200 | 25200 | 25200 | 25200 | 25200 | 25200 | 25200 | 25200 | 25200 | 25200 | 25200 | 25200 | 25200 | 25200 | 25200 | 25200 | 25200 | 25200 | 25200 | 25200 | 25200 | 25200 | 25200 | 25200 | 25200 | 25200 | 25200 | 25200 | 25200 | 25200 | 25200 | 25200 | 25200 | 25200 | 25200 | 25200 | 25200 | 25200 | 25200 | 25200 | 25200 | 25200 | 25200 | 25200 | 25200 | 25200 | 25200 | 25200 | 25200 | 25200 | 25200 | 25200 | 25200 | 25200 | 25200 | 25200 | 25200 | 25200 | 25200 | 25200 | 25200 | 25200 | 25200 | 25200 | 25200 | 25200 | 25200 | 25200 | 25200 | 25200 | 25200 | 25200 | 25200 | 25200 | 25200 | 25200 | 25200 | 25200 | 25200 | 25200 | 25200 | 25200 | 25200 | 25200 | 25200 | 25200 | 25200 | 25200 | 25200 | 25200 | 25200 | 25200 | 25200 | 25200 | 25200 | 25200 | 25200 | 25200 | 25200 | 25200 | 25200 | 25200 | 25200 | 25200 | 25200 | 25200 | 25200 | 25200 | 25200 | 25200 | 25200 | 25200 | 25200 | 25200 | 25200 | 25200 | 25200 | 25200 | 25200 | 25200 | 25200 | 25200 | 25200 | 25200 | 25200 | 25200 | 25200 | 25200 | 25200 | 25200 | 25200 | 25200 | 25200 | 25200 | 25200 | 25200 | 25200 | 25200 | 25200 | 25200 | 25200 | 25200 | 25200 | 25200 | 25200 | 25200 | 25200 | 25200 | 25200 | 25200 | 25200 | 25200 | 25200 | 25200 | 25200 | 25200 | 25200 | 25200 | 25200 | 25200 | 25200 | 25200 | 25200 | 25200 | 25200 | 25200 | 25200 | 25200 | 25200 | 25200 | 25200 | 25200 | 25200 | 25200 | 25200 | 25200 | 25200 | 25200 | 25200 | 25200 | 25200 | 25200 | 25200 | 25200 | 25200 | 25200 | 25200 | 25200 | 25200 | 25200 | 25200 | 25200 | 25200 | 25200 | 25200 | 25200 | 25200 | 25200 | 25200 | 25200 | 25200 | 25200 | 25200 | 25200 | 25200 | 25200 | 25200 | 25200 | 25200 | 25200 | 25200 | 25200 | 25200 | 25200 | 25200 | 25200 | 25200 | 25200 | 25200 | 25200 | 25200 | 25200 | 25200 | 25200 | 25200 | 25200 | 25200 | 25200 | 25200 | 25200 | 25200 | 25200 | 25200 | 25200 | 25200 | 25200 | 25200 | 25200 | 25200 | 25200 | 25200 | 25200 | 25200 | 25200 | 25200 | 25200 | 25200 | 25200 | 25200 | 25200 | 25200 | 25200 | 25200 | 25200 | 25200 | 25200 | 25200 | 25200 | 25200 | 25200 | 25200 | 25200 | 25200 | 25200 | 25200 | 25200 | 25200 | 25200 | 25200 | 25200 | 25200 | 25200 | 25200 | 25200 | 25200 | 25200 | 25200 | 25200 | 25200 | 25200 | 25200 | 25200 | 25200 | 25200 | 25200 | 25200 | 25200 | 25200 | 25200 | 25200 | 25200 | 25200 | 25200 | 25200 | 25200 | 25200 | 25200 | 25200 | 25200 | 25200 | 25200 | 25200 | 25200 | 25200 | 25200 | 25200 | 25200 | 25200 | 25200 | 25200 | 25200 | 25200 | 25200 | 25200 | 25200 | 25200 | 25200 | 25200 | 25200 | 25200 | 25200 | 25200 | 25200 | 25200 | 25200 | 25200 | 25200 | 25200 | 25200 | 25200 | 25200 | 25200 | 25200 | 25200 | 25200 | 25200 | 25200 | 25200 | 25200 | 25200 | 25200 | 25200 | 25200 | 25200 | 25200 | 25200 | 25200 | 25200 | 25200 | 25200 | 25200 | 25200 | 25200 | 25200 | 25200 | 25200 | 25200 | 25200 | 25200 | 25200 | 25200 | 25200 | 25200 | 25200 | 25200 | 25200 | 25200 | 25200 | 25200 | 25200 | 25200 | 25200 | 25200 | 25200 | 25200 | 25200 | 25200 | 25200 | 25200 | 25200 | 25200 | 25200 | 25200 | 25200 | 25200 | 25200 | 25200 | 25200 | 25200 | 25200 | 25200 | 25200 | 25200 | 25200 | 25200 | 25200 | 25200 | 25200 | 25200 | 25200 | 25200 | 25200 | 25200 | 25200 | 25200 | 25200 | 25200 | 25200 | 25200 | 25200 | 25200 | 25200 | 25200 | 25200 | 25200 | 25200 | 25200 | 25200 | 25200 | 25200 | 25200 | 25200 | 25200 | 25200 | 25200 | 25200 | 25200 | 25200 | 25200 | 25200 | 25200 | 25200 | 25200 | 25200 | 25200 | 25200 | 25200 | 25200 | 25200 | 25200 | 25200 | 25200 | 25200 | 25200 | 25200 | 25200 | 25200 | 25200 | 25200 | 25200 | 25200 | 25200 | 25200 | 25200 | 25200 | 25200 | 25200 | 25200 | 25200 | 25200 | 25200 | 25200 | 25200 | 25200 | 25200 | 25200 | 25200 | 25200 | 25200 | 25200 | 25200 | 25200 | 25200 | 25200 | 25200 | 25200 | 25200 | 25200 | 25200 | 25200 | 25200 | 25200 | 25200 | 25200 | 25200 | 25200 | 25200 | 25200 | 25200 | 25200 | 25200 | 25200 | 25200 | 25200 | 25200 | 25200 | 25200 | 25200 | 25200 | 25200 | 25200 | 25200 | 25200 | 25200 | 25200 | 25200 | 25200 | 25200 | 25200 | 25200 | 25200 | 25200 | 25200 | 25200 | 25200 | 25200 | 25200 | 25200 | 25200 | 25200 | 25200 | 25200 | 25200 | 25200 | 25200 | 25200 | 25200 | 25200 | 25200 | 25200 | 25200 | 25200 | 25200 | 25200 | 25200 | 25200 | 25200 | 25200 | 25200 | 25200 | 25200 | 25200 | 25200 | 25200 | 25200 | 25200 | 25200 | 25200 | 25200 | 25200 | 25200 | 25200 | 25200 | 25200 | 25200 | 25200 | 25200 | 25200 | 25200 | 25200 | 25200 | 25200 | 25200 | 25200 | 25200 | 25200 | 25200 | 25200 | 25200 | 25200 | 25200 | 25200 | 25200 | 25200 | 25200 | 25200 | 25200 | 25200 | 25200 | 25200 | 25200 | 25200 | 25200 | 25200 | 25200 | 25200 | 25200 | 25200 | 25200 | 25200 | 25200 | 25200 | 25200 | 25200 | 25200 | 25200 | 25200 | 25200 | 25200 | 25200 | 25200 | 25200 | 25200 | 25200 | 25200 | 25200 | 25200 | 25200 | 25200 | 25200 | 25200 | 25200 | 25200 | 25200 | 25200 | 25200 | 25200 | 25200 | 25200 | 25200 | 25200 | 25200 | 25200 | 25200 | 25200 | 25200 | 25200 | 25200 | 25200 | 25200 | 25200 | 25200 | 25200 | 25200 | 25200 | 25200 | 25200 | 25200 | 25200 | 25200 | 25200 | 25200 | 25200 | 25200 | 25200 | 25200 | 25200 | 25200 | 25200 | 25200 | 25200 | 25200 | 25200 | 25200 | 25200 | 25200 | 25200 | 25200 | 25200 | 25200 | 25200 | 25200 | 25200 | 25200 | 25200 | 25200 | 25200 | 25200 | 25200 | 25200 | 25200 | 25200 | 25200 | 25200 | 25200 | 25200 | 25200 | 25200 | 25200 | 25200 | 25200 | 25200 | 25200 | 25200 | 25200 | 25200 | 25200 | 25200 | 25200 | 25200 | 25200 | 25200 | 25200 | 25200 | 25200 | 25200 | 25200 | 25200 | 25200 | 25200 | 25200 | 25200 | 25200 | 25200 | 25200 | 25200 | 25200 | 25200 | 25200 | 25200 | 25200 | 25200 | 25200 | 25200 | 25200 | 25200 | 25200 | 25200 | 25200 | 25200 | 25200 | 25200 | 25200 | 25200 | 25200 | 25200 | 25200 | 25200 | 25200 | 25200 | 25200 | 25200 | 25200 | 25200 | 25200 | 25200 | 25200 | 25200 | 25200 | 25200 | 25200 | 25200 | 25200 | 25200 | 25200 | 25200 | 25200 | 25200 | 25200 | 25200 | 25200 | 25200 | 25200 | 25200 | 25200 | 25200 | 25200 | 25200 | 25200 | 25200 | 25200 | 25200 | 25200 | 25200 | 25200 | 25200 | 25200 | 25200 | 25200 | 25200 | 25200 | 25200 | 25200 | 25200 | 25200 | 25200 | 25200 | 25200 | 25200 | 25200 | 25200 | 25200 | 25200 | 25200 | 25200 | 25200 | 25200 | 25200 | 25200 | 25200 | 25200 | 25200 | 25200 | 25200 | 25200 | 25200 | 25200 | 25200 | 25200 | 25200 | 25200 | 25200 | 25200 | 25200 | 25200 | 25200 | 25200 | 25200 | 25200 | 25200 | 25200 | 25200 | 25200 | 25200 | 25200 | 25200 | 25200 | 25200 | 25200 | 25200 | 25200 | 25200 | 25200 | 25200 | 25200 | 25200 | 25200 | 25200 | 25200 | 25200 | 25200 | 25200 | 25200 | 25200 | 25200 | 25200 | 25200 | 25200 | 25200 | 25200 | 25200 | 25200 | 25200 | 25200 | 25200 | 25200 | 25200 | 25200 | 25200 | 25200 | 25200 | 25200 | 25200 | 25200 | 25200 | 25200 | 25200 | 25200 | 25200 | 25200 | 25200 | 25200 | 25200 | 25200 | 25200 | 25200 | 25200 | 25200 | 25200 | 25200 | 25200 | 25200 | 25200 | 25200 | 25200 | 25200 | 25200 | 25200 | 25200 | 25200 | 25200 | 25200 | 25200 | 25200 | 25200 | 25200 | 25200 | 25200 | 25200 | 25200 | 25200 | 25200 | 25200 | 25200 | 25200 | 25200 | 25200 | 25200 | 25200 | 25200 | 25200 | 25200 | 25200 | 25200 | 25200 | 25200 | 25200 | 25200 | 25200 | 25200 | 25200 | 25200 | 25200 | 25200 | 25200 | 25200 | 25200 | 25200 | 25200 | 25200 | 25200 | 25200 | 25200 | 25200 | 25200 | 25200 | 25200 | 25200 | 25200 | 25200 | 25200 | 25200 | 25200 | 25200 | 25200 | 25200 | 25200 | 25200 | 25200 | 25200 | 25200 | 25200 | 25200 | 25200 | 25200 | 25200 | 25200 | 25200 | 25200 | 25200 | 25200 | 25200 | 25200 | 25200 | 25200 | 25200 | 25200 | 25200 | 25200 | 25200 | 25200 | 25200 | 25200 | 25200 | 25200 | 25200 | 25200 | 25200 | 25200 | 25200 | 25200 | 25200 | 25200 | 25200 | 25200 | 25200 | 25200 | 25200 | 25200 | 25200 | 25200 | 25200 | 25200 | 25200 | 25200 | 25200 | 25200 | 25200 | 25200 | 25200 | 25200 | 25200 | 25200 | 25200 | 25200 | 25200 | 25200 | 25200 | 25200 | 25200 | 25200 | 25200 | 25200 | 25200 | 25200 | 25200 | 25200 | 25200 | 25200 | 25200 | 25200 | 25200 | 25200 | 25200 | 25200 | 25200 | 25200 | 25200 | 25200 | 25200 | 25200 | 25200 | 25200 | 25200 | 25200 | 25200 | 25200 | 25200 | 25200 | 25200 | 25200 | 25200 | 25200 | 25200 | 25200 | 25200 | 25200 | 25200 | 25200 | 25200 | 25200 | 25200 | 25200 | 25200 | 25200 | 25200 | 25200 | 25200 | 25200 | 25200 | 25200 | 25200 | 25200 | 25200 | 25200 | 25200 | 25200 | 25200 | 25200 | 25200 | 25200 | 25200 | 25200 | 25200 | 25200 | 25200 | 25200 | 25200 | 25200 | 25200 | 25200 | 25200 | 25200 | 25200 | 25200 | 25200 | 25200 | 25200 | 25200 | 25200 | 25200 | 25200 | 25200 | 25200 | 25200 | 25200 | 25200 | 25200 | 25200 | 25200 | 25200 | 25200 | 25200 | 25200 | 25200 | 25200 | 25200 | 25200 | 25200 | 25200 | 25200 | 25200 | 25200 | 25200 | 25200 | 25200 | 25200 | 25200 | 25200 | 25200 | 25200 | 25200 | 25200 | 25200 | 25200 | 25200 | 25200 | 25200 | 25200 | 25200 | 25200 | 25200 | 25200 | 25200 | 25200 | 25200 | 25200 | 25200 | 25200 | 25200 | 25200 | 25200 | 25200 | 25200 | 25200 | 25200 | 25200 | 25200 | 25200 | 25200 | 25200 | 25200 | 25200 | 25200 | 25200 | 25200 | 25200 | 25200 | 25200 | 25200 | 25200 | 25200 | 25200 | 25200 | 25200 | 25200 | 25200 | 25200 | 25200 | 25200 | 25200 | 25200 | 25200 | 25200 | 25200 | 25200 | 25200 | 25200 | 25200 | 25200 | 25200 | 25200 | 25200 | 25200 | 25200 | 25200 | 25200 | 25200 | 25200 | 25200 | 25200 | 25200 | 25200 | 25200 | 25200 | 25200 | 25200 | 25200 | 25200 | 25200 | 25200 | 25200 | 25200 | 25200 | 25200 | 25200 | 25200 | 25200 | 25200 | 25200 | 25200 | 25200 | 25200 | 25200 | 25200 | 25200 | 25200 | 25200 | 25200 | 25200 | 25200 | 25200 | 25200 | 25200 | 25200 | 25200 | 25200 | 25200 | 25200 | 25200 | 25200 | 25200 | 25200 | 25200 | 25200 | 25200 | 25200 | 25200 | 25200 | 25200 | 25200 | 25200 | 25200 | 25200 | 25200 | 25200 | 25200 | 25200 | 25200 | 25200 | 25200 | 25200 | 25200 | 25200 | 25200 | 25200 | 25200 | 25200 | 25200 | 25200 | 25200 | 25200 | 25200 | 25200 | 25200 | 25200 | 25200 | 25200 | 25200 | 25200 | 25200 | 25200 | 25200 | 25200 | 25200 | 25200 | 25200 | 25200 | 25200 | 25200 | 25200 | 25200 | 25200 | 25200 | 25200 | 25200 | 25200 | 25200 | 25200 | 25200 | 25200 | 25200 | 25200 | 25200 | 25200 | 25200 | 25200 | 25200 | 25200 | 25200 | 25200 | 25200 | 25200 | 25200 | 25200 | 25200 | 25200 | 25200 | 25200 | 25200 | 25200 | 25200 | 25200 | 25200 | 25200 | 25200 | 25200 | 25200 | 25200 | 25200 | 25200 | 25200 | 25200 | 25200 | 25200 | 25200 | 25200 | 25200 | 25200 | 25200 | 25200 | 25200 | 25200 | 25200 | 25200 | 25200 | 25200 | 25200 | 25200 | 25200 | 25200 | 25200 | 25200 | 25200 | 25200 | 25200 | 25200 | 25200 | 25200 | 25200 | 25200 | 25200 | 25200 | 25200 | 25200 | 25200 | 25200 | 25200 | 25200 | 25200 | 25200 | 25200 | 25200 | 25200 | 25200 | 25200 | 25200 | 25200 | 25200 | 25200 | 25200 | 25200 | 25200 | 25200 | 25200 | 25200 | 25200 | 25200 | 25200 | 25200 | 25200 | 25200 | 25200 | 25200 | 25200 | 25200 | 25200 | 25200 | 25200 | 25200 | 25200 | 25200 | 25200 | 25200 | 25200 | 25200 | 25200 | 25200 | 25200 | 25200 | 25200 | 25200 | 25200 | 25200 | 25200 | 25200 | 25200 | 25200 | 25200 | 25200 | 25200 | 25200 | 25200 | 25200 | 25200 | 25200 | 25200 | 25200 | 25200 | 25200 | 25200 | 25200 | 25200 | 25200 | 25200 | 25200 | 25200 | 25200 | 25200 | 25200 | 25200 | 25200 | 25200 | 25200 | 25200 | 25200 | 25200 | 25200 | 25200 | 25200 | 25200 | 25200 | 25200 | 25200 | 25200 | 25200 | 25200 | 25200 | 25200 | 25200 | 25200 | 25200 | 25200 | 25200 | 25200 | 25200 | 25200 | 25200 | 25200 | 25200 | 25200 | 25200 | 25200 | 25200 | 25200 | 25200 | 25200 | 25200 | 25200 | 25200 | 25200 | 25200 | 25200 | 25200 | 25200 | 25200 | 25200 | 25200 | 25200 | 25200 | 25200 | 25200 | 25200 | 25200 | 25200 | 25200 | 25200 | 25200 | 25200 | 25200 | 25200 | 25200 | 25200 | 25200 | 25200 | 25200 | 25200 | 25200 | 25200 | 25200 | 25200 | 25200 | 25200 | 25200 | 25200 | 25200 | 25200 | 25200 | 25200 | 25200 | 25200 | 25200 | 25200 | 25200 | 25200 | 25200 | 25200 | 25200 | 25200 | 25200 | 25200 | 25200 | 25200 | 25200 | 25200 | 25200 | 25200 | 25200 | 25200 | 25200 | 25200 | 25200 | 25200 | 25200 | 25200 | 25200 | 25200 | 25200 | 25200 | 25200 | 25200 | 25200 | 25200 | 25200 | 25200 | 25200 | 25200 | 25200 | 25200 | 25200 | 25200 | 25200 | 25200 | 25200 | 25200 | 25200 | 25200 | 25200 | 25200 | 25200 | 25200 | 25200 | 25200 | 25200 | 25200 | 25200 | 25200 | 25200 | 25200 | 25200 | 25200 | 25200 | 25200 | 25200 | 25200 | 25200 | 25200 | 25200 | 25200 | 25200 | 25200 | 25200 | 25200 | 25200 | 25200 | 25200 | 25200 | 25200 | 25200 | 25200 | 25200 | 25200 | 25200 | 25200 | 25200 | 25200 | 25200 | 25200 | 25200 | 25200 | 25200 | 25200 | 25200 | 25200 | 25200 | 25200 | 25200 | 25200 | 25200 | 25200 | 25200 | 25200 | 25200 | 25200 | 25200 | 25200 | 25200 | 25200 | 25200 | 25200 | 25200 | 25200 | 25200 | 25200 | 25200 | 25200 | 25200 | 25200 | 25200 | 25200 | 25200 | 25200 | 25200 | 25200 | 25200 | 25200 | 25200 | 25200 | 25200 | 25200 | 25200 | 25200 | 25200 | 25200 | 25200 | 25200 | 25200 | 25200 | 25200 | 25200 | 25200 | 25200 | 25200 | 25200 | 25200 | 25200 | 25200 | 25200 | 25200 | 25200 | 25200 | 25200 | 25200 | 25200 | 25200 | 25200 | 25200 | 25200 | 25200 | 25200 | 25200 | 25200 | 25200 | 25200 | 25200 | 25200 | 25200 | 25200 | 25200 | 25200 | 25200 | 25200 | 25200 | 25200 | 25200 | 25200 | 25200 | 25200 | 25200 | 25200 | 25200 | 25200 | 25200 | 25200 | 25200 | 25200 | 25200 | 25200 | 25200 | 25200 | 25200 | 25200 | 25200 | 25200 | 25200 | 25200 | 25200 | 25200 | 25200 | 25200 | 25200 | 25200 | 25200 | 25200 | 25200 | 25200 | 25200 | 25200 | 25200 | 25200 | 25200 | 25200 | 25200 | 25200 | 25200 | 25200 | 25200 | 25200 | 25200 | 25200 | 25200 | 25200 | 25200 | 25200 | 25200 | 25200 | 25200 | 25200 | 25200 | 25200 | 25200 | 25200 | 25200 | 25200 | 25200 | 25200 | 25200 | 25200 | 25200 | 25200 | 25200 | 25200 | 25200 | 25200 | 25200 | 25200 | 25200 | 25200 | 25200 | 25200 | 25200 | 25200 | 25200 | 25200 | 25200 | 25200 | 25200 | 25200 | 25200 | 25200 | 25200 | 25200 | 25200 | 25200 | 25200 | 25200 | 25200 | 25200 | 25200 | 25200 | 25200 | 25200 | 25200 | 25200 | 25200 | 25200 | 25200 | 25200 | 25200 | 25200 | 25200 | 25200 | 25200 | 25200 | 25200 | 25200 | 25200 | 25200 | 25200 | 25200 | 25200 | 25200 | 25200 | 25200 | 25200 | 25200 | 25200 | 25200 | 25200 | 25200 | 25200 | 25200 | 25200 | 25200 | 25200 | 25200 | 25200 | 25200 | 25200 | 25200 | 25200 | 25200 | 25200 | 25200 | 25200 | 25200 | 25200 | 25200 | 25200 | 25200 | 25200 | 25200 | 25200 | 25200 | 25200 | 25200 | 25200 | 25200 | 25200 | 25200 | 25200 | 25200 | 25200 | 25200 | 25200 | 25200 | 25200 | 25200 | 25200 | 25200 | 25200 | 25200 | 25200 | 25200 | 25200 | 25200 | 25200 | 25200 | 25200 | 25200 | 25200 | 25200 | 25200 | 25200 | 25200 | 25200 | 25200 | 25200 | 25200 | 25200 | 25200 | 25200 | 25200 | 25200 | 25200 | 25200 | 25200 | 25200 | 25200 | 25200 | 25200 | 25200 | 25200 | 25200 | 25200 | 25200 | 25200 | 25200 | 25200 | 25200 | 25200 | 25200 | 25200 | 25200 | 25200 | 25200 | 25200 | 25200 | 25200 | 25200 | 25200 | 25200 | 25200 | 25200 | 25200 | 25200 | 25200 | 25200 | 25200 | 25200 | 25200 | 25200 | 25200 | 25200 | 25200 | 25200 | 25200 | 25200 | 25200 | 25200 | 25200 | 25200 | 25200 | 25200 | 25200 | 25200 | 25200 | 25200 | 25200 | 25200 | 25200 | 25200 | 25200 | 25200 | 25200 | 25200 | 25200 | 25200 | 25200 | 25200 | 25200 | 25200 | 25200 | 25200 | 25200 | 25200 | 25200 | 25200 | 25200 | 25200 | 25200 | 25200 | 25200 | 25200 | 25200 | 25200 | 25200 | 25200 | 25200 | 25200 | 25200 | 25200 | 25200 | 25200 | 25200 | 25200 | 25200 | 25200 | 25200 | 25200 | 25200 | 25200 | 25200 | 25200 | 25200 | 25200 | 25200 | 25200 | 25200 | 25200 | 25200 | 25200 | 25200 | 25200 | 25200 | 25200 | 25200 | 25200 | 25200 | 25200 | 25200 | 25200 | 25200 | 25200 | 25200 | 25200 | 25200 | 25200 | 25200 | 25200 | 25200 | 25200 | 25200 | 25200 | 25200 | 25200 | 25200 | 25200 | 25200 | 25200 | 25200 | 25200 | 25200 | 25200 | 25200 | 25200 | 25200 | 25200 | 25200 | 25200 | 25200 | 25200 | 25200 | 25200 | 25200 | 25200 | 25200 | 25200 | 25200 | 25200 | 25200 | 25200 | 25200 | 25200 | 25200 | 25200 | 25200 | 25200 | 25200 | 25200 | 25200 | 25200 | 25200 | 25200 | 25200 | 25200 | 25200 | 25200 | 25200 | 25200 | 25200 | 25200 | 25200 | 25200 | 25200 | 25200 | 25200 | 25200 | 25200 | 25200 | 25200 | 25200 | 25200 | 25200 | 25200 | 25200 | 25200 | 25200 | 25200 | 25200 | 25200 | 25200 | 25200 | 25200 | 25200 | 25200 | 25200 | 25200 | 25200 | 25200 | 25200 | 25200 | 25200 | 25200 | 25200 | 25200 | 25200 | 25200 | 25200 | 25200 | 25200 | 25200 | 25200 | 25200 | 25200 | 25200 | 25200 | 25200 | 25200 | 25200 | 25200 | 25200 | 25200 | 25200 | 25200 | 25200 | 25200 | 25200 | 25200 | 25200 | 25200 | 25200 | 25200 | 25200 | 25200 | 25200 | 25200 | 25200 | 25200 | 25200 | 25200 | 25200 | 25200 | 25200 | 25200 | 25200 | 25200 | 25200 | 25200 | 25200 | 25200 | 25200 | 25200 | 25200 | 25200 | 25200 | 25200 | 25200 | 25200 | 25200 | 25200 | 25200 | 25200 | 25200 | 25200 | 25200 | 25200 | 25200 | 25200 | 25200 | 25200 | 25200 | 25200 | 25200 | 25200 | 25200 | 25200 | 25200 | 25200 | 25200 | 25200 | 25200 | 25200 | 25200 | 25200 | 25200 | 25200 | 25200 | 25200 | 25200 | 25200 | 25200 | 25200 | 25200 | 25200 | 25200 | 25200 | 25200 | 25200 | 25200 | 25200 | 25200 | 25200 | 25200 | 25200 | 25200 | 25200 | 25200 | 25200 | 25200 | 25200 | 25200 | 25200 | 25200 | 25200 | 25200 | 25200 | 25200 | 25200 | 25200 | 25200 | 25200 | 25200 | 25200 | 25200 | 25200 | 25200 | 25200 | 25200 | 25200 | 25200 | 25200 | 25200 | 25200 | 25200 | 25200 | 25200 | 25200 | 25200 | 25200 | 25200 | 25200 | 25200 | 25200 | 25200 | 25200 | 25200 | 25200 | 25200 | 25200 | 25200 | 25200 | 25200 | 25200 | 25200 | 25200 | 25200 | 25200 | 25200 | 25200 | 25200 | 25200 | 25200 | 25200 | 25200 | 25200 | 25200 | 25200 | 25200 | 25200 | 25200 | 25200 | 25200 | 25200 | 25200 | 25200 | 25200 | 25200 | 25200 | 25200 | 25200 | 25200 | 25200 | 25200 | 25200 | 25200 | 25200 | 25200 | 25200 | 25200 | 25200 | 25200 | 25200 | 25200 | 25200 | 25200 | 25200 | 25200 | 25200 | 25200 | 25200 | 25200 | 25200 | 25200 | 25200 | 25200 | 25200 | 25200 | 25200 | 25200 | 25200 | 25200 | 25200 | 25200 | 25200 | 25200 | 25200 | 25200 | 25200 | 25200 | 25200 | 25200 | 25200 | 25200 | 25200 | 25200 | 25200 | 25200 | 25200 | 25200 | 25200 | 25200 | 25200 | 25200 | 25200 | 25200 | 25200 | 25200 | 25200 | 25200 | 25200 | 25200 | 25200 | 25200 | 25200 | 25200 | 25200 | 25200 | 25200 | 25200 | 25200 | 25200 | 25200 | 25200 | 25200 | 25200 | 25200 | 25200 | 25200 | 25200 | 25200 | 25200 | 25200 | 25200 | 25200 | 25200 | 25200 | 25200 | 25200 | 25200 | 25200 | 25200 | 25200 | 25200 | 25200 | 25200 | 25200 | 25200 | 25200 | 25200 | 25200 | 25200 | 25200 | 25200 | 25200 | 25200 | 25200 | 25200 | 25200 | 25200 | 25200 | 25200 | 25200 | 25200 | 25200 | 25200 | 25200 | 25200 | 25200 | 25200 | 25200 | 25200 | 25200 | 25200 | 25200 | 25200 | 25200 | 25200 | 25200 | 25200 | 25200 | 25200 | 25200 | 25200 | 25200 | 25200 | 25200 | 25200 | 25200 | 25200 | 25200 | 25200 | 25200 | 25200 | 25200 | 25200 | 25200 | 25200 | 25200 | 25200 | 25200 | 25200 | 25200 | 25200 | 25200 | 25200 | 25200 | 25200 | 25200 | 25200 | 25200 | 25200 | 25200 | 25200 | 25200 | 25200 | 25200 | 25200 | 25200 | 25200 | 25200 | 25200 | 25200 | 25200 | 25200 | 25200 | 25200 | 25200 | 25200 | 25200 | 25200 | 25200 | 25200 | 25200 | 25200 | 25200 | 25200 | 25200 | 25200 | 25200 | 25200 | 25200 | 25200 | 25200 | 25200 | 25200 | 25200 | 25200 | 25200 | 25200 | 25200 | 25200 | 25200 | 25200 | 25200 | 25200 | 25200 | 25200 | 25200 | 25200 | 25200 | 25200 | 25200 | 25200 | 25200 | 25200 | 25200 | 25200 | 25200 | 25200 | 25200 | 25200 | 25200 | 25200 | 25200 | 25200 | 25200 | 25200 | 25200 | 25200 | 25200 | 25200 | 25200 | 25200 | 25200 | 25200 | 25200 | 25200 | 25200 | 25200 | 25200 | 25200 | 25200 | 25200 | 25200 | 25200 | 25200 | 25200 | 25200 | 25200 | 25200 | 25200 | 25200 | 25200 | 25200 | 25200 | 25200 | 25200 | 25200 | 25200 | 25200 | 25200 | 25200 | 25200 | 25200 | 25200 | 25200 | 25200 | 25200 | 25200 | 25200 | 25200 | 25200 | 25200 | 25200 | 25200 | 25200 | 25200 | 25200 | 25200 | 25200 | 25200 | 25200 | 25200 | 25200 | 25200 | 25200 | 25200 | 25200 | 25200 | 25200 | 25200 | 25200 | 25200 | 25200 | 25200 | 25200 | 25200 | 25200 | 25200 | 25200 | 25200 | 25200 | 25200 | 25200 | 25200 | 25200 | 25200 | 25200 | 25200 | 25200 | 25200 | 25200 | 25200 | 25200 | 25200 | 25200 | 25200 | 25200 | 25200 | 25200 | 25200 | 25200 | 25200 | 25200 | 25200 | 25200 | 25200 | 25200 | 25200 | 25200 | 25200 | 25200 | 25200 | 25200 | 25200 | 25200 | 25200 | 25200 | 25200 | 25200 | 25200 | 25200 | 25200 | 25200 | 25200 | 25200 | 25200 | 25200 | 25200 | 25200 | 25200 | 25200 | 25200 | 25200 | 25200 | 25200 | 25200 | 25200 | 25200 | 25200 | 25200 | 25200 | 25200 | 25200 | 25200 | 25200 | 25200 | 25200 | 25200 | 25200 | 25200 | 25200 | 25200 | 25200 | 25200 | 25200 | 25200 | 25200 | 25200 | 25200 | 25200 | 25200 | 25200 | 25200 | 25200 | 25200 | 25200 | 25200 | 25200 | 25200 | 25200 | 25200 | 25200 | 25200 | 25200 | 25200 | 25200 | 25200 | 25200 | 25200 | 25200 | 25200 | 25200 | 25200 | 25200 | 25200 | 25200 | 25200 | 25200 | 25200 | 25200 | 25200 | 25200 | 25200 | 25200 | 25200 | 25200 | 25200 | 25200 | 25200 | 25200 | 25200 | 25200 | 25200 | 25200 | 25200 | 25200 | 25200 | 25200 | 25200 | 25200 | 25200 | 25200 | 25200 | 25200 | 25200 | 25200 | 25200 | 25200 | 25200 | 25200 | 25200 | 25200 | 25200 | 25200 | 25200 | 25200 | 25200 | 25200 | 25200 | 25200 | 25200 | 25200 | 25200 | 25200 | 25200 | 25200 | 25200 | 25200 | 25200 | 25200 | 25200 | 25200 | 25200 | 25200 | 25200 | 25200 | 25200 | 25200 | 25200 | 25200 | 25200 | 25200 | 25200 | 25200 | 25200 | 25200 | 25200 | 25200 | 25200 | 25200 | 25200 | 25200 | 25200 | 25200 | 25200 | 25200 | 25200 | 25200 | 25200 | 25200 | 25200 | 25200 | 25200 | 25200 | 25200 | 25200 | 25200 | 25200 | 25200 | 25200 | 25200 | 25200 | 25200 | 25200 | 25200 | 25200 | 25200 | 25200 | 25200 | 25200 | 25200 | 25200 | 25200 | 25200 | 25200 | 25200 | 25200 | 25200 | 25200 | 25200 | 25200 | 25200 | 25200 | 25200 | 25200 | 25200 | 25200 | 25200 | 25200 | 25200 | 25200 | 25200 | 25200 | 25200 | 25200 | 25200 | 25200 | 25200 | 25200 | 25200 | 25200 | 25200 | 25200 | 25200 | 25200 | 25200 | 25200 | 25200 | 25200 | 25200 | 25200 | 25200 | 25200 | 25200 | 25200 | 25200 | 25200 | 25200 | 25200 | 25200 | 25200 | 25200 | 25200 | 25200 | 25200 | 25200 | 25200 | 25200 | 25200 | 25200 | 25200 | 25200 | 25200 | 25200 | 25200 | 25200 | 25200 | 25200 | 25200 | 25200 | 25200 | 25200 | 25200 | 25200 | 25200 | 25200 | 25200 | 25200 | 25200 | 25200 | 25200 | 25200 | 25200 | 25200 | 25200 | 25200 | 25200 | 25200 | 25200 | 25200 | 25200 | 25200 | 25200 | 25200 | 25200 | 25200 | 25200 | 25200 | 25200 | 25200 | 25200 | 25200 | 25200 | 25200 | 25200 | 25200 | 25200 | 25200 | 25200 | 25200 | 25200 | 25200 | 25200 | 25200 | 25200 | 25200 | 25200 | 25200 | 25200 | 25200 | 25200 | 25200 | 25200 | 25200 | 25200 | 25200 | 25200 | 25200 | 25200 | 25200 | 25200 | 25200 | 25200 | 25200 | 25200 | 25200 | 25200 | 25200 | 25200 | 25200 | 25200 | 25200 | 25200 | 25200 | 25200 | 25200 | 25200 | 25200 | 25200 | 25200 | 25200 | 25200 | 25200 | 25200 | 25200 | 25200 | 25200 | 25200 | 25200 | 25200 | 25200 | 25200 | 25200 | 25200 | 25200 | 25200 | 25200 | 25200 | 25200 | 25200 | 25200 | 25200 | 25200 | 25200 | 25200 | 25200 | 25200 | 25200 | 25200 | 25200 | 25200 | 25200 | 25200 | 25200 | 25200 | 25200 | 25200 | 25200 | 25200 | 25200 | 25200 | 25200 | 25200 | 25200 | 25200 | 25200 | 25200 | 25200 | 25200 | 25200 | 25200 | 25200 | 25200 | 25200 | 25200 | 25200 | 25200 | 25200 | 25200 | 25200 | 25200 | 25200 | 25200 | 25200 | 25200 | 25200 | 25200 | 25200 | 25200 | 25200 | 25200 | 25200 | 25200 | 25200 | 25200 | 25200 | 25200 | 25200 | 25200 | 25200 | 25200 | 25200 | 25200 | 25200 | 25200 | 25200 | 25200 | 25200 | 25200 | 25200 | 25200 | 25200 | 25200 | 25200 | 25200 | 25200 | 25200 | 25200 | 25200 | 25200 | 25200 | 25200 | 25200 | 25200 | 25200 | 25200 | 25200 | 25200 | 25200 | 25200 | 25200 | 25200 | 25200 | 25200 | 25200 | 25200 | 25200 | 25200 | 25200 | 25200 | 25200 | 25200 | 25200 | 25200 | 25200 | 25200 | 25200 | 25200 | 25200 | 25200 | 25200 | 25200 | 25200 | 25200 | 25200 | 25200 | 25200 | 25200 | 25200 | 25200 | 25200 | 25200 | 25200 | 25200 | 25200 | 25200 | 25200 | 25200 | 25200 | 25200 | 25200 | 25200 | 25200 | 25200 | 25200 | 25200 | 25200 | 25200 | 25200 | 25200 | 25200 | 25200 | 25200 | 25200 | 25200 | 25200 | 25200 | 25200 | 25200 | 25200 | 25200 | 25200 | 25200 | 25200 | 25200 | 25200 | 25200 | 25200 | 25200 | 25200 | 25200 | 25200 | 25200 | 25200 | 25200 | 25200 | 25200 | 25200 | 25200 | 25200 | 25200 | 25200 | 25200 | 25200 | 25200 | 25200 | 25200 | 25200 | 25200 | 25200 | 25200 | 25200 | 25200 | 25200 | 25200 | 25200 | 25200 | 25200 | 25200 | 25200 | 25200 | 25200 | 25200 | 25200 | 25200 | 25200 | 25200 | 25200 | 25200 | 25200 | 25200 | 25200 | 25200 | 25200 | 25200 | 25200 | 25200 | 25200 | 25200 | 25200 | 25200 | 25200 | 25200 | 25200 | 25200 | 25200 | 25200 | 25200 | 25200 | 25200 | 25200 | 25200 | 25200 | 25200 | 25200 | 25200 | 25200 | 25200 | 25200 | 25200 | 25200 | 25200 | 25200 | 25200 | 25200 | 25200 | 25200 | 25200 | 25200 | 25200 | 25200 | 25200 | 25200 | 25200 | 25200 | 25200 | 25200 | 25200 | 25200 | 25200 | 25200 | 25200 | 25200 | 25200 | 25200 | 25200 | 25200 | 25200 | 25200 | 25200 | 25200 | 25200 | 25200 | 25200 | 25200 | 25200 | 25200 | 25200 | 25200 | 25200 | 25200 | 25200 | 25200 | 25200 | 25200 | 25200 | 25200 | 25200 | 25200 | 25200 | 25200 | 25200 | 25200 | 25200 | 25200 | 25200 | 25200 | 25200 | 25200 | 25200 | 25200 | 25200 | 25200 | 25200 | 25200 | 25200 | 25200 | 25200 | 25200 | 25200 | 25200 | 25200 | 25200 | 25200 | 25200 | 25200 | 25200 | 25200 | 25200 | 25200 | 25200 | 25200 | 25200 | 25200 | 25200 | 25200 | 25200 | 25200 | 25200 | 25200 | 25200 | 25200 | 25200 | 25200 | 25200 | 25200 | 25200 | 25200 | 25200 | 25200 | 25200 | 25200 | 25200 | 25200 | 25200 | 25200 | 25200 | 25200 | 25200 | 25200 | 25200 | 25200 | 25200 | 25200 | 25200 | 25200 | 25200 | 25200 | 25200 | 25200 | 25200 | 25200 | 25200 | 25200 | 25200 | 25200 | 25200 | 25200 | 25200 | 25200 | 25200 | 25200 | 25200 | 25200 | 25200 | 25200 | 25200 | 25200 | 25200 | 25200 | 25200 | 25200 | 25200 | 25200 | 25200 | 25200 | 25200 | 25200 | 25200 | 25200 | 25200 | 25200 | 25200 | 25200 | 25200 | 25200 | 25200 | 25200 | 25200 | 25200 | 25200 | 25200 | 25200 | 25200 | 25200 | 25200 | 25200 | 25200 | 25200 | 25200 | 25200 | 25200 | 25200 | 25200 | 25200 | 25200 | 25200 | 25200 | 25200 | 25200 | 25200 | 25200 | 25200 | 25200 | 25200 | 25200 | 25200 | 25200 | 25200 | 25200 | 25200 | 25200 | 25200 | 25200 | 25200 | 25200 | 25200 | 25200 | 25200 | 25200 | 25200 | 25200 | 25200 | 25200 | 25200 | 25200 | 25200 | 25200 | 25200 | 25200 | 25200 | 25200 | 25200 | 25200 | 25200 | 25200 | 25200 | 25200 | 25200 | 25200 | 25200 | 25200 | 25200 | 25200 | 25200 | 25200 | 25200 | 25200 | 25200 | 25200 | 25200 | 25200 | 25200 | 25200 | 25200 | 25200 | 25200 | 25200 | 25200 | 25200 | 25200 | 25200 | 25200 | 25200 | 25200 | 25200 | 25200 | 25200 | 25200 | 25200 | 25200 | 25200 | 25200 | 25200 | 25200 | 25200 | 25200 | 25200 | 25200 | 25200 | 25200 | 25200 | 25200 | 25200 | 25200 | 25200 | 25200 | 25200 | 25200 | 25200 | 25200 | 25200 | 25200 | 25200 | 25200 | 25200 | 25200 | 25200 | 25200 | 25200 | 25200 | 25200 | 25200 | 25200 | 25200 | 25200 | 25200 | 25200 | 25200 | 25200 | 25200 | 25200 | 25200 | 25200 | 25200 | 25200 | 25200 | 25200 | 25200 | 25200 | 25200 | 25200 | 25200 | 25200 | 25200 | 25200 | 25200 | 25200 | 25200 | 25200 | 25200 | 25200 | 25200 | 25200 | 25200 | 25200 | 25200 | 25200 | 25200 | 25200 | 25200 | 25200 | 25200 | 25200 | 25200 | 25200 | 25200 | 25200 | 25200 | 25200 | 25200 | 25200 | 25200 | 25200 | 25200 | 25200 | 25200 | 25200 | 25200 | 25200 | 25200 | 25200 | 25200 | 25200 | 25200 | 25200 | 25200 | 25200 | 25200 | 25200 | 25200 | 25200 | 25200 | 25200 | 25200 | 25200 | 25200 | 25200 | 25200 | 25200 | 25200 | 25200 | 25200 | 25200 | 25200 | 25200 | 25200 | 25200 | 25200 | 25200 | 25200 | 25200 | 25200 | 25200 | 25200 | 25200 | 25200 | 25200 | 25200 | 25200 | 25200 | 25200 | 25200 | 25200 | 25200 | 25200 | 25200 | 25200 | 25200 | 25200 | 25200 | 25200 | 25200 | 25200
Time infected person occupied the space | T_I | constant | 25200 |  | s | These values are not used by this model | T_I | 25200 | 25200 | 25200 | 25200 | 25200 | 25200 | 25200 | 25200 | 25200 | 25200 | 25200 | 25200 | 25200 | 25200 | 25200 | 25200 | 25200 | 25200 | 25200 | 25200 | 25200 | 25200 | 25200 | 25200 | 25200 | 25200 | 25200 | 25200 | 25200 | 25200 | 25200 | 25200 | 25200 | 25200 | 25200 | 25200 | 25200 | 25200 | 25200 | 25200 | 25200 | 25200 | 25200 | 25200 | 25200 | 25200 | 25200 | 25200 | 25200 | 25200 | 25200 | 25200 | 25200 | 25200 | 25200 | 25200 | 25200 | 25200 | 25200 | 25200 | 25200 | 25200 | 25200 | 25200 | 25200 | 25200 | 25200 | 25200 | 25200 | 25200 | 25200 | 25200 | 25200 | 25200 | 25200 | 25200 | 25200 | 25200 | 25200 | 25200 | 25200 | 25200 | 25200 | 25200 | 25200 | 25200 | 25200 | 25200 | 25200 | 25200 | 25200 | 25200 | 25200 | 25200 | 25200 | 25200 | 25200 | 25200 | 25200 | 25200 | 25200 | 25200 | 25200 | 25200 | 25200 | 25200 | 25200 | 25200 | 25200 | 25200 | 25200 | 25200 | 25200 | 25200 | 25200 | 25200 | 25200 | 25200 | 25200 | 25200 | 25200 | 25200 | 25200 | 25200 | 25200 | 25200 | 25200 | 25200 | 25200 | 25200 | 25200 | 25200 | 25200 | 25200 | 25200 | 25200 | 25200 | 25200 | 25200 | 25200 | 25200 | 25200 | 25200 | 25200 | 25200 | 25200 | 25200 | 25200 | 25200 | 25200 | 25200 | 25200 | 25200 | 25200 | 25200 | 25200 | 25200 | 25200 | 25200 | 25200 | 25200 | 25200 | 25200 | 25200 | 25200 | 25200 | 25200 | 25200 | 25200 | 25200 | 25200 | 25200 | 25200 | 25200 | 25200 | 25200 | 25200 | 25200 | 25200 | 25200 | 25200 | 25200 | 25200 | 25200 | 25200 | 25200 | 25200 | 25200 | 25200 | 25200 | 25200 | 25200 | 25200 | 25200 | 25200 | 25200 | 25200 | 25200 | 25200 | 25200 | 25200 | 25200 | 25200 | 25200 | 25200 | 25200 | 25200 | 25200 | 25200 | 25200 | 25200 | 25200 | 25200 | 25200 | 25200 | 25200 | 25200 | 25200 | 25200 | 25200 | 25200 | 25200 | 25200 | 25200 | 25200 | 25200 | 25200 | 25200 | 25200 | 25200 | 25200 | 25200 | 25200 | 25200 | 25200 | 25200 | 25200 | 25200 | 25200 | 25200 | 25200 | 25200 | 25200 | 25200 | 25200 | 25200 | 25200 | 25200 | 25200 | 25200 | 25200 | 25200 | 25200 | 25200 | 25200 | 25200 | 25200 | 25200 | 25200 | 25200 | 25200 | 25200 | 25200 | 25200 | 25200 | 25200 | 25200 | 25200 | 25200 | 25200 | 25200 | 25200 | 25200 | 25200 | 25200 | 25200 | 25200 | 25200 | 25200 | 25200 | 25200 | 25200 | 25200 | 25200 | 25200 | 25200 | 25200 | 25200 | 25200 | 25200 | 25200 | 25200 | 25200 | 25200 | 25200 | 25200 | 25200 | 25200 | 25200 | 25200 | 25200 | 25200 | 25200 | 25200 | 25200 | 25200 | 25200 | 25200 | 25200 | 25200 | 25200 | 25200 | 25200 | 25200 | 25200 | 25200 | 25200 | 25200 | 25200 | 25200 | 25200 | 25200 | 25200 | 25200 | 25200 | 25200 | 25200 | 25200 | 25200 | 25200 | 25200 | 25200 | 25200 | 25200 | 25200 | 25200 | 25200 | 25200 | 25200 | 25200 | 25200 | 25200 | 25200 | 25200 | 25200 | 25200 | 25200 | 25200 | 25200 | 25200 | 25200 | 25200 | 25200 | 25200 | 25200 | 25200 | 25200 | 25200 | 25200 | 25200 | 25200 | 25200 | 25200 | 25200 | 25200 | 25200 | 25200 | 25200 | 25200 | 25200 | 25200 | 25200 | 25200 | 25200 | 25200 | 25200 | 25200 | 25200 | 25200 | 25200 | 25200 | 25200 | 25200 | 25200 | 25200 | 25200 | 25200 | 25200 | 25200 | 25200 | 25200 | 25200 | 25200 | 25200 | 25200 | 25200 | 25200 | 25200 | 25200 | 25200 | 25200 | 25200 | 25200 | 25200 | 25200 | 25200 | 25200 | 25200 | 25200 | 25200 | 25200 | 25200 | 25200 | 25200 | 25200 | 25200 | 25200 | 25200 | 25200 | 25200 | 25200 | 25200 | 25200 | 25200 | 25200 | 25200 | 25200 | 25200 | 25200 | 25200 | 25200 | 25200 | 25200 | 25200 | 25200 | 25200 | 25200 | 25200 | 25200 | 25200 | 25200 | 25200 | 25200 | 25200 | 25200 | 25200 | 25200 | 25200 | 25200 | 25200 | 25200 | 25200 | 25200 | 25200 | 25200 | 25200 | 25200 | 25200 | 25200 | 25200 | 25200 | 25200 | 25200 | 25200 | 25200 | 25200 | 25200 | 25200 | 25200 | 25200 | 25200 | 25200 | 25200 | 25200 | 25200 | 25200 | 25200 | 25200 | 25200 | 25200 | 25200 | 25200 | 25200 | 25200 | 25200 | 25200 | 25200 | 25200 | 25200 | 25200 | 25200 | 25200 | 25200 | 25200 | 25200 | 25200 | 25200 | 25200 | 25200 | 25200 | 25200 | 25200 | 25200 | 25200 | 25200 | 25200 | 25200 | 25200 | 25200 | 25200 | 25200 | 25200 | 25200 | 25200 | 25200 | 25200 | 25200 | 25200 | 25200 | 25200 | 25200 | 25200 | 25200 | 25200 | 25200 | 25200 | 25200 | 25200 | 25200 | 25200 | 25200 | 25200 | 25200 | 25200 | 25200 | 25200 | 25200 | 25200 | 25200 | 25200 | 25200 | 25200 | 25200 | 25200 | 25200 | 25200 | 25200 | 25200 | 25200 | 25200 | 25200 | 25200 | 25200 | 25200 | 25200 | 25200 | 25200 | 25200 | 25200 | 25200 | 25200 | 25200 | 25200 | 25200 | 25200 | 25200 | 25200 | 25200 | 25200 | 25200 | 25200 | 25200 | 25200 | 25200 | 25200 | 25200 | 25200 | 25200 | 25200 | 25200 | 25200 | 25200 | 25200 | 25200 | 25200 | 25200 | 25200 | 25200 | 25200 | 25200 | 25200 | 25200 | 25200 | 25200 | 25200 | 25200 | 25200 | 25200 | 25200 | 25200 | 25200 | 25200 | 25200 | 25200 | 25200 | 25200 | 25200 | 25200 | 25200 | 25200 | 25200 | 25200 | 25200 | 25200 | 25200 | 25200 | 25200 | 25200 | 25200 | 25200 | 25200 | 25200 | 25200 | 25200 | 25200 | 25200 | 25200 | 25200 | 25200 | 25200 | 25200 | 25200 | 25200 | 25200 | 25200 | 25200 | 25200 | 25200 | 25200 | 25200 | 25200 | 25200 | 25200 | 25200 | 25200 | 25200 | 25200 | 25200 | 25200 | 25200 | 25200 | 25200 | 25200 | 25200 | 25200 | 25200 | 25200 | 25200 | 25200 | 25200 | 25200 | 25200 | 25200 | 25200 | 25200 | 25200 | 25200 | 25200 | 25200 | 25200 | 25200 | 25200 | 25200 | 25200 | 25200 | 25200 | 25200 | 25200 | 25200 | 25200 | 25200 | 25200 | 25200 | 25200 | 25200 | 25200 | 25200 | 25200 | 25200 | 25200 | 25200 | 25200 | 25200 | 25200 | 25200 | 25200 | 25200 | 25200 | 25200 | 25200 | 25200 | 25200 | 25200 | 25200 | 25200 | 25200 | 25200 | 25200 | 25200 | 25200 | 25200 | 25200 | 25200 | 25200 | 25200 | 25200 | 25200 | 25200 | 25200 | 25200 | 25200 | 25200 | 25200 | 25200 | 25200 | 25200 | 25200 | 25200 | 25200 | 25200 | 25200 | 25200 | 25200 | 25200 | 25200 | 25200 | 25200 | 25200 | 25200 | 25200 | 25200 | 25200 | 25200 | 25200 | 25200 | 25200 | 25200 | 25200 | 25200 | 25200 | 25200 | 25200 | 25200 | 25200 | 25200 | 25200 | 25200 | 25200 | 25200 | 25200 | 25200 | 25200 | 25200 | 25200 | 25200 | 25200 | 25200 | 25200 | 25200 | 25200 | 25200 | 25200 | 25200 | 25200 | 25200 | 25200 | 25200 | 25200 | 25200 | 25200 | 25200 | 25200 | 25200 | 25200 | 25200 | 25200 | 25200 | 25200 | 25200 | 25200 | 25200 | 25200 | 25200 | 25200 | 25200 | 25200 | 25200 | 25200 | 25200 | 25200 | 25200 | 25200 | 25200 | 25200 | 25200 | 25200 | 25200 | 25200 | 25200 | 25200 | 25200 | 25200 | 25200 | 25200 | 25200 | 25200 | 25200 | 25200 | 25200 | 25200 | 25200 | 25200 | 25200 | 25200 | 25200 | 25200 | 25200 | 25200 | 25200 | 25200 | 25200 | 25200 | 25200 | 25200 | 25200 | 25200 | 25200 | 25200 | 25200 | 25200 | 25200 | 25200 | 25200 | 25200 | 25200 | 25200 | 25200 | 25200 | 25200 | 25200 | 25200 | 25200 | 25200 | 25200 | 25200 | 25200 | 25200 | 25200 | 25200 | 25200 | 25200 | 25200 | 25200 | 25200 | 25200 | 25200 | 25200 | 25200 | 25200 | 25200 | 25200 | 25200 | 25200 | 25200 | 25200 | 25200 | 25200 | 25200 | 25200 | 25200 | 25200 | 25200 | 25200 | 25200 | 25200 | 25200 | 25200 | 25200 | 25200 | 25200 | 25200 | 25200 | 25200 | 25200 | 25200 | 25200 | 25200 | 25200 | 25200 | 25200 | 25200 | 25200 | 25200 | 25200 | 25200 | 25200 | 25200 | 25200 | 25200 | 25200 | 25200 | 25200 | 25200 | 25200 | 25200 | 25200 | 25200 | 25200 | 25200 | 25200 | 25200 | 25200 | 25200 | 25200 | 25200 | 25200 | 25200 | 25200 | 25200 | 25200 | 25200 | 25200 | 25200 | 25200 | 25200 | 25200 | 25200 | 25200 | 25200 | 25200 | 25200 | 25200 | 25200 | 25200 | 25200 | 25200 | 25200 | 25200 | 25200 | 25200 | 25200 | 25200 | 25200 | 25200 | 25200 | 25200 | 25200 | 25200 | 25200 | 25200 | 25200 | 25200 | 25200 | 25200 | 25200 | 25200 | 25200 | 25200 | 25200 | 25200 | 25200 | 25200 | 25200 | 25200 | 25200 | 25200 | 25200 | 25200 | 25200 | 25200 | 25200 | 25200 | 25200 | 25200 | 25200 | 25200 | 25200 | 25200 | 25200 | 25200 | 25200 | 25200 | 25200 | 25200 | 25200 | 25200 | 25200 | 25200 | 25200 | 25200 | 25200 | 25200 | 25200 | 25200 | 25200 | 25200 | 25200 | 25200 | 25200 | 25200 | 25200 | 25200 | 25200 | 25200 | 25200 | 25200 | 25200 | 25200 | 25200 | 25200 | 25200 | 25200 | 25200 | 25200 | 25200 | 25200 | 25200 | 25200 | 25200 | 25200 | 25200 | 25200 | 25200 | 25200 | 25200 | 25200 | 25200 | 25200 | 25200 | 25200 | 25200 | 25200 | 25200 | 25200 | 25200 | 25200 | 25200 | 25200 | 25200 | 25200 | 25200 | 25200 | 25200 | 25200 | 25200 | 25200 | 25200 | 25200 | 25200 | 25200 | 25200 | 25200 | 25200 | 25200 | 25200 | 25200 | 25200 | 25200 | 25200 | 25200 | 25200 | 25200 | 25200 | 25200 | 25200 | 25200 | 25200 | 25200 | 25200 | 25200 | 25200 | 25200 | 25200 | 25200 | 25200 | 25200 | 25200 | 25200 | 25200 | 25200 | 25200 | 25200 | 25200 | 25200 | 25200 | 25200 | 25200 | 25200 | 25200 | 25200 | 25200 | 25200 | 25200 | 25200 | 25200 | 25200 | 25200 | 25200 | 25200 | 25200 | 25200 | 25200 | 25200 | 25200 | 25200 | 25200 | 25200 | 25200 | 25200 | 25200 | 25200 | 25200 | 25200 | 25200 | 25200 | 25200 | 25200 | 25200 | 25200 | 25200 | 25200 | 25200 | 25200 | 25200 | 25200 | 25200 | 25200 | 25200 | 25200 | 25200 | 25200 | 25200 | 25200 | 25200 | 25200 | 25200 | 25200 | 25200 | 25200 | 25200 | 25200 | 25200 | 25200 | 25200 | 25200 | 25200 | 25200 | 25200 | 25200 | 25200 | 25200 | 25200 | 25200 | 25200 | 25200 | 25200 | 25200 | 25200 | 25200 | 25200 | 25200 | 25200 | 25200 | 25200 | 25200 | 25200 | 25200 | 25200 | 25200 | 25200 | 25200 | 25200 | 25200 | 25200 | 25200 | 25200 | 25200 | 25200 | 25200 | 25200 | 25200 | 25200 | 25200 | 25200 | 25200 | 25200 | 25200 | 25200 | 25200 | 25200 | 25200 | 25200 | 25200 | 25200 | 25200 | 25200 | 25200 | 25200 | 25200 | 25200 | 25200 | 25200 | 25200 | 25200 | 25200 | 25200 | 25200 | 25200 | 25200 | 25200 | 25200 | 25200 | 25200 | 25200 | 25200 | 25200 | 25200 | 25200 | 25200 | 25200 | 25200 | 25200 | 25200 | 25200 | 25200 | 25200 | 25200 | 25200 | 25200 | 25200 | 25200 | 25200 | 25200 | 25200 | 25200 | 25200 | 25200 | 25200 | 25200 | 25200 | 25200 | 25200 | 25200 | 25200 | 25200 | 25200 | 25200 | 25200 | 25200 | 25200 | 25200 | 25200 | 25200 | 25200 | 25200 | 25200 | 25200 | 25200 | 25200 | 25200 | 25200 | 25200 | 25200 | 25200 | 25200 | 25200 | 25200 | 25200 | 25200 | 25200 | 25200 | 25200 | 25200 | 25200 | 25200 | 25200 | 25200 | 25200 | 25200 | 25200 | 25200 | 25200 | 25200 | 25200 | 25200 | 25200 | 25200 | 25200 | 25200 | 25200 | 25200 | 25200 | 25200 | 25200 | 25200 | 25200 | 25200 | 25200 | 25200 | 25200 | 25200 | 25200 | 25200 | 25200 | 25200 | 25200 | 25200 | 25200 | 25200 | 25200 | 25200 | 25200 | 25200 | 25200 | 25200 | 25200 | 25200 | 25200 | 25200 | 25200 | 25200 | 25200 | 25200 | 25200 | 25200 | 25200 | 25200 | 25200 | 25200 | 25200 | 25200 | 25200 | 25200 | 25200 | 25200 | 25200 | 25200 | 25200 | 25200 | 25200 | 25200 | 25200 | 25200 | 25200 | 25200 | 25200 | 25200 | 25200 | 25200 | 25200 | 25200 | 25200 | 25200 | 25200 | 25200 | 25200 | 25200 | 25200 | 25200 | 25200 | 25200 | 25200 | 25200 | 25200 | 25200 | 25200 | 25200 | 25200 | 25200 | 25200 | 25200 | 25200 | 25200 | 25200 | 25200 | 25200 | 25200 | 25200 | 25200 | 25200 | 25200 | 25200 | 25200 | 25200 | 25200 | 25200 | 25200 | 25200 | 25200 | 25200 | 25200 | 25200 | 25200 | 25200 | 25200 | 25200 | 25200 | 25200 | 25200 | 25200 | 25200 | 25200 | 25200 | 25200 | 25200 | 25200 | 25200 | 25200 | 25200 | 25200 | 25200 | 25200 | 25200 | 25200 | 25200 | 25200 | 25200 | 25200 | 25200 | 25200 | 25200 | 25200 | 25200 | 25200 | 25200 | 25200 | 25200 | 25200 | 25200 | 25200 | 25200 | 25200 | 25200 | 25200 | 25200 | 25200 | 25200 | 25200 | 25200 | 25200 | 25200 | 25200 | 25200 | 25200 | 25200 | 25200 | 25200 | 25200 | 25200 | 25200 | 25200 | 25200 | 25200 | 25200 | 25200 | 25200 | 25200 | 25200 | 25200 | 25200 | 25200 | 25200 | 25200 | 25200 | 25200 | 25200 | 25200 | 25200 | 25200 | 25200 | 25200 | 25200 | 25200 | 25200 | 25200 | 25200 | 25200 | 25200 | 25200 | 25200 | 25200 | 25200 | 25200 | 25200 | 25200 | 25200 | 25200 | 25200 | 25200 | 25200 | 25200 | 25200 | 25200 | 25200 | 25200 | 25200 | 25200 | 25200 | 25200 | 25200 | 25200 | 25200 | 25200 | 25200 | 25200 | 25200 | 25200 | 25200 | 25200 | 25200 | 25200 | 25200 | 25200 | 25200 | 25200 | 25200 | 25200 | 25200 | 25200 | 25200 | 25200 | 25200 | 25200 | 25200 | 25200 | 25200 | 25200 | 25200 | 25200 | 25200 | 25200 | 25200 | 25200 | 25200 | 25200 | 25200 | 25200 | 25200 | 25200 | 25200 | 25200 | 25200 | 25200 | 25200 | 25200 | 25200 | 25200 | 25200 | 25200 | 25200 | 25200 | 25200 | 25200 | 25200 | 25200 | 25200 | 25200 | 25200 | 25200 | 25200 | 25200 | 25200 | 25200 | 25200 | 25200 | 25200 | 25200 | 25200 | 25200 | 25200 | 25200 | 25200 | 25200 | 25200 | 25200 | 25200 | 25200 | 25200 | 25200 | 25200 | 25200 | 25200 | 25200 | 25200 | 25200 | 25200 | 25200 | 25200 | 25200 | 25200 | 25200 | 25200 | 25200 | 25200 | 25200 | 25200 | 25200 | 25200 | 25200 | 25200 | 25200 | 25200 | 25200 | 25200 | 25200 | 25200 | 25200 | 25200 | 25200 | 25200 | 25200 | 25200 | 25200 | 25200 | 25200 | 25200 | 25200 | 25200 | 25200 | 25200 | 25200 | 25200 | 25200 | 25200 | 25200 | 25200 | 25200 | 25200 | 25200 | 25200 | 25200 | 25200 | 25200 | 25200 | 25200 | 25200 | 25200 | 25200 | 25200 | 25200 | 25200 | 25200 | 25200 | 25200 | 25200 | 25200 | 25200 | 25200 | 25200 | 25200 | 25200 | 25200 | 25200 | 25200 | 25200 | 25200 | 25200 | 25200 | 25200 | 25200 | 25200 | 25200 | 25200 | 25200 | 25200 | 25200 | 25200 | 25200 | 25200 | 25200 | 25200 | 25200 | 25200 | 25200 | 25200 | 25200 | 25200 | 25200 | 25200 | 25200 | 25200 | 25200 | 25200 | 25200 | 25200 | 25200 | 25200 | 25200 | 25200 | 25200 | 25200 | 25200 | 25200 | 25200 | 25200 | 25200 | 25200 | 25200 | 25200 | 25200 | 25200 | 25200 | 25200 | 25200 | 25200 | 25200 | 25200 | 25200 | 25200 | 25200 | 25200 | 25200 | 25200 | 25200 | 25200 | 25200 | 25200 | 25200 | 25200 | 25200 | 25200 | 25200 | 25200 | 25200 | 25200 | 25200 | 25200 | 25200 | 25200 | 25200 | 25200 | 25200 | 25200 | 25200 | 25200 | 25200 | 25200 | 25200 | 25200 | 25200 | 25200 | 25200 | 25200 | 25200 | 25200 | 25200 | 25200 | 25200 | 25200 | 25200 | 25200 | 25200 | 25200 | 25200 | 25200 | 25200 | 25200 | 25200 | 25200 | 25200 | 25200 | 25200 | 25200 | 25200 | 25200 | 25200 | 25200 | 25200 | 25200 | 25200 | 25200 | 25200 | 25200 | 25200 | 25200 | 25200 | 25200 | 25200 | 25200 | 25200 | 25200 | 25200 | 25200 | 25200 | 25200 | 25200 | 25200 | 25200 | 25200 | 25200 | 25200 | 25200 | 25200 | 25200 | 25200 | 25200 | 25200 | 25200 | 25200 | 25200 | 25200 | 25200 | 25200 | 25200 | 25200 | 25200 | 25200 | 25200 | 25200 | 25200 | 25200 | 25200 | 25200 | 25200 | 25200 | 25200 | 25200 | 25200 | 25200 | 25200 | 25200 | 25200 | 25200 | 25200 | 25200 | 25200 | 25200 | 25200 | 25200 | 25200 | 25200 | 25200 | 25200 | 25200 | 25200 | 25200 | 25200 | 25200 | 25200 | 25200 | 25200 | 25200 | 25200 | 25200 | 25200 | 25200 | 25200 | 25200 | 25200 | 25200 | 25200 | 25200 | 25200 | 25200 | 25200 | 25200 | 25200 | 25200 | 25200 | 25200 | 25200 | 25200 | 25200 | 25200 | 25200 | 25200 | 25200 | 25200 | 25200 | 25200 | 25200 | 25200 | 25200 | 25200 | 25200 | 25200 | 25200 | 25200 | 25200 | 25200 | 25200 | 25200 | 25200 | 25200 | 25200 | 25200 | 25200 | 25200 | 25200 | 25200 | 25200 | 25200 | 25200 | 25200 | 25200 | 25200 | 25200 | 25200 | 25200 | 25200 | 25200 | 25200 | 25200 | 25200 | 25200 | 25200 | 25200 | 25200 | 25200 | 25200 | 25200 | 25200 | 25200 | 25200 | 25200 | 25200 | 25200 | 25200 | 25200 | 25200 | 25200 | 25200 | 25200 | 25200 | 25200 | 25200 | 25200 | 25200 | 25200 | 25200 | 25200 | 25200 | 25200 | 25200 | 25200 | 25200 | 25200 | 25200 | 25200 | 25200 | 25200 | 25200 | 25200 | 25200 | 25200 | 25200 | 25200 | 25200 | 25200 | 25200 | 25200 | 25200 | 25200 | 25200 | 25200 | 25200 | 25200 | 25200 | 25200 | 25200 | 25200 | 25200 | 25200 | 25200 | 25200 | 25200 | 25200 | 25200 | 25200 | 25200 | 25200 | 25200 | 25200 | 25200 | 25200 | 25200 | 25200 | 25200 | 25200 | 25200 | 25200 | 25200 | 25200 | 25200 | 25200 | 25200 | 25200 | 25200 | 25200 | 25200 | 25200 | 25200 | 25200 | 25200 | 25200 | 25200 | 25200 | 25200 | 25200 | 25200 | 25200 | 25200 | 25200 | 25200 | 25200 | 25200 | 25200 | 25200 | 25200 | 25200 | 25200 | 25200 | 25200 | 25200 | 25200 | 25200 | 25200 | 25200 | 25200 | 25200 | 25200 | 25200 | 25200 | 25200 | 25200 | 25200 | 25200 | 25200 | 25200 | 25200 | 25200 | 25200 | 25200 | 25200 | 25200 | 25200 | 25200 | 25200 | 25200 | 25200 | 25200 | 25200 | 25200 | 25200 | 25200 | 25200 | 25200 | 25200 | 25200 | 25200 | 25200 | 25200 | 25200 | 25200 | 25200 | 25200 | 25200 | 25200 | 25200 | 25200 | 25200 | 25200 | 25200 | 25200 | 25200 | 25200 | 25200 | 25200 | 25200 | 25200 | 25200 | 25200 | 25200 | 25200 | 25200 | 25200 | 25200 | 25200 | 25200 | 25200 | 25200 | 25200 | 25200 | 25200 | 25200 | 25200 | 25200 | 25200 | 25200 | 25200 | 25200 | 25200 | 25200 | 25200 | 25200 | 25200 | 25200 | 25200 | 25200 | 25200 | 25200 | 25200 | 25200 | 25200 | 25200 | 25200 | 25200 | 25200 | 25200 | 25200 | 25200 | 25200 | 25200 | 25200 | 25200 | 25200 | 25200 | 25200 | 25200 | 25200 | 25200 | 25200 | 25200 | 25200 | 25200 | 25200 | 25200 | 25200 | 25200 | 25200 | 25200 | 25200 | 25200 | 25200 | 25200 | 25200 | 25200 | 25200 | 25200 | 25200 | 25200 | 25200 | 25200 | 25200 | 25200 | 25200 | 25200 | 25200 | 25200 | 25200 | 25200 | 25200 | 25200 | 25200 | 25200 | 25200 | 25200 | 25200 | 25200 | 25200 | 25200 | 25200 | 25200 | 25200 | 25200 | 25200 | 25200 | 25200 | 25200 | 25200 | 25200 | 25200 | 25200 | 25200 | 25200 | 25200 | 25200 | 25200 | 25200 | 25200 | 25200 | 25200 | 25200 | 25200 | 25200 | 25200 | 25200 | 25200 | 25200 | 25200 | 25200 | 25200 | 25200 | 25200 | 25200 | 25200 | 25200 | 25200 | 25200 | 25200 | 25200 | 25200 | 25200 | 25200 | 25200 | 25200 | 25200 | 25200 | 25200 | 25200 | 25200 | 25200 | 25200 | 25200 | 25200 | 25200 | 25200 | 25200 | 25200 | 25200 | 25200 | 25200 | 25200 | 25200 | 25200 | 25200 | 25200 | 25200 | 25200 | 25200 | 25200 | 25200 | 25200 | 25200 | 25200 | 25200 | 25200 | 25200 | 25200 | 25200 | 25200 | 25200 | 25200 | 25200 | 25200 | 25200 | 25200 | 25200 | 25200 | 25200 | 25200 | 25200 | 25200 | 25200 | 25200 | 25200 | 25200 | 25200 | 25200 | 25200 | 25200 | 25200 | 25200 | 25200 | 25200 | 25200 | 25200 | 25200 | 25200 | 25200 | 25200 | 25200 | 25200 | 25200 | 25200 | 25200 | 25200 | 25200 | 25200 | 25200 | 25200 | 25200 | 25200 | 25200 | 25200 | 25200 | 25200 | 25200 | 25200 | 25200 | 25200 | 25200 | 25200 | 25200 | 25200 | 25200 | 25200 | 25200 | 25200 | 25200 | 25200 | 25200 | 25200 | 25200 | 25200 | 25200 | 25200 | 25200 | 25200 | 25200 | 25200 | 25200 | 25200 | 25200 | 25200 | 25200 | 25200 | 25200 | 25200 | 25200 | 25200 | 25200 | 25200 | 25200 | 25200 | 25200 | 25200 | 25200 | 25200 | 25200 | 25200 | 25200 | 25200 | 25200 | 25200 | 25200 | 25200 | 25200 | 25200 | 25200 | 25200 | 25200 | 25200 | 25200 | 25200 | 25200 | 25200 | 25200 | 25200 | 25200 | 25200 | 25200 | 25200 | 25200 | 25200 | 25200 | 25200 | 25200 | 25200 | 25200 | 25200 | 25200 | 25200 | 25200 | 25200 | 25200 | 25200 | 25200 | 25200 | 25200 | 25200 | 25200 | 25200 | 25200 | 25200 | 25200 | 25200 | 25200 | 25200 | 25200 | 25200 | 25200 | 25200 | 25200 | 25200 | 25200 | 25200 | 25200 | 25200 | 25200 | 25200 | 25200 | 25200 | 25200 | 25200 | 25200 | 25200 | 25200 | 25200 | 25200 | 25200 | 25200 | 25200 | 25200 | 25200 | 25200 | 25200 | 25200 | 25200 | 25200 | 25200 | 25200 | 25200 | 25200 | 25200 | 25200 | 25200 | 25200 | 25200 | 25200 | 25200 | 25200 | 25200 | 25200 | 25200 | 25200 | 25200 | 25200 | 25200 | 25200 | 25200 | 25200 | 25200 | 25200 | 25200 | 25200 | 25200 | 25200 | 25200 | 25200 | 25200 | 25200 | 25200 | 25200 | 25200 | 25200 | 25200 | 25200 | 25200 | 25200 | 25200 | 25200 | 25200 | 25200 | 25200 | 25200 | 25200 | 25200 | 25200 | 25200 | 25200 | 25200 | 25200 | 25200 | 25200 | 25200 | 25200 | 25200 | 25200 | 25200 | 25200 | 25200 | 25200 | 25200 | 25200 | 25200 | 25200 | 25200 | 25200 | 25200 | 25200 | 25200 | 25200 | 25200 | 25200 | 25200 | 25200 | 25200 | 25200 | 25200 | 25200 | 25200 | 25200 | 25200 | 25200 | 25200 | 25200 | 25200 | 25200 | 25200 | 25200 | 25200 | 25200 | 25200 | 25200 | 25200 | 25200 | 25200 | 25200 | 25200 | 25200 | 25200 | 25200 | 25200 | 25200 | 25200 | 25200 | 25200 | 25200 | 25200 | 25200 | 25200 | 25200 | 25200 | 25200 | 25200 | 25200 | 25200 | 25200 | 25200 | 25200 | 25200 | 25200 | 25200 | 25200 | 25200 | 25200 | 25200 | 25200 | 25200 | 25200 | 25200 | 25200 | 25200 | 25200 | 25200 | 25200 | 25200 | 25200 | 25200 | 25200 | 25200 | 25200 | 25200 | 25200 | 25200 | 25200 | 25200 | 25200 | 25200 | 25200 | 25200 | 25200 | 25200 | 25200 | 25200 | 25200 | 25200 | 25200 | 25200 | 25200 | 25200 | 25200 | 25200 | 25200 | 25200 | 25200 | 25200 | 25200 | 25200 | 25200 | 25200 | 25200 | 25200 | 25200 | 25200 | 25200 | 25200 | 25200 | 25200 | 25200 | 25200 | 25200 | 25200 | 25200 | 25200 | 25200 | 25200 | 25200 | 25200 | 25200 | 25200 | 25200 | 25200 | 25200 | 25200 | 25200 | 25200 | 25200 | 25200 | 25200 | 25200 | 25200 | 25200 | 25200 | 25200 | 25200 | 25200 | 25200 | 25200 | 25200 | 25200 | 25200 | 25200 | 25200 | 25200 | 25200 | 25200 | 25200 | 25200 | 25200 | 25200 | 25200 | 25200 | 25200 | 25200 | 25200 | 25200 | 25200 | 25200 | 25200 | 25200 | 25200 | 25200 | 25200 | 25200 | 25200 | 25200 | 25200 | 25200 | 25200 | 25200 | 25200 | 25200 | 25200 | 25200 | 25200 | 25200 | 25200 | 25200 | 25200 | 25200 | 25200 | 25200 | 25200 | 25200 | 25200 | 25200 | 25200 | 25200 | 25200 | 25200 | 25200 | 25200 | 25200 | 25200 | 25200 | 25200 | 25200 | 25200 | 25200 | 25200 | 25200 | 25200 | 25200 | 25200 | 25200 | 25200 | 25200 | 25200 | 25200 | 25200 | 25200 | 25200 | 25200 | 25200 | 25200 | 25200 | 25200 | 25200 | 25200 | 25200 | 25200 | 25200 | 25200 | 25200 | 25200 | 25200 | 25200 | 25200 | 25200 | 25200 | 25200 | 25200 | 25200 | 25200 | 25200 | 25200 | 25200 | 25200 | 25200 | 25200 | 25200 | 25200 | 25200 | 25200 | 25200 | 25200 | 25200 | 25200 | 25200 | 25200 | 25200 | 25200 | 25200 | 25200 | 25200 | 25200 | 25200 | 25200 | 25200 | 25200 | 25200 | 25200 | 25200 | 25200 | 25200 | 25200 | 25200 | 25200 | 25200 | 25200 | 25200 | 25200 | 25200 | 25200 | 25200 | 25200 | 25200 | 25200 | 25200 | 25200 | 25200 | 25200 | 25200 | 25200 | 25200 | 25200 | 25200 | 25200 | 25200 | 25200 | 25200 | 25200 | 25200 | 25200 | 25200 | 25200 | 25200 | 25200 | 25200 | 25200 | 25200 | 25200 | 25200 | 25200 | 25200 | 25200 | 25200 | 25200 | 25200 | 25200 | 25200 | 25200 | 25200 | 25200 | 25200 | 25200 | 25200 | 25200 | 25200 | 25200 | 25200 | 25200 | 25200 | 25200 | 25200 | 25200 | 25200 | 25200 | 25200 | 25200 | 25200 | 25200 | 25200 | 25200 | 25200 | 25200 | 25200 | 25200 | 25200 | 25200 | 25200 | 25200 | 25200 | 25200 | 25200 | 25200 | 25200 | 25200 | 25200 | 25200 | 25200 | 25200 | 25200 | 25200 | 25200 | 25200 | 25200 | 25200 | 25200 | 25200 | 25200 | 25200 | 25200 | 25200 | 25200 | 25200 | 25200 | 25200 | 25200 | 25200 | 25200 | 25200 | 25200 | 25200 | 25200 | 25200 | 25200 | 25200 | 25200 | 25200 | 25200 | 25200 | 25200 | 25200 | 25200 | 25200 | 25200 | 25200 | 25200 | 25200 | 25200 | 25200 | 25200 | 25200 | 25200 | 25200 | 25200 | 25200 | 25200 | 25200 | 25200 | 25200 | 25200 | 25200 | 25200 | 25200 | 25200 | 25200 | 25200 | 25200 | 25200 | 25200 | 25200 | 25200 | 25200 | 25200 | 25200 | 25200 | 25200 | 25200 | 25200 | 25200 | 25200 | 25200 | 25200 | 25200 | 25200 | 25200 | 25200 | 25200 | 25200 | 25200 | 25200 | 25200 | 25200 | 25200 | 25200 | 25200 | 25200 | 25200 | 25200 | 25200 | 25200 | 25200 | 25200 | 25200 | 25200 | 25200 | 25200 | 25200 | 25200 | 25200 | 25200 | 25200 | 25200 | 25200 | 25200 | 25200 | 25200 | 25200 | 25200 | 25200 | 25200 | 25200 | 25200 | 25200 | 25200 | 25200 | 25200 | 25200 | 25200 | 25200 | 25200 | 25200 | 25200 | 25200 | 25200 | 25200 | 25200 | 25200 | 25200 | 25200 | 25200 | 25200 | 25200 | 25200 | 25200 | 25200 | 25200 | 25200 | 25200 | 25200 | 25200 | 25200 | 25200 | 25200 | 25200 | 25200 | 25200 | 25200 | 25200 | 25200 | 25200 | 25200 | 25200 | 25200 | 25200 | 25200 | 25200 | 25200 | 25200 | 25200 | 25200 | 25200 | 25200 | 25200 | 25200 | 25200 | 25200 | 25200 | 25200 | 25200 | 25200 | 25200 | 25200 | 25200 | 25200 | 25200 | 25200 | 25200 | 25200 | 25200 | 25200 | 25200 | 25200 | 25200 | 25200 | 25200 | 25200 | 25200 | 25200 | 25200 | 25200 | 25200 | 25200 | 25200 | 25200 | 25200 | 25200 | 25200 | 25200 | 25200 | 25200 | 25200 | 25200 | 25200 | 25200 | 25200 | 25200 | 25200 | 25200 | 25200 | 25200 | 25200 | 25200 | 25200 | 25200 | 25200 | 25200 | 25200 | 25200 | 25200 | 25200 | 25200 | 25200 | 25200 | 25200 | 25200 | 25200 | 25200 | 25200 | 25200 | 25200 | 25200 | 25200 | 25200 | 25200 | 25200 | 25200 | 25200 | 25200 | 25200 | 25200 | 25200 | 25200 | 25200 | 25200 | 25200 | 25200 | 25200 | 25200 | 25200 | 25200 | 25200 | 25200 | 25200 | 25200 | 25200 | 25200 | 25200 | 25200 | 25200 | 25200 | 25200 | 25200 | 25200 | 25200 | 25200 | 25200 | 25200 | 25200 | 25200 | 25200 | 25200 | 25200 | 25200 | 25200 | 25200 | 25200 | 25200 | 25200 | 25200 | 25200 | 25200 | 25200 | 25200 | 25200 | 25200 | 25200 | 25200 | 25200 | 25200 | 25200 | 25200 | 25200 | 25200 | 25200 | 25200 | 25200 | 25200 | 25200 | 25200 | 25200 | 25200 | 25200 | 25200 | 25200 | 25200 | 25200 | 25200 | 25200 | 25200 | 25200 | 25200 | 25200 | 25200 | 25200 | 25200 | 25200 | 25200 | 25200 | 25200 | 25200 | 25200 | 25200 | 25200 | 25200 | 25200 | 25200 | 25200 | 25200 | 25200 | 25200 | 25200 | 25200 | 25200 | 25200 | 25200 | 25200 | 25200 | 25200 | 25200 | 25200 | 25200 | 25200 | 25200 | 25200 | 25200 | 25200 | 25200 | 25200 | 25200 | 25200 | 25200 | 25200 | 25200 | 25200 | 25200 | 25200 | 25200 | 25200 | 25200 | 25200 | 25200 | 25200 | 25200 | 25200 | 25200 | 25200 | 25200 | 25200 | 25200 | 25200 | 25200 | 25200 | 25200 | 25200 | 25200 | 25200 | 25200 | 25200 | 25200 | 25200 | 25200 | 25200 | 25200 | 25200 | 25200 | 25200 | 25200 | 25200 | 25200 | 25200 | 25200 | 25200 | 25200 | 25200 | 25200 | 25200 | 25200 | 25200 | 25200 | 25200 | 25200 | 25200 | 25200 | 25200 | 25200 | 25200 | 25200 | 25200 | 25200 | 25200 | 25200 | 25200 | 25200 | 25200 | 25200 | 25200 | 25200 | 25200 | 25200 | 25200 | 25200 | 25200 | 25200 | 25200 | 25200 | 25200 | 25200 | 25200 | 25200 | 25200 | 25200 | 25200 | 25200 | 25200 | 25200 | 25200 | 25200 | 25200 | 25200 | 25200 | 25200 | 25200 | 25200 | 25200 | 25200 | 25200 | 25200 | 25200 | 25200 | 25200 | 25200 | 25200 | 25200 | 25200 | 25200 | 25200 | 25200 | 25200 | 25200 | 25200 | 25200 | 25200 | 25200 | 25200 | 25200 | 25200 | 25200 | 25200 | 25200 | 25200 | 25200 | 25200 | 25200 | 25200 | 25200 | 25200 | 25200 | 25200 | 25200 | 25200 | 25200 | 25200 | 25200 | 25200 | 25200 | 25200 | 25200 | 25200 | 25200 | 25200 | 25200 | 25200 | 25200 | 25200 | 25200 | 25200 | 25200 | 25200 | 25200 | 25200 | 25200 | 25200 | 25200 | 25200 | 25200 | 25200 | 25200 | 25200 | 25200 | 25200 | 25200 | 25200 | 25200 | 25200 | 25200 | 25200 | 25200 | 25200 | 25200 | 25200 | 25200 | 25200 | 25200 | 25200 | 25200 | 25200 | 25200 | 25200 | 25200 | 25200 | 25200 | 25200 | 25200 | 25200 | 25200 | 25200 | 25200 | 25200 | 25200 | 25200 | 25200 | 25200 | 25200 | 25200 | 25200 | 25200 | 25200 | 25200 | 25200 | 25200 | 25200 | 25200 | 25200 | 25200 | 25200 | 25200 | 25200 | 25200 | 25200 | 25200 | 25200 | 25200 | 25200 | 25200 | 25200 | 25200 | 25200 | 25200 | 25200 | 25200 | 25200 | 25200 | 25200 | 25200 | 25200 | 25200 | 25200 | 25200 | 25200 | 25200 | 25200 | 25200 | 25200 | 25200 | 25200 | 25200 | 25200 | 25200 | 25200 | 25200 | 25200 | 25200 | 25200 | 25200 | 25200 | 25200 | 25200 | 25200 | 25200 | 25200 | 25200 | 25200 | 25200 | 25200 | 25200 | 25200 | 25200 | 25200 | 25200 | 25200 | 25200 | 25200 | 25200 | 25200 | 25200 | 25200 | 25200 | 25200 | 25200 | 25200 | 25200 | 25200 | 25200 | 25200 | 25200 | 25200 | 25200 | 25200 | 25200 | 25200 | 25200 | 25200 | 25200 | 25200 | 25200 | 25200 | 25200 | 25200 | 25200 | 25200 | 25200 | 25200 | 25200 | 25200 | 25200 | 25200 | 25200 | 25200 | 25200 | 25200 | 25200 | 25200 | 25200 | 25200 | 25200 | 25200 | 25200 | 25200 | 25200 | 25200 | 25200 | 25200 | 25200 | 25200 | 25200 | 25200 | 25200 | 25200 | 25200 | 25200 | 25200 | 25200 | 25200 | 25200 | 25200 | 25200 | 25200 | 25200 | 25200 | 25200 | 25200 | 25200 | 25200 | 25200 | 25200 | 25200 | 25200 | 25200 | 25200 | 25200 | 25200 | 25200 | 25200 | 25200 | 25200 | 25200 | 25200 | 25200 | 25200 | 25200 | 25200 | 25200 | 25200 | 25200 | 25200 | 25200 | 25200 | 25200 | 25200 | 25200 | 25200 | 25200 | 25200 | 25200 | 25200 | 25200 | 25200 | 25200 | 25200 | 25200 | 25200 | 25200 | 25200 | 25200 | 25200 | 25200 | 25200 | 25200 | 25200 | 25200 | 25200 | 25200 | 25200 | 25200 | 25200 | 25200 | 25200 | 25200 | 25200 | 25200 | 25200 | 25200 | 25200 | 25200 | 25200 | 25200 | 25200 | 25200 | 25200 | 25200 | 25200 | 25200 | 25200 | 25200 | 25200 | 25200 | 25200 | 25200 | 25200 | 25200 | 25200 | 25200 | 25200 | 25200 | 25200 | 25200 | 25200 | 25200 | 25200 | 25200 | 25200 | 25200 | 25200 | 25200 | 25200 | 25200 | 25200 | 25200 | 25200 | 25200 | 25200 | 25200 | 25200 | 25200 | 25200 | 25200 | 25200 | 25200 | 25200 | 25200 | 25200 | 25200 | 25200 | 25200 | 25200 | 25200 | 25200 | 25200 | 25200 | 25200 | 25200 | 25200 | 25200 | 25200 | 25200 | 25200 | 25200 | 25200 | 25200 | 25200 | 25200 | 25200 | 25200 | 25200 | 25200 | 25200 | 25200 | 25200 | 25200 | 25200 | 25200 | 25200 | 25200 | 25200 | 25200 | 25200 | 25200 | 25200 | 25200 | 25200 | 25200 | 25200 | 25200 | 25200 | 25200 | 25200 | 25200 | 25200 | 25200 | 25200 | 25200 | 25200 | 25200 | 25200 | 25200 | 25200 | 25200 | 25200 | 25200 | 25200 | 25200 | 25200 | 25200 | 25200 | 25200 | 25200 | 25200 | 25200 | 25200 | 25200 | 25200 | 25200 | 25200 | 25200 | 25200 | 25200 | 25200 | 25200 | 25200 | 25200 | 25200 | 25200 | 25200 | 25200 | 25200 | 25200 | 25200 | 25200 | 25200 | 25200 | 25200 | 25200 | 25200 | 25200 | 25200 | 25200 | 25200 | 25200 | 25200 | 25200 | 25200 | 25200 | 25200 | 25200 | 25200 | 25200 | 25200 | 25200 | 25200 | 25200 | 25200 | 25200 | 25200 | 25200 | 25200 | 25200 | 25200 | 25200 | 25200 | 25200 | 25200 | 25200 | 25200 | 25200 | 25200 | 25200 | 25200 | 25200 | 25200 | 25200 | 25200 | 25200 | 25200 | 25200 | 25200 | 25200 | 25200 | 25200 | 25200 | 25200 | 25200 | 25200 | 25200 | 25200 | 25200 | 25200 | 25200 | 25200 | 25200 | 25200 | 25200 | 25200 | 25200 | 25200 | 25200 | 25200 | 25200 | 25200 | 25200 | 25200 | 25200 | 25200 | 25200 | 25200 | 25200 | 25200 | 25200 | 25200 | 25200 | 25200 | 25200 | 25200 | 25200 | 25200 | 25200 | 25200 | 25200 | 25200 | 25200 | 25200 | 25200 | 25200 | 25200 | 25200 | 25200 | 25200 | 25200 | 25200 | 25200 | 25200 | 25200 | 25200 | 25200 | 25200 | 25200 | 25200 | 25200 | 25200 | 25200 | 25200 | 25200 | 25200 | 25200 | 25200 | 25200 | 25200 | 25200 | 25200 | 25200 | 25200 | 25200 | 25200 | 25200 | 25200 | 25200 | 25200 | 25200 | 25200 | 25200 | 25200 | 25200 | 25200 | 25200 | 25200 | 25200 | 25200 | 25200 | 25200 | 25200 | 25200 | 25200 | 25200 | 25200 | 25200 | 25200 | 25200 | 25200 | 25200 | 25200 | 25200 | 25200 | 25200 | 25200 | 25200 | 25200 | 25200 | 25200 | 25200 | 25200 | 25200 | 25200 | 25200 | 25200 | 25200 | 25200 | 25200 | 25200 | 25200 | 25200 | 25200 | 25200 | 25200 | 25200 | 25200 | 25200 | 25200 | 25200 | 25200 | 25200 | 25200 | 25200 | 25200 | 25200 | 25200 | 25200 | 25200 | 25200 | 25200 | 25200 | 25200 | 25200 | 25200 | 25200 | 25200 | 25200 | 25200 | 25200 | 25200 | 25200 | 25200 | 25200 | 25200 | 25200 | 25200 | 25200 | 25200 | 25200 | 25200 | 25200 | 25200 | 25200 | 25200 | 25200 | 25200 | 25200 | 25200 | 25200 | 25200 | 25200 | 25200 | 25200 | 25200 | 25200 | 25200 | 25200 | 25200 | 25200 | 25200 | 25200 | 25200 | 25200 | 25200 | 25200 | 25200 | 25200 | 25200 | 25200 | 25200 | 25200 | 25200 | 25200 | 25200 | 25200 | 25200 | 25200 | 25200 | 25200 | 25200 | 25200 | 25200 | 25200 | 25200 | 25200 | 25200 | 25200 | 25200 | 25200 | 25200 | 25200 | 25200 | 25200 | 25200 | 25200 | 25200 | 25200 | 25200 | 25200 | 25200 | 25200 | 25200 | 25200 | 25200 | 25200 | 25200 | 25200 | 25200 | 25200 | 25200 | 25200 | 25200 | 25200 | 25200 | 25200 | 25200 | 25200 | 25200 | 25200 | 25200 | 25200 | 25200 | 25200 | 25200 | 25200 | 25200 | 25200 | 25200 | 25200 | 25200 | 25200 | 25200 | 25200 | 25200 | 25200 | 25200 | 25200 | 25200 | 25200 | 25200 | 25200 | 25200 | 25200 | 25200 | 25200 | 25200 | 25200 | 25200 | 25200 | 25200 | 25200 | 25200 | 25200 | 25200 | 25200 | 25200 | 25200 | 25200 | 25200 | 25200 | 25200 | 25200 | 25200 | 25200 | 25200 | 25200 | 25200 | 25200 | 25200 | 25200 | 25200 | 25200 | 25200 | 25200 | 25200 | 25200 | 25200 | 25200 | 25200 | 25200 | 25200 | 25200 | 25200 | 25200 | 25200 | 25200 | 25200 | 25200 | 25200 | 25200 | 25200 | 25200 | 25200 | 25200 | 25200 | 25200 | 25200 | 25200 | 25200 | 25200 | 25200 | 25200 | 25200 | 25200 | 25200 | 25200 | 25200 | 25200 | 25200 | 25200 | 25200 | 25200 | 25200 | 25200 | 25200 | 25200 | 25200 | 25200 | 25200 | 25200 | 25200 | 25200 | 25200 | 25200 | 25200 | 25200 | 25200 | 25200 | 25200 | 25200 | 25200 | 25200 | 25200 | 25200 | 25200 | 25200 | 25200 | 25200 | 25200 | 25200 | 25200 | 25200 | 25200 | 25200 | 25200 | 25200 | 25200 | 25200 | 25200 | 25200 | 25200 | 25200 | 25200 | 25200 | 25200 | 25200 | 25200 | 25200 | 25200 | 25200 | 25200 | 25200 | 25200 | 25200 | 25200 | 25200 | 25200 | 25200 | 25200 | 25200 | 25200 | 25200 | 25200 | 25200 | 25200 | 25200 | 25200 | 25200 | 25200 | 25200 | 25200 | 25200 | 25200 | 25200 | 25200 | 25200 | 25200 | 25200 | 25200 | 25200 | 25200 | 25200 | 25200 | 25200 | 25200 | 25200 | 25200 | 25200 | 25200 | 25200 | 25200 | 25200 | 25200 | 25200 | 25200 | 25200 | 25200 | 25200 | 25200 | 25200 | 25200 | 25200 | 25200 | 25200 | 25200 | 25200 | 25200 | 25200 | 25200 | 25200 | 25200 | 25200 | 25200 | 25200 | 25200 | 25200 | 25200 | 25200 | 25200 | 25200 | 25200 | 25200 | 25200 | 25200 | 25200 | 25200 | 25200 | 25200 | 25200 | 25200 | 25200 | 25200 | 25200 | 25200 | 25200 | 25200 | 25200 | 25200 | 25200 | 25200 | 25200 | 25200 | 25200 | 25200 | 25200 | 25200 | 25200 | 25200 | 25200 | 25200 | 25200 | 25200 | 25200 | 25200 | 25200 | 25200 | 25200 | 25200 | 25200 | 25200 | 25200 | 25200 | 25200 | 25200 | 25200 | 25200 | 25200 | 25200 | 25200 | 25200 | 25200 | 25200 | 25200 | 25200 | 25200 | 25200 | 25200 | 25200 | 25200 | 25200 | 25200 | 25200 | 25200 | 25200 | 25200 | 25200 | 25200 | 25200 | 25200 | 25200 | 25200 | 25200 | 25200 | 25200 | 25200 | 25200 | 25200 | 25200 | 25200 | 25200 | 25200 | 25200 | 25200 | 25200 | 25200 | 25200 | 25200 | 25200 | 25200 | 25200 | 25200 | 25200 | 25200 | 25200 | 25200 | 25200 | 25200 | 25200 | 25200 | 25200 | 25200 | 25200 | 25200 | 25200 | 25200 | 25200 | 25200 | 25200 | 25200 | 25200 | 25200 | 25200 | 25200 | 25200 | 25200 | 25200 | 25200 | 25200 | 25200 | 25200 | 25200 | 25200 | 25200 | 25200 | 25200 | 25200 | 25200 | 25200 | 25200 | 25200 | 25200 | 25200 | 25200 | 25200 | 25200 | 25200 | 25200 | 25200 | 25200 | 25200 | 25200 | 25200 | 25200 | 25200 | 25200 | 25200 | 25200 | 25200 | 25200 | 25200 | 25200 | 25200 | 25200 | 25200 | 25200 | 25200 | 25200 | 25200 | 25200 | 25200 | 25200 | 25200 | 25200 | 25200 | 25200 | 25200 | 25200 | 25200 | 25200 | 25200 | 25200 | 25200 | 25200 | 25200 | 25200 | 25200 | 25200 | 25200 | 25200 | 25200 | 25200 | 25200 | 25200 | 25200 | 25200 | 25200 | 25200 | 25200 | 25200 | 25200 | 25200 | 25200 | 25200 | 25200 | 25200 | 25200 | 25200 | 25200 | 25200 | 25200 | 25200 | 25200 | 25200 | 25200 | 25200 | 25200 | 25200 | 25200 | 25200 | 25200 | 25200 | 25200 | 25200 | 25200 | 25200 | 25200 | 25200 | 25200 | 25200 | 25200 | 25200 | 25200 | 25200 | 25200 | 25200 | 25200 | 25200 | 25200 | 25200 | 25200 | 25200 | 25200 | 25200 | 25200 | 25200 | 25200 | 25200 | 25200 | 25200 | 25200 | 25200 | 25200 | 25200 | 25200 | 25200 | 25200 | 25200 | 25200 | 25200 | 25200 | 25200 | 25200 | 25200 | 25200 | 25200 | 25200 | 25200 | 25200 | 25200 | 25200 | 25200 | 25200 | 25200 | 25200 | 25200 | 25200 | 25200 | 25200 | 25200 | 25200 | 25200 | 25200 | 25200 | 25200 | 25200 | 25200 | 25200 | 25200 | 25200 | 25200 | 25200 | 25200 | 25200 | 25200 | 25200 | 25200 | 25200 | 25200 | 25200 | 25200 | 25200 | 25200 | 25200 | 25200 | 25200 | 25200 | 25200 | 25200 | 25200 | 25200 | 25200 | 25200 | 25200 | 25200 | 25200 | 25200 | 25200 | 25200 | 25200 | 25200 | 25200 | 25200 | 25200 | 25200 | 25200 | 25200 | 25200 | 25200 | 25200 | 25200 | 25200 | 25200 | 25200 | 25200 | 25200 | 25200 | 25200 | 25200 | 25200 | 25200 | 25200 | 25200 | 25200 | 25200 | 25200 | 25200 | 25200 | 25200 | 25200 | 25200 | 25200 | 25200 | 25200 | 25200 | 25200 | 25200 | 25200 | 25200 | 25200 | 25200 | 25200 | 25200 | 25200 | 25200 | 25200 | 25200 | 25200 | 25200 | 25200 | 25200 | 25200 | 25200 | 25200 | 25200 | 25200 | 25200 | 25200 | 25200 | 25200 | 25200 | 25200 | 25200 | 25200 | 25200 | 25200 | 25200 | 25200 | 25200 | 25200 | 25200 | 25200 | 25200 | 25200 | 25200 | 25200 | 25200 | 25200 | 25200 | 25200 | 25200 | 25200 | 25200 | 25200 | 25200 | 25200 | 25200 | 25200 | 25200 | 25200 | 25200 | 25200 | 25200 | 25200 | 25200 | 25200 | 25200 | 25200 | 25200 | 25200 | 25200 | 25200 | 25200 | 25200 | 25200 | 25200 | 25200 | 25200 | 25200 | 25200 | 25200 | 25200 | 25200 | 25200 | 25200 | 25200 | 25200 | 25200 | 25200 | 25200 | 25200 | 25200 | 25200 | 25200 | 25200 | 25200 | 25200 | 25200 | 25200 | 25200 | 25200 | 25200 | 25200 | 25200 | 25200 | 25200 | 25200 | 25200 | 25200 | 25200 | 25200 | 25200 | 25200 | 25200 | 25200 | 25200 | 25200 | 25200 | 25200 | 25200 | 25200 | 25200 | 25200 | 25200 | 25200 | 25200 | 25200 | 25200 | 25200 | 25200 | 25200 | 25200 | 25200 | 25200 | 25200 | 25200 | 25200 | 25200 | 25200 | 25200 | 25200 | 25200 | 25200 | 25200 | 25200 | 25200 | 25200 | 25200 | 25200 | 25200 | 25200 | 25200 | 25200 | 25200 | 25200 | 25200 | 25200 | 25200 | 25200 | 25200 | 25200 | 25200 | 25200 | 25200 | 25200 | 25200 | 25200 | 25200 | 25200 | 25200 | 25200 | 25200 | 25200 | 25200 | 25200 | 25200 | 25200 | 25200 | 25200 | 25200 | 25200 | 25200 | 25200 | 25200 | 25200 | 25200 | 25200 | 25200 | 25200 | 25200 | 25200 | 25200 | 25200 | 25200 | 25200 | 25200 | 25200 | 25200 | 25200 | 25200 | 25200 | 25200 | 25200 | 25200 | 25200 | 25200 | 25200 | 25200 | 25200 | 25200 | 25200 | 25200 | 25200 | 25200 | 25200 | 25200 | 25200 | 25200 | 25200 | 25200 | 25200 | 25200 | 25200 | 25200 | 25200 | 25200 | 25200 | 25200 | 25200 | 25200 | 25200 | 25200 | 25200 | 25200 | 25200 | 25200 | 25200 | 25200 | 25200 | 25200 | 25200 | 25200 | 25200 | 25200 | 25200 | 25200 | 25200 | 25200 | 25200 | 25200 | 25200 | 25200 | 25200 | 25200 | 25200 | 25200 | 25200 | 25200 | 25200 | 25200 | 25200 | 25200 | 25200 | 25200 | 25200 | 25200 | 25200 | 25200 | 25200 | 25200 | 25200 | 25200 | 25200 | 25200 | 25200 | 25200 | 25200 | 25200 | 25200 | 25200 | 25200 | 25200 | 25200 | 25200 | 25200 | 25200 | 25200 | 25200 | 25200 | 25200 | 25200 | 25200 | 25200 | 25200 | 25200 | 25200 | 25200 | 25200 | 25200 | 25200 | 25200 | 25200 | 25200 | 25200 | 25200 | 25200 | 25200 | 25200 | 25200 | 25200 | 25200 | 25200 | 25200 | 25200 | 25200 | 25200 | 25200 | 25200 | 25200 | 25200 | 25200 | 25200 | 25200 | 25200 | 25200 | 25200 | 25200 | 25200 | 25200 | 25200 | 25200 | 25200 | 25200 | 25200 | 25200 | 25200 | 25200 | 25200 | 25200 | 25200 | 25200 | 25200 | 25200 | 25200 | 25200 | 25200 | 25200 | 25200 | 25200 | 25200 | 25200 | 25200 | 25200 | 25200 | 25200 | 25200 | 25200 | 25200 | 25200 | 25200 | 25200 | 25200 | 25200 | 25200 | 25200 | 25200 | 25200 | 25200 | 25200 | 25200 | 25200 | 25200 | 25200 | 25200 | 25200 | 25200 | 25200 | 25200 | 25200 | 25200 | 25200 | 25200 | 25200 | 25200 | 25200 | 25200 | 25200 | 25200 | 25200 | 25200 | 25200 | 25200 | 25200 | 25200 | 25200 | 25200 | 25200 | 25200 | 25200 | 25200 | 25200 | 25200 | 25200 | 25200 | 25200 | 25200 | 25200 | 25200 | 25200 | 25200 | 25200 | 25200 | 25200 | 25200 | 25200 | 25200 | 25200 | 25200 | 25200 | 25200 | 25200 | 25200 | 25200 | 25200 | 25200 | 25200 | 25200 | 25200 | 25200 | 25200 | 25200 | 25200 | 25200 | 25200 | 25200 | 25200 | 25200 | 25200 | 25200 | 25200 | 25200 | 25200 | 25200 | 25200 | 25200 | 25200 | 25200 | 25200 | 25200 | 25200 | 25200 | 25200 | 25200 | 25200 | 25200 | 25200 | 25200 | 25200 | 25200 | 25200 | 25200 | 25200 | 25200 | 25200 | 25200 | 25200 | 25200 | 25200 | 25200 | 25200 | 25200 | 25200 | 25200 | 25200 | 25200 | 25200 | 25200 | 25200 | 25200 | 25200 | 25200 | 25200 | 25200 | 25200 | 25200 | 25200 | 25200 | 25200 | 25200 | 25200 | 25200 | 25200 | 25200 | 25200 | 25200 | 25200 | 25200 | 25200 | 25200 | 25200 | 25200 | 25200 | 25200 | 25200 | 25200 | 25200 | 25200 | 25200 | 25200 | 25200 | 25200 | 25200 | 25200 | 25200 | 25200 | 25200 | 25200 | 25200 | 25200 | 25200 | 25200 | 25200 | 25200 | 25200 | 25200 | 25200 | 25200 | 25200 | 25200 | 25200 | 25200 | 25200 | 25200 | 25200 | 25200 | 25200 | 25200 | 25200 | 25200 | 25200 | 25200 | 25200 | 25200 | 25200 | 25200 | 25200 | 25200 | 25200 | 25200 | 25200 | 25200 | 25200 | 25200 | 25200 | 25200 | 25200 | 25200 | 25200 | 25200 | 25200 | 25200 | 25200 | 25200 | 25200 | 25200 | 25200 | 25200 | 25200 | 25200 | 25200 | 25200 | 25200 | 25200 | 25200 | 25200 | 25200 | 25200 | 25200 | 25200 | 25200 | 25200 | 25200 | 25200 | 25200 | 25200 | 25200 | 25200 | 25200 | 25200 | 25200 | 25200 | 25200 | 25200 | 25200 | 25200 | 25200 | 25200 | 25200 | 25200 | 25200 | 25200 | 25200 | 25200 | 25200 | 25200 | 25200 | 25200 | 25200 | 25200 | 25200 | 25200 | 25200 | 25200 | 25200 | 25200 | 25200 | 25200 | 25200 | 25200 | 25200 | 25200 | 25200 | 25200 | 25200 | 25200 | 25200 | 25200 | 25200 | 25200 | 25200 | 25200 | 25200 | 25200 | 25200 | 25200 | 25200 | 25200 | 25200 | 25200 | 25200 | 25200 | 25200 | 25200 | 25200 | 25200 | 25200 | 25200 | 25200 | 25200 | 25200 | 25200 | 25200 | 25200 | 25200 | 25200 | 25200 | 25200 | 25200 | 25200 | 25200 | 25200 | 25200 | 25200 | 25200 | 25200 | 25200 | 25200 | 25200 | 25200 | 25200 | 25200 | 25200 | 25200 | 25200 | 25200 | 25200 | 25200 | 25200 | 25200 | 25200 | 25200 | 25200 | 25200 | 25200 | 25200 | 25200 | 25200 | 25200 | 25200 | 25200 | 25200 | 25200 | 25200 | 25200 | 25200 | 25200 | 25200 | 25200 | 25200 | 25200 | 25200 | 25200 | 25200 | 25200 | 25200 | 25200 | 25200 | 25200 | 25200 | 25200 | 25200 | 25200 | 25200 | 25200 | 25200 | 25200 | 25200 | 25200 | 25200 | 25200 | 25200 | 25200 | 25200 | 25200 | 25200 | 25200 | 25200 | 25200 | 25200 | 25200 | 25200 | 25200 | 25200 | 25200 | 25200 | 25200 | 25200 | 25200 | 25200 | 25200 | 25200 | 25200 | 25200 | 25200 | 25200 | 25200 | 25200 | 25200 | 25200 | 25200 | 25200 | 25200 | 25200 | 25200 | 25200 | 25200 | 25200 | 25200 | 25200 | 25200 | 25200 | 25200 | 25200 | 25200 | 25200 | 25200 | 25200 | 25200 | 25200 | 25200 | 25200 | 25200 | 25200 | 25200 | 25200 | 25200 | 25200 | 25200 | 25200 | 25200 | 25200 | 25200 | 25200 | 25200 | 25200 | 25200 | 25200 | 25200 | 25200 | 25200 | 25200 | 25200 | 25200 | 25200 | 25200 | 25200 | 25200 | 25200 | 25200 | 25200 | 25200 | 25200 | 25200 | 25200 | 25200 | 25200 | 25200 | 25200 | 25200 | 25200 | 25200 | 25200 | 25200 | 25200 | 25200 | 25200 | 25200 | 25200 | 25200 | 25200 | 25200 | 25200 | 25200 | 25200 | 25200 | 25200 | 25200 | 25200 | 25200 | 25200 | 25200 | 25200 | 25200 | 25200 | 25200 | 25200 | 25200 | 25200 | 25200 | 25200 | 25200 | 25200 | 25200 | 25200 | 25200 | 25200 | 25200 | 25200 | 25200 | 25200 | 25200 | 25200 | 25200 | 25200 | 25200 | 25200 | 25200 | 25200 | 25200 | 25200 | 25200 | 25200 | 25200 | 25200 | 25200 | 25200 | 25200 | 25200 | 25200 | 25200 | 25200 | 25200 | 25200 | 25200 | 25200 | 25200 | 25200 | 25200 | 25200 | 25200 | 25200 | 25200 | 25200 | 25200 | 25200 | 25200 | 25200 | 25200 | 25200 | 25200 | 25200 | 25200 | 25200 | 25200 | 25200 | 25200 | 25200 | 25200 | 25200 | 25200 | 25200 | 25200 | 25200 | 25200 | 25200 | 25200 | 25200 | 25200 | 25200 | 25200 | 25200 | 25200 | 25200 | 25200 | 25200 | 25200 | 25200 | 25200 | 25200 | 25200 | 25200 | 25200 | 25200 | 25200 | 25200 | 25200 | 25200 | 25200 | 25200 | 25200 | 25200 | 25200 | 25200 | 25200 | 25200 | 25200 | 25200 | 25200 | 25200 | 25200 | 25200 | 25200 | 25200 | 25200 | 25200 | 25200 | 25200 | 25200 | 25200 | 25200 | 25200 | 25200 | 25200 | 25200 | 25200 | 25200 | 25200 | 25200 | 25200 | 25200 | 25200 | 25200 | 25200 | 25200 | 25200 | 25200 | 25200 | 25200 | 25200 | 25200 | 25200 | 25200 | 25200 | 25200 | 25200 | 25200 | 25200 | 25200 | 25200 | 25200 | 25200 | 25200 | 25200 | 25200 | 25200 | 25200 | 25200 | 25200 | 25200 | 25200 | 25200 | 25200 | 25200 | 25200 | 25200 | 25200 | 25200 | 25200 | 25200 | 25200 | 25200 | 25200 | 25200 | 25200 | 25200 | 25200 | 25200 | 25200 | 25200 | 25200 | 25200 | 25200 | 25200 | 25200 | 25200 | 25200 | 25200 | 25200 | 25200 | 25200 | 25200 | 25200 | 25200 | 25200 | 25200 | 25200 | 25200 | 25200 | 25200 | 25200 | 25200 | 25200 | 25200 | 25200 | 25200 | 25200 | 25200 | 25200 | 25200 | 25200 | 25200 | 25200 | 25200 | 25200 | 25200 | 25200 | 25200 | 25200 | 25200 | 25200 | 25200 | 25200 | 25200 | 25200 | 25200 | 25200 | 25200 | 25200 | 25200 | 25200 | 25200 | 25200 | 25200 | 25200 | 25200 | 25200 | 25200 | 25200 | 25200 | 25200 | 25200 | 25200 | 25200 | 25200 | 25200 | 25200 | 25200 | 25200 | 25200 | 25200 | 25200 | 25200 | 25200 | 25200 | 25200 | 25200 | 25200 | 25200 | 25200 | 25200 | 25200 | 25200 | 25200 | 25200 | 25200 | 25200 | 25200 | 25200 | 25200 | 25200 | 25200 | 25200 | 25200 | 25200 | 25200 | 25200 | 25200 | 25200 | 25200 | 25200 | 25200 | 25200 | 25200 | 25200 | 25200 | 25200 | 25200 | 25200 | 25200 | 25200 | 25200 | 25200 | 25200 | 25200 | 25200 | 25200 | 25200 | 25200 | 25200 | 25200 | 25200 | 25200 | 25200 | 25200 | 25200 | 25200 | 25200 | 25200 | 25200 | 25200 | 25200 | 25200 | 25200 | 25200 | 25200 | 25200 | 25200 | 25200 | 25200 | 25200 | 25200 | 25200 | 25200 | 25200 | 25200 | 25200 | 25200 | 25200 | 25200 | 25200 | 25200 | 25200 | 25200 | 25200 | 25200 | 25200 | 25200 | 25200 | 25200 | 25200 | 25200 | 25200 | 25200 | 25200 | 25200 | 25200 | 25200 | 25200 | 25200 | 25200 | 25200 | 25200 | 25200 | 25200 | 25200 | 25200 | 25200 | 25200 | 25200 | 25200 | 25200 | 25200 | 25200 | 25200 | 25200 | 25200 | 25200 | 25200 | 25200 | 25200 | 25200 | 25200 | 25200 | 25200 | 25200 | 25200 | 25200 | 25200 | 25200 | 25200 | 25200 | 25200 | 25200 | 25200 | 25200 | 25200 | 25200 | 25200 | 25200 | 25200 | 25200 | 25200 | 25200 | 25200 | 25200 | 25200 | 25200 | 25200 | 25200 | 25200 | 25200 | 25200 | 25200 | 25200 | 25200 | 25200 | 25200 | 25200 | 25200 | 25200 | 25200 | 25200 | 25200 | 25200 | 25200 | 25200 | 25200 | 25200 | 25200 | 25200 | 25200 | 25200 | 25200 | 25200 | 25200 | 25200 | 25200 | 25200 | 25200 | 25200 | 25200 | 25200 | 25200 | 25200 | 25200 | 25200 | 25200 | 25200 | 25200 | 25200 | 25200 | 25200 | 25200 | 25200 | 25200 | 25200 | 25200 | 25200 | 25200 | 25200 | 25200 | 25200 | 25200 | 25200 | 25200 | 25200 | 25200 | 25200 | 25200 | 25200 | 25200 | 25200 | 25200 | 25200 | 25200 | 25200 | 25200 | 25200 | 25200 | 25200 | 25200 | 25200 | 25200 | 25200 | 25200 | 25200 | 25200 | 25200 | 25200 | 25200 | 25200 | 25200 | 25200 | 25200 | 25200 | 25200 | 25200 | 25200 | 25200 | 25200 | 25200 | 25200 | 25200 | 25200 | 25200 | 25200 | 25200 | 25200 | 25200 | 25200 | 25200 | 25200 | 25200 | 25200 | 25200 | 25200 | 25200 | 25200 | 25200 | 25200 | 25200 | 25200 | 25200 | 25200 | 25200 | 25200 | 25200 | 25200 | 25200 | 25200 | 25200 | 25200 | 25200 | 25200 | 25200 | 25200 | 25200 | 25200 | 25200 | 25200 | 25200 | 25200 | 25200 | 25200 | 25200 | 25200 | 25200 | 25200 | 25200 | 25200 | 25200 | 25200 | 25200 | 25200 | 25200 | 25200 | 25200 | 25200 | 25200 | 25200 | 25200 | 25200 | 25200 | 25200 | 25200 | 25200 | 25200 | 25200 | 25200 | 25200 | 25200 | 25200 | 25200 | 25200 | 25200 | 25200 | 25200 | 25200 | 25200 | 25200 | 25200 | 25200 | 25200 | 25200 | 25200 | 25200 | 25200 | 25200 | 25200 | 25200 | 25200 | 25200 | 25200 | 25200 | 25200 | 25200 | 25200 | 25200 | 25200 | 25200 | 25200 | 25200 | 25200 | 25200 | 25200 | 25200 | 25200 | 25200 | 25200 | 25200 | 25200 | 25200 | 25200 | 25200 | 25200 | 25200 | 25200 | 25200 | 25200 | 25200 | 25200 | 25200 | 25200 | 25200 | 25200 | 25200 | 25200 | 25200 | 25200 | 25200 | 25200 | 25200 | 25200 | 25200 | 25200 | 25200 | 25200 | 25200 | 25200 | 25200 | 25200 | 25200 | 25200 | 25200 | 25200 | 25200 | 25200 | 25200 | 25200 | 25200 | 25200 | 25200 | 25200 | 25200 | 25200 | 25200 | 25200 | 25200 | 25200 | 25200 | 25200 | 25200 | 25200 | 25200 | 25200 | 25200 | 25200 | 25200 | 25200 | 25200 | 25200 | 25200 | 25200 | 25200 | 25200 | 25200 | 25200 | 25200 | 25200 | 25200 | 25200 | 25200 | 25200 | 25200 | 25200 | 25200 | 25200 | 25200 | 25200 | 25200 | 25200 | 25200 | 25200 | 25200 | 25200 | 25200 | 25200 | 25200 | 25200 | 25200 | 25200 | 25200 | 25200 | 25200 | 25200 | 25200 | 25200 | 25200 | 25200 | 25200 | 25200 | 25200 | 25200 | 25200 | 25200 | 25200 | 25200 | 25200 | 25200 | 25200 | 25200 | 25200 | 25200 | 25200 | 25200 | 25200 | 25200 | 25200 | 25200 | 25200 | 25200 | 25200 | 25200 | 25200 | 25200 | 25200 | 25200 | 25200 | 25200 | 25200 | 25200 | 25200 | 25200 | 25200 | 25200 | 25200 | 25200 | 25200 | 25200 | 25200 | 25200 | 25200 | 25200 | 25200 | 25200 | 25200 | 25200 | 25200 | 25200 | 25200 | 25200 | 25200 | 25200 | 25200 | 25200 | 25200 | 25200 | 25200 | 25200 | 25200 | 25200 | 25200 | 25200 | 25200 | 25200 | 25200 | 25200 | 25200 | 25200 | 25200 | 25200 | 25200 | 25200 | 25200 | 25200 | 25200 | 25200 | 25200 | 25200 | 25200 | 25200 | 25200 | 25200 | 25200 | 25200 | 25200 | 25200 | 25200 | 25200 | 25200 | 25200 | 25200 | 25200 | 25200 | 25200 | 25200 | 25200 | 25200 | 25200 | 25200 | 25200 | 25200 | 25200 | 25200 | 25200 | 25200 | 25200 | 25200 | 25200 | 25200 | 25200 | 25200 | 25200 | 25200 | 25200 | 25200 | 25200 | 25200 | 25200 | 25200 | 25200 | 25200 | 25200 | 25200 | 25200 | 25200 | 25200 | 25200 | 25200 | 25200 | 25200 | 25200 | 25200 | 25200 | 25200 | 25200 | 25200 | 25200 | 25200 | 25200 | 25200 | 25200 | 25200 | 25200 | 25200 | 25200 | 25200 | 25200 | 25200 | 25200 | 25200 | 25200 | 25200 | 25200 | 25200 | 25200 | 25200 | 25200 | 25200 | 25200 | 25200 | 25200 | 25200 | 25200 | 25200 | 25200 | 25200 | 25200 | 25200 | 25200 | 25200 | 25200 | 25200 | 25200 | 25200 | 25200 | 25200 | 25200 | 25200 | 25200 | 25200 | 25200 | 25200 | 25200 | 25200 | 25200 | 25200 | 25200 | 25200 | 25200 | 25200 | 25200 | 25200 | 25200 | 25200 | 25200 | 25200 | 25200 | 25200 | 25200 | 25200 | 25200 | 25200 | 25200 | 25200 | 25200 | 25200 | 25200 | 25200 | 25200 | 25200 | 25200 | 25200 | 25200 | 25200 | 25200 | 25200 | 25200 | 25200 | 25200 | 25200 | 25200 | 25200 | 25200 | 25200 | 25200 | 25200 | 25200 | 25200 | 25200 | 25200 | 25200 | 25200 | 25200 | 25200 | 25200 | 25200 | 25200 | 25200 | 25200 | 25200 | 25200 | 25200 | 25200 | 25200 | 25200 | 25200 | 25200 | 25200 | 25200 | 25200 | 25200 | 25200 | 25200 | 25200 | 25200 | 25200 | 25200 | 25200 | 25200 | 25200 | 25200 | 25200 | 25200 | 25200 | 25200 | 25200 | 25200 | 25200 | 25200 | 25200 | 25200 | 25200 | 25200 | 25200 | 25200 | 25200 | 25200 | 25200 | 25200 | 25200 | 25200 | 25200 | 25200 | 25200 | 25200 | 25200 | 25200 | 25200 | 25200 | 25200 | 25200 | 25200 | 25200 | 25200 | 25200 | 25200 | 25200 | 25200 | 25200 | 25200 | 25200 | 25200 | 25200 | 25200 | 25200 | 25200 | 25200 | 25200 | 25200 | 25200 | 25200 | 25200 | 25200 | 25200 | 25200 | 25200 | 25200 | 25200 | 25200 | 25200 | 25200 | 25200 | 25200 | 25200 | 25200 | 25200 | 25200 | 25200 | 25200 | 25200 | 25200 | 25200 | 25200 | 25200 | 25200 | 25200 | 25200 | 25200 | 25200 | 25200 | 25200 | 25200 | 25200 | 25200 | 25200 | 25200 | 25200 | 25200 | 25200 | 25200 | 25200 | 25200 | 25200 | 25200 | 25200 | 25200 | 25200 | 25200 | 25200 | 25200 | 25200 | 25200 | 25200 | 25200 | 25200 | 25200 | 25200 | 25200 | 25200 | 25200 | 25200 | 25200 | 25200 | 25200 | 25200 | 25200 | 25200 | 25200 | 25200 | 25200 | 25200 | 25200 | 25200 | 25200 | 25200 | 25200 | 25200 | 25200 | 25200 | 25200 | 25200 | 25200 | 25200 | 25200 | 25200 | 25200 | 25200 | 25200 | 25200 | 25200 | 25200 | 25200 | 25200 | 25200 | 25200 | 25200 | 25200 | 25200 | 25200 | 25200 | 25200 | 25200 | 25200 | 25200 | 25200 | 25200 | 25200 | 25200 | 25200 | 25200 | 25200 | 25200 | 25200 | 25200 | 25200 | 25200 | 25200 | 25200 | 25200 | 25200 | 25200 | 25200 | 25200 | 25200 | 25200 | 25200 | 25200 | 25200 | 25200 | 25200 | 25200 | 25200 | 25200 | 25200 | 25200 | 25200 | 25200 | 25200 | 25200 | 25200 | 25200 | 25200 | 25200 | 25200 | 25200 | 25200 | 25200 | 25200 | 25200 | 25200 | 25200 | 25200 | 25200 | 25200 | 25200 | 25200 | 25200 | 25200 | 25200 | 25200 | 25200 | 25200 | 25200 | 25200 | 25200 | 25200 | 25200 | 25200 | 25200 | 25200 | 25200 | 25200 | 25200 | 25200 | 25200 | 25200 | 25200 | 25200 | 25200 | 25200 | 25200 | 25200 | 25200 | 25200 | 25200 | 25200 | 25200 | 25200 | 25200 | 25200 | 25200 | 25200 | 25200 | 25200 | 25200 | 25200 | 25200 | 25200 | 25200 | 25200 | 25200 | 25200 | 25200 | 25200 | 25200 | 25200 | 25200 | 25200 | 25200 | 25200 | 25200 | 25200 | 25200 | 25200 | 25200 | 25200 | 25200 | 25200 | 25200 | 25200 | 25200 | 25200 | 25200 | 25200 | 25200 | 25200 | 25200 | 25200 | 25200 | 25200 | 25200 | 25200 | 25200 | 25200 | 25200 | 25200 | 25200 | 25200 | 25200 | 25200 | 25200 | 25200 | 25200 | 25200 | 25200 | 25200 | 25200 | 25200 | 25200 | 25200 | 25200 | 25200 | 25200 | 25200 | 25200 | 25200 | 25200 | 25200 | 25200 | 25200 | 25200 | 25200 | 25200 | 25200 | 25200 | 25200 | 25200 | 25200 | 25200 | 25200 | 25200 | 25200 | 25200 | 25200 | 25200 | 25200 | 25200 | 25200 | 25200 | 25200 | 25200 | 25200 | 25200 | 25200 | 25200 | 25200 | 25200 | 25200 | 25200 | 25200 | 25200 | 25200 | 25200 | 25200 | 25200 | 25200 | 25200 | 25200 | 25200 | 25200 | 25200 | 25200 | 25200 | 25200 | 25200 | 25200 | 25200 | 25200 | 25200 | 25200 | 25200 | 25200 | 25200 | 25200 | 25200 | 25200 | 25200 | 25200 | 25200 | 25200 | 25200 | 25200 | 25200 | 25200 | 25200 | 25200 | 25200 | 25200 | 25200 | 25200 | 25200 | 25200 | 25200 | 25200 | 25200 | 25200 | 25200 | 25200 | 25200 | 25200 | 25200 | 25200 | 25200 | 25200 | 25200 | 25200 | 25200 | 25200 | 25200 | 25200 | 25200 | 25200 | 25200 | 25200 | 25200 | 25200 | 25200 | 25200 | 25200 | 25200 | 25200 | 25200 | 25200 | 25200 | 25200 | 25200 | 25200 | 25200 | 25200 | 25200 | 25200 | 25200 | 25200 | 25200 | 25200 | 25200 | 25200 | 25200 | 25200 | 25200 | 25200 | 25200 | 25200 | 25200 | 25200 | 25200 | 25200 | 25200 | 25200 | 25200 | 25200 | 25200 | 25200 | 25200 | 25200 | 25200 | 25200 | 25200 | 25200 | 25200 | 25200 | 25200 | 25200 | 25200 | 25200 | 25200 | 25200 | 25200 | 25200 | 25200 | 25200 | 25200 | 25200 | 25200 | 25200 | 25200 | 25200 | 25200 | 25200 | 25200 | 25200 | 25200 | 25200 | 25200 | 25200 | 25200 | 25200 | 25200 | 25200 | 25200 | 25200 | 25200 | 25200 | 25200 | 25200 | 25200 | 25200 | 25200 | 25200 | 25200 | 25200 | 25200 | 25200 | 25200 | 25200 | 25200 | 25200 | 25200 | 25200 | 25200 | 25200 | 25200 | 25200 | 25200 | 25200 | 25200 | 25200 | 25200 | 25200 | 25200 | 25200 | 25200 | 25200 | 25200 | 25200 | 25200 | 25200 | 25200 | 25200 | 25200 | 25200 | 25200 | 25200 | 25200 | 25200 | 25200 | 25200 | 25200 | 25200 | 25200 | 25200 | 25200 | 25200 | 25200 | 25200 | 25200 | 25200 | 25200 | 25200 | 25200 | 25200 | 25200 | 25200 | 25200 | 25200 | 25200 | 25200 | 25200 | 25200 | 25200 | 25200 | 25200 | 25200 | 25200 | 25200 | 25200 | 25200 | 25200 | 25200 | 25200 | 25200 | 25200 | 25200 | 25200 | 25200 | 25200 | 25200 | 25200 | 25200 | 25200 | 25200 | 25200 | 25200 | 25200 | 25200 | 25200 | 25200 | 25200 | 25200 | 25200 | 25200 | 25200 | 25200 | 25200 | 25200 | 25200 | 25200 | 25200 | 25200 | 25200 | 25200 | 25200 | 25200 | 25200 | 25200 | 25200 | 25200 | 25200 | 25200 | 25200 | 25200 | 25200 | 25200 | 25200 | 25200 | 25200 | 25200 | 25200 | 25200 | 25200 | 25200 | 25200 | 25200 | 25200 | 25200 | 25200 | 25200 | 25200 | 25200 | 25200 | 25200 | 25200 | 25200 | 25200 | 25200 | 25200 | 25200 | 25200 | 25200 | 25200 | 25200 | 25200 | 25200 | 25200 | 25200 | 25200 | 25200 | 25200 | 25200 | 25200 | 25200 | 25200 | 25200 | 25200 | 25200 | 25200 | 25200 | 25200 | 25200 | 25200 | 25200 | 25200 | 25200 | 25200 | 25200 | 25200 | 25200 | 25200 | 25200 | 25200 | 25200 | 25200 | 25200 | 25200 | 25200 | 25200 | 25200 | 25200 | 25200 | 25200 | 25200 | 25200 | 25200 | 25200 | 25200 | 25200 | 25200 | 25200 | 25200 | 25200 | 25200 | 25200 | 25200 | 25200 | 25200 | 25200 | 25200 | 25200 | 25200 | 25200 | 25200 | 25200 | 25200 | 25200 | 25200 | 25200 | 25200 | 25200 | 25200 | 25200 | 25200 | 25200 | 25200 | 25200 | 25200 | 25200 | 25200 | 25200 | 25200 | 25200 | 25200 | 25200 | 25200 | 25200 | 25200 | 25200 | 25200 | 25200 | 25200 | 25200 | 25200 | 25200 | 25200 | 25200 | 25200 | 25200 | 25200 | 25200 | 25200 | 25200 | 25200 | 25200 | 25200 | 25200 | 25200 | 25200 | 25200 | 25200 | 25200 | 25200 | 25200 | 25200 | 25200 | 25200 | 25200 | 25200 | 25200 | 25200 | 25200 | 25200 | 25200 | 25200 | 25200 | 25200 | 25200 | 25200 | 25200 | 25200 | 25200 | 25200 | 25200 | 25200 | 25200 | 25200 | 25200 | 25200 | 25200 | 25200 | 25200 | 25200 | 25200 | 25200 | 25200 | 25200 | 25200 | 25200 | 25200 | 25200 | 25200 | 25200 | 25200 | 25200 | 25200 | 25200 | 25200 | 25200 | 25200 | 25200 | 25200 | 25200 | 25200 | 25200 | 25200 | 25200 | 25200 | 25200 | 25200 | 25200 | 25200 | 25200 | 25200 | 25200 | 25200 | 25200 | 25200 | 25200 | 25200 | 25200 | 25200 | 25200 | 25200 | 25200 | 25200 | 25200 | 25200 | 25200 | 25200 | 25200 | 25200 | 25200 | 25200 | 25200 | 25200 | 25200 | 25200 | 25200 | 25200 | 25200 | 25200 | 25200 | 25200 | 25200 | 25200 | 25200 | 25200 | 25200 | 25200 | 25200 | 25200 | 25200 | 25200 | 25200 | 25200 | 25200 | 25200 | 25200 | 25200 | 25200 | 25200 | 25200 | 25200 | 25200 | 25200 | 25200 | 25200 | 25200 | 25200 | 25200 | 25200 | 25200 | 25200 | 25200 | 25200 | 25200 | 25200 | 25200 | 25200 | 25200 | 25200 | 25200 | 25200 | 25200 | 25200 | 25200 | 25200 | 25200 | 25200 | 25200 | 25200 | 25200 | 25200 | 25200 | 25200 | 25200 | 25200 | 25200 | 25200 | 25200 | 25200 | 25200 | 25200 | 25200 | 25200 | 25200 | 25200 | 25200 | 25200 | 25200 | 25200 | 25200 | 25200 | 25200 | 25200 | 25200 | 25200 | 25200 | 25200 | 25200 | 25200 | 25200 | 25200 | 25200 | 25200 | 25200 | 25200 | 25200 | 25200 | 25200 | 25200 | 25200 | 25200 | 25200 | 25200 | 25200 | 25200 | 25200 | 25200 | 25200 | 25200 | 25200 | 25200 | 25200 | 25200 | 25200 | 25200 | 25200 | 25200 | 25200 | 25200 | 25200 | 25200 | 25200 | 25200 | 25200 | 25200 | 25200 | 25200 | 25200 | 25200 | 25200 | 25200 | 25200 | 25200 | 25200 | 25200 | 25200 | 25200 | 25200 | 25200 | 25200 | 25200 | 25200 | 25200 | 25200 | 25200 | 25200 | 25200 | 25200 | 25200 | 25200 | 25200 | 25200 | 25200 | 25200 | 25200 | 25200 | 25200 | 25200 | 25200 | 25200 | 25200 | 25200 | 25200 | 25200 | 25200 | 25200 | 25200 | 25200 | 25200 | 25200 | 25200 | 25200 | 25200 | 25200 | 25200 | 25200 | 25200 | 25200 | 25200 | 25200 | 25200 | 25200 | 25200 | 25200 | 25200 | 25200 | 25200 | 25200 | 25200 | 25200 | 25200 | 25200 | 25200 | 25200 | 25200 | 25200 | 25200 | 25200 | 25200 | 25200 | 25200 | 25200 | 25200 | 25200 | 25200 | 25200 | 25200 | 25200 | 25200 | 25200 | 25200 | 25200 | 25200 | 25200 | 25200 | 25200 | 25200 | 25200 | 25200 | 25200 | 25200 | 25200 | 25200 | 25200 | 25200 | 25200 | 25200 | 25200 | 25200 | 25200 | 25200 | 25200 | 25200 | 25200 | 25200 | 25200 | 25200 | 25200 | 25200 | 25200 | 25200 | 25200 | 25200 | 25200 | 25200 | 25200 | 25200 | 25200 | 25200 | 25200 | 25200 | 25200 | 25200 | 25200 | 25200 | 25200 | 25200 | 25200 | 25200 | 25200 | 25200 | 25200 | 25200 | 25200 | 25200 | 25200 | 25200 | 25200 | 25200 | 25200 | 25200 | 25200 | 25200 | 25200 | 25200 | 25200 | 25200 | 25200 | 25200 | 25200 | 25200 | 25200 | 25200 | 25200 | 25200 | 25200 | 25200 | 25200 | 25200 | 25200 | 25200 | 25200 | 25200 | 25200 | 25200 | 25200 | 25200 | 25200 | 25200 | 25200 | 25200 | 25200 | 25200 | 25200 | 25200 | 25200 | 25200 | 25200 | 25200 | 25200 | 25200 | 25200 | 25200 | 25200 | 25200 | 25200 | 25200 | 25200 | 25200 | 25200 | 25200 | 25200 | 25200 | 25200 | 25200 | 25200 | 25200 | 25200 | 25200 | 25200 | 25200 | 25200 | 25200 | 25200 | 25200 | 25200 | 25200 | 25200 | 25200 | 25200 | 25200 | 25200 | 25200 | 25200 | 25200 | 25200 | 25200 | 25200 | 25200 | 25200 | 25200 | 25200 | 25200 | 25200 | 25200 | 25200 | 25200 | 25200 | 25200 | 25200 | 25200 | 25200 | 25200 | 25200 | 25200 | 25200 | 25200 | 25200 | 25200 | 25200 | 25200 | 25200 | 25200 | 25200 | 25200 | 25200 | 25200 | 25200 | 25200 | 25200 | 25200 | 25200 | 25200 | 25200 | 25200 | 25200 | 25200 | 25200 | 25200 | 25200 | 25200 | 25200 | 25200 | 25200 | 25200 | 25200 | 25200 | 25200 | 25200 | 25200 | 25200 | 25200 | 25200 | 25200 | 25200 | 25200 | 25200 | 25200 | 25200 | 25200 | 25200 | 25200 | 25200 | 25200 | 25200 | 25200 | 25200 | 25200 | 25200 | 25200 | 25200 | 25200 | 25200 | 25200 | 25200 | 25200 | 25200 | 25200 | 25200 | 25200 | 25200 | 25200 | 25200 | 25200 | 25200 | 25200 | 25200 | 25200 | 25200 | 25200 | 25200 | 25200 | 25200 | 25200 | 25200 | 25200 | 25200 | 25200 | 25200 | 25200 | 25200 | 25200 | 25200 | 25200 | 25200 | 25200 | 25200 | 25200 | 25200 | 25200 | 25200 | 25200 | 25200 | 25200 | 25200 | 25200 | 25200 | 25200 | 25200 | 25200 | 25200 | 25200 | 25200 | 25200 | 25200 | 25200 | 25200 | 25200 | 25200 | 25200 | 25200 | 25200 | 25200 | 25200 | 25200 | 25200 | 25200 | 25200 | 25200 | 25200 | 25200 | 25200 | 25200 | 25200 | 25200 | 25200 | 25200 | 25200 | 25200 | 25200 | 25200 | 25200 | 25200 | 25200 | 25200 | 25200 | 25200 | 25200 | 25200 | 25200 | 25200 | 25200 | 25200 | 25200 | 25200 | 25200 | 25200 | 25200 | 25200 | 25200 | 25200 | 25200 | 25200 | 25200 | 25200 | 25200 | 25200 | 25200 | 25200 | 25200 | 25200 | 25200 | 25200 | 25200 | 25200 | 25200 | 25200 | 25200 | 25200 | 25200 | 25200 | 25200 | 25200 | 25200 | 25200 | 25200 | 25200 | 25200 | 25200 | 25200 | 25200 | 25200 | 25200 | 25200 | 25200 | 25200 | 25200 | 25200 | 25200 | 25200 | 25200 | 25200 | 25200 | 25200 | 25200 | 25200 | 25200 | 25200 | 25200 | 25200 | 25200 | 25200 | 25200 | 25200 | 25200 | 25200 | 25200 | 25200 | 25200 | 25200 | 25200 | 25200 | 25200 | 25200 | 25200 | 25200 | 25200 | 25200 | 25200 | 25200 | 25200 | 25200 | 25200 | 25200 | 25200 | 25200 | 25200 | 25200 | 25200 | 25200 | 25200 | 25200 | 25200 | 25200 | 25200 | 25200 | 25200 | 25200 | 25200 | 25200 | 25200 | 25200 | 25200 | 25200 | 25200 | 25200 | 25200 | 25200 | 25200 | 25200 | 25200 | 25200 | 25200 | 25200 | 25200 | 25200 | 25200 | 25200 | 25200 | 25200 | 25200 | 25200 | 25200 | 25200 | 25200 | 25200 | 25200 | 25200 | 25200 | 25200 | 25200 | 25200 | 25200 | 25200 | 25200 | 25200 | 25200 | 25200 | 25200 | 25200 | 25200 | 25200 | 25200 | 25200 | 25200 | 25200 | 25200 | 25200 | 25200 | 25200 | 25200 | 25200 | 25200 | 25200 | 25200 | 25200 | 25200 | 25200 | 25200 | 25200 | 25200 | 25200 | 25200 | 25200 | 25200 | 25200 | 25200 | 25200 | 25200 | 25200 | 25200 | 25200 | 25200 | 25200 | 25200 | 25200 | 25200 | 25200 | 25200 | 25200 | 25200 | 25200 | 25200 | 25200 | 25200 | 25200 | 25200 | 25200 | 25200 | 25200 | 25200 | 25200 | 25200 | 25200 | 25200 | 25200 | 25200 | 25200 | 25200 | 25200 | 25200 | 25200 | 25200 | 25200 | 25200 | 25200 | 25200 | 25200 | 25200 | 25200 | 25200 | 25200 | 25200 | 25200 | 25200 | 25200 | 25200 | 25200 | 25200 | 25200 | 25200 | 25200 | 25200 | 25200 | 25200 | 25200 | 25200 | 25200 | 25200 | 25200 | 25200 | 25200 | 25200 | 25200 | 25200 | 25200 | 25200 | 25200 | 25200 | 25200 | 25200 | 25200 | 25200 | 25200 | 25200 | 25200 | 25200 | 25200 | 25200 | 25200 | 25200 | 25200 | 25200 | 25200 | 25200 | 25200 | 25200 | 25200 | 25200 | 25200 | 25200 | 25200 | 25200 | 25200 | 25200 | 25200 | 25200 | 25200 | 25200 | 25200 | 25200 | 25200 | 25200 | 25200 | 25200 | 25200 | 25200 | 25200 | 25200 | 25200 | 25200 | 25200 | 25200 | 25200 | 25200 | 25200 | 25200 | 25200 | 25200 | 25200 | 25200 | 25200 | 25200 | 25200 | 25200 | 25200 | 25200 | 25200 | 25200 | 25200 | 25200 | 25200 | 25200 | 25200 | 25200 | 25200 | 25200 | 25200 | 25200 | 25200 | 25200 | 25200 | 25200 | 25200 | 25200 | 25200 | 25200 | 25200 | 25200 | 25200 | 25200 | 25200 | 25200 | 25200 | 25200 | 25200 | 25200 | 25200 | 25200 | 25200 | 25200 | 25200 | 25200 | 25200 | 25200 | 25200 | 25200 | 25200 | 25200 | 25200 | 25200 | 25200 | 25200 | 25200 | 25200 | 25200 | 25200 | 25200 | 25200 | 25200 | 25200 | 25200 | 25200 | 25200 | 25200 | 25200 | 25200 | 25200 | 25200 | 25200 | 25200 | 25200 | 25200 | 25200 | 25200 | 25200 | 25200 | 25200 | 25200 | 25200 | 25200 | 25200 | 25200 | 25200 | 25200 | 25200 | 25200 | 25200 | 25200 | 25200 | 25200 | 25200 | 25200 | 25200 | 25200 | 25200 | 25200 | 25200 | 25200 | 25200 | 25200 | 25200 | 25200 | 25200 | 25200 | 25200 | 25200 | 25200 | 25200 | 25200 | 25200 | 25200 | 25200 | 25200 | 25200 | 25200 | 25200 | 25200 | 25200 | 25200 | 25200 | 25200 | 25200 | 25200 | 25200 | 25200 | 25200 | 25200 | 25200 | 25200 | 25200 | 25200 | 25200 | 25200 | 25200 | 25200 | 25200 | 25200 | 25200 | 25200 | 25200 | 25200 | 25200 | 25200 | 25200 | 25200 | 25200 | 25200 | 25200 | 25200 | 25200 | 25200 | 25200 | 25200 | 25200 | 25200 | 25200 | 25200 | 25200 | 25200 | 25200 | 25200 | 25200 | 25200 | 25200 | 25200 | 25200 | 25200 | 25200 | 25200 | 25200 | 25200 | 25200 | 25200 | 25200 | 25200 | 25200 | 25200 | 25200 | 25200 | 25200 | 25200 | 25200 | 25200 | 25200 | 25200 | 25200 | 25200 | 25200 | 25200 | 25200 | 25200 | 25200 | 25200 | 25200 | 25200 | 25200 | 25200 | 25200 | 25200 | 25200 | 25200 | 25200 | 25200 | 25200 | 25200 | 25200 | 25200 | 25200 | 25200 | 25200 | 25200 | 25200 | 25200 | 25200 | 25200 | 25200 | 25200 | 25200 | 25200 | 25200 | 25200 | 25200 | 25200 | 25200 | 25200 | 25200 | 25200 | 25200 | 25200 | 25200 | 25200 | 25200 | 25200 | 25200 | 25200 | 25200 | 25200 | 25200 | 25200 | 25200 | 25200 | 25200 | 25200 | 25200 | 25200 | 25200 | 25200 | 25200 | 25200 | 25200 | 25200 | 25200 | 25200 | 25200 | 25200 | 25200 | 25200 | 25200 | 25200 | 25200 | 25200 | 25200 | 25200 | 25200 | 25200 | 25200 | 25200 | 25200 | 25200 | 25200 | 25200 | 25200 | 25200 | 25200 | 25200 | 25200 | 25200 | 25200 | 25200 | 25200 | 25200 | 25200 | 25200 | 25200 | 25200 | 25200 | 25200 | 25200 | 25200 | 25200 | 25200 | 25200 | 25200 | 25200 | 25200 | 25200 | 25200 | 25200 | 25200 | 25200 | 25200 | 25200 | 25200 | 25200 | 25200 | 25200 | 25200 | 25200 | 25200 | 25200 | 25200 | 25200 | 25200 | 25200 | 25200 | 25200 | 25200 | 25200 | 25200 | 25200 | 25200 | 25200 | 25200 | 25200 | 25200 | 25200 | 25200 | 25200 | 25200 | 25200 | 25200 | 25200 | 25200 | 25200 | 25200 | 25200 | 25200 | 25200 | 25200 | 25200 | 25200 | 25200 | 25200 | 25200 | 25200 | 25200 | 25200 | 25200 | 25200 | 25200 | 25200 | 25200 | 25200 | 25200 | 25200 | 25200 | 25200 | 25200 | 25200 | 25200 | 25200 | 25200 | 25200 | 25200 | 25200 | 25200 | 25200 | 25200 | 25200 | 25200 | 25200 | 25200 | 25200 | 25200 | 25200 | 25200 | 25200 | 25200 | 25200 | 25200 | 25200 | 25200 | 25200 | 25200 | 25200 | 25200 | 25200 | 25200 | 25200 | 25200 | 25200 | 25200 | 25200 | 25200 | 25200 | 25200 | 25200 | 25200 | 25200 | 25200 | 25200 | 25200 | 25200 | 25200 | 25200 | 25200 | 25200 | 25200 | 25200 | 25200 | 25200 | 25200 | 25200 | 25200 | 25200 | 25200 | 25200 | 25200 | 25200 | 25200 | 25200 | 25200 | 25200 | 25200 | 25200 | 25200 | 25200 | 25200 | 25200 | 25200 | 25200 | 25200 | 25200 | 25200 | 25200 | 25200 | 25200 | 25200 | 25200 | 25200 | 25200 | 25200 | 25200 | 25200 | 25200 | 25200 | 25200 | 25200 | 25200 | 25200 | 25200 | 25200 | 25200 | 25200 | 25200 | 25200 | 25200 | 25200 | 25200 | 25200 | 25200 | 25200 | 25200 | 25200 | 25200 | 25200 | 25200 | 25200 | 25200 | 25200 | 25200 | 25200 | 25200 | 25200 | 25200 | 25200 | 25200 | 25200 | 25200 | 25200 | 25200 | 25200 | 25200 | 25200 | 25200 | 25200 | 25200 | 25200 | 25200 | 25200 | 25200 | 25200 | 25200 | 25200 | 25200 | 25200 | 25200 | 25200 | 25200 | 25200 | 25200 | 25200 | 25200 | 25200 | 25200 | 25200 | 25200 | 25200 | 25200 | 25200 | 25200 | 25200 | 25200 | 25200 | 25200 | 25200 | 25200 | 25200 | 25200 | 25200 | 25200 | 25200 | 25200 | 25200 | 25200 | 25200 | 25200 | 25200 | 25200 | 25200 | 25200 | 25200 | 25200 | 25200 | 25200 | 25200 | 25200 | 25200 | 25200 | 25200 | 25200 | 25200 | 25200 | 25200 | 25200 | 25200 | 25200 | 25200 | 25200 | 25200 | 25200 | 25200 | 25200 | 25200 | 25200 | 25200 | 25200 | 25200 | 25200 | 25200 | 25200 | 25200 | 25200 | 25200 | 25200 | 25200 | 25200 | 25200 | 25200 | 25200 | 25200 | 25200 | 25200 | 25200 | 25200 | 25200 | 25200 | 25200 | 25200 | 25200 | 25200 | 25200 | 25200 | 25200 | 25200 | 25200 | 25200 | 25200 | 25200 | 25200 | 25200 | 25200 | 25200 | 25200 | 25200 | 25200 | 25200 | 25200 | 25200 | 25200 | 25200 | 25200 | 25200 | 25200 | 25200 | 25200 | 25200 | 25200 | 25200 | 25200 | 25200 | 25200 | 25200 | 25200 | 25200 | 25200 | 25200 | 25200 | 25200 | 25200 | 25200 | 25200 | 25200 | 25200 | 25200 | 25200 | 25200 | 25200 | 25200 | 25200 | 25200 | 25200 | 25200 | 25200 | 25200 | 25200 | 25200 | 25200 | 25200 | 25200 | 25200 | 25200 | 25200 | 25200 | 25200 | 25200 | 25200 | 25200 | 25200 | 25200 | 25200 | 25200 | 25200 | 25200 | 25200 | 25200 | 25200 | 25200 | 25200 | 25200 | 25200 | 25200 | 25200 | 25200 | 25200 | 25200 | 25200 | 25200 | 25200 | 25200 | 25200 | 25200 | 25200 | 25200 | 25200 | 25200 | 25200 | 25200 | 25200 | 25200 | 25200 | 25200 | 25200 | 25200 | 25200 | 25200 | 25200 | 25200 | 25200 | 25200 | 25200 | 25200 | 25200 | 25200 | 25200 | 25200 | 25200 | 25200 | 25200 | 25200 | 25200 | 25200 | 25200 | 25200 | 25200 | 25200 | 25200 | 25200 | 25200 | 25200 | 25200 | 25200 | 25200 | 25200 | 25200 | 25200 | 25200 | 25200 | 25200 | 25200 | 25200 | 25200 | 25200 | 25200 | 25200 | 25200 | 25200 | 25200 | 25200 | 25200 | 25200 | 25200 | 25200 | 25200 | 25200 | 25200 | 25200 | 25200 | 25200 | 25200 | 25200 | 25200 | 25200 | 25200 | 25200 | 25200 | 25200 | 25200 | 25200 | 25200 | 25200 | 25200 | 25200 | 25200 | 25200 | 25200 | 25200 | 25200 | 25200 | 25200 | 25200 | 25200 | 25200 | 25200 | 25200 | 25200 | 25200 | 25200 | 25200 | 25200 | 25200 | 25200 | 25200 | 25200 | 25200 | 25200 | 25200 | 25200 | 25200 | 25200 | 25200 | 25200 | 25200 | 25200 | 25200 | 25200 | 25200 | 25200 | 25200 | 25200 | 25200 | 25200 | 25200 | 25200 | 25200 | 25200 | 25200 | 25200 | 25200 | 25200 | 25200 | 25200 | 25200 | 25200 | 25200 | 25200 | 25200 | 25200 | 25200 | 25200 | 25200 | 25200 | 25200 | 25200 | 25200 | 25200 | 25200 | 25200 | 25200 | 25200 | 25200 | 25200 | 25200 | 25200 | 25200 | 25200 | 25200 | 25200 | 25200 | 25200 | 25200 | 25200 | 25200 | 25200 | 25200 | 25200 | 25200 | 25200 | 25200 | 25200 | 25200 | 25200 | 25200 | 25200 | 25200 | 25200 | 25200 | 25200 | 25200 | 25200 | 25200 | 25200 | 25200 | 25200 | 25200 | 25200 | 25200 | 25200 | 25200 | 25200 | 25200 | 25200 | 25200 | 25200 | 25200 | 25200 | 25200 | 25200 | 25200 | 25200 | 25200 | 25200 | 25200 | 25200 | 25200 | 25200 | 25200 | 25200 | 25200 | 25200 | 25200 | 25200 | 25200 | 25200 | 25200 | 25200 | 25200 | 25200 | 25200 | 25200 | 25200 | 25200 | 25200 | 25200 | 25200 | 25200 | 25200 | 25200 | 25200 | 25200 | 25200 | 25200 | 25200 | 25200 | 25200 | 25200 | 25200 | 25200 | 25200 | 25200 | 25200 | 25200 | 25200 | 25200 | 25200 | 25200 | 25200 | 25200 | 25200 | 25200 | 25200 | 25200 | 25200 | 25200 | 25200 | 25200 | 25200 | 25200 | 25200 | 25200 | 25200 | 25200 | 25200 | 25200 | 25200 | 25200 | 25200 | 25200 | 25200 | 25200 | 25200 | 25200 | 25200 | 25200 | 25200 | 25200 | 25200 | 25200 | 25200 | 25200 | 25200 | 25200 | 25200 | 25200 | 25200 | 25200 | 25200 | 25200 | 25200 | 25200 | 25200 | 25200 | 25200 | 25200 | 25200 | 25200 | 25200 | 25200 | 25200 | 25200 | 25200 | 25200 | 25200 | 25200 | 25200 | 25200 | 25200 | 25200 | 25200 | 25200 | 25200 | 25200 | 25200 | 25200 | 25200 | 25200 | 25200 | 25200 | 25200 | 25200 | 25200 | 25200 | 25200 | 25200 | 25200 | 25200 | 25200 | 25200 | 25200 | 25200 | 25200 | 25200 | 25200 | 25200 | 25200 | 25200 | 25200 | 25200 | 25200 | 25200 | 25200 | 25200 | 25200 | 25200 | 25200 | 25200 | 25200 | 25200 | 25200 | 25200 | 25200 | 25200 | 25200 | 25200 | 25200 | 25200 | 25200 | 25200 | 25200 | 25200 | 25200 | 25200 | 25200 | 25200 | 25200 | 25200 | 25200 | 25200 | 25200 | 25200 | 25200 | 25200 | 25200 | 25200 | 25200 | 25200 | 25200 | 25200 | 25200 | 25200 | 25200 | 25200 | 25200 | 25200 | 25200 | 25200 | 25200 | 25200 | 25200 | 25200 | 25200 | 25200 | 25200 | 25200 | 25200 | 25200 | 25200 | 25200 | 25200 | 25200 | 25200 | 25200 | 25200 | 25200 | 25200 | 25200 | 25200 | 25200 | 25200 | 25200 | 25200 | 25200 | 25200 | 25200 | 25200 | 25200 | 25200 | 25200 | 25200 | 25200 | 25200 | 25200 | 25200 | 25200 | 25200 | 25200 | 25200 | 25200 | 25200 | 25200 | 25200 | 25200 | 25200 | 25200 | 25200 | 25200 | 25200 | 25200 | 25200 | 25200 | 25200 | 25200 | 25200 | 25200 | 25200 | 25200 | 25200 | 25200 | 25200 | 25200 | 25200 | 25200 | 25200 | 25200 | 25200 | 25200 | 25200 | 25200 | 25200 | 25200 | 25200 | 25200 | 25200 | 25200 | 25200 | 25200 | 25200 | 25200 | 25200 | 25200 | 25200 | 25200 | 25200 | 25200 | 25200 | 25200 | 25200 | 25200 | 25200 | 25200 | 25200 | 25200 | 25200 | 25200 | 25200 | 25200 | 25200 | 25200 | 25200 | 25200 | 25200 | 25200 | 25200 | 25200 | 25200 | 25200 | 25200 | 25200 | 25200 | 25200 | 25200 | 25200 | 25200 | 25200 | 25200 | 25200 | 25200 | 25200 | 25200 | 25200 | 25200 | 25200 | 25200 | 25200 | 25200 | 25200 | 25200 | 25200 | 25200 | 25200 | 25200 | 25200 | 25200 | 25200 | 25200 | 25200 | 25200 | 25200 | 25200 | 25200 | 25200 | 25200 | 25200 | 25200 | 25200 | 25200 | 25200 | 25200 | 25200 | 25200 | 25200 | 25200 | 25200 | 25200 | 25200 | 25200 | 25200 | 25200 | 25200 | 25200 | 25200 | 25200 | 25200 | 25200 | 25200 | 25200 | 25200 | 25200 | 25200 | 25200 | 25200 | 25200 | 25200 | 25200 | 25200 | 25200 | 25200 | 25200 | 25200 | 25200 | 25200 | 25200 | 25200 | 25200 | 25200 | 25200 | 25200 | 25200 | 25200 | 25200 | 25200 | 25200 | 25200 | 25200 | 25200 | 25200 | 25200 | 25200 | 25200 | 25200 | 25200 | 25200 | 25200 | 25200 | 25200 | 25200 | 25200 | 25200 | 25200 | 25200 | 25200 | 25200 | 25200 | 25200 | 25200 | 25200 | 25200 | 25200 | 25200 | 25200 | 25200 | 25200 | 25200 | 25200 | 25200 | 25200 | 25200 | 25200 | 25200 | 25200 | 25200 | 25200 | 25200 | 25200 | 25200 | 25200 | 25200 | 25200 | 25200 | 25200 | 25200 | 25200 | 25200 | 25200 | 25200 | 25200 | 25200 | 25200 | 25200 | 25200 | 25200 | 25200 | 25200 | 25200 | 25200 | 25200 | 25200 | 25200 | 25200 | 25200 | 25200 | 25200 | 25200 | 25200 | 25200 | 25200 | 25200 | 25200 | 25200 | 25200 | 25200 | 25200 | 25200 | 25200 | 25200 | 25200 | 25200 | 25200 | 25200 | 25200 | 25200 | 25200 | 25200 | 25200 | 25200 | 25200 | 25200 | 25200 | 25200 | 25200 | 25200 | 25200 | 25200 | 25200 | 25200 | 25200 | 25200 | 25200 | 25200 | 25200 | 25200 | 25200 | 25200 | 25200 | 25200 | 25200 | 25200 | 25200 | 25200 | 25200 | 25200 | 25200 | 25200 | 25200 | 25200 | 25200 | 25200 | 25200 | 25200 | 25200 | 25200 | 25200 | 25200 | 25200 | 25200 | 25200 | 25200 | 25200 | 25200 | 25200 | 25200 | 25200 | 25200 | 25200 | 25200 | 25200 | 25200 | 25200 | 25200 | 25200 | 25200 | 25200 | 25200 | 25200 | 25200 | 25200 | 25200 | 25200 | 25200 | 25200 | 25200 | 25200 | 25200 | 25200 | 25200 | 25200 | 25200 | 25200 | 25200 | 25200 | 25200 | 25200 | 25200 | 25200 | 25200 | 25200 | 25200 | 25200 | 25200 | 25200 | 25200 | 25200 | 25200 | 25200 | 25200 | 25200 | 25200 | 25200 | 25200 | 25200 | 25200 | 25200 | 25200 | 25200 | 25200 | 25200 | 25200 | 25200 | 25200 | 25200 | 25200 | 25200 | 25200 | 25200 | 25200 | 25200 | 25200 | 25200 | 25200 | 25200 | 25200 | 25200 | 25200 | 25200 | 25200 | 25200 | 25200 | 25200 | 25200 | 25200 | 25200 | 25200 | 25200 | 25200 | 25200 | 25200 | 25200 | 25200 | 25200 | 25200 | 25200 | 25200 | 25200 | 25200 | 25200 | 25200 | 25200 | 25200 | 25200 | 25200 | 25200 | 25200 | 25200 | 25200 | 25200 | 25200 | 25200 | 25200 | 25200 | 25200 | 25200 | 25200 | 25200 | 25200 | 25200 | 25200 | 25200 | 25200 | 25200 | 25200 | 25200 | 25200 | 25200 | 25200 | 25200 | 25200 | 25200 | 25200 | 25200 | 25200 | 25200 | 25200 | 25200 | 25200 | 25200 | 25200 | 25200 | 25200 | 25200 | 25200 | 25200 | 25200 | 25200 | 25200 | 25200 | 25200 | 25200 | 25200 | 25200 | 25200 | 25200 | 25200 | 25200 | 25200 | 25200 | 25200 | 25200 | 25200 | 25200 | 25200 | 25200 | 25200 | 25200 | 25200 | 25200 | 25200 | 25200 | 25200 | 25200 | 25200 | 25200 | 25200 | 25200 | 25200 | 25200 | 25200 | 25200 | 25200 | 25200 | 25200 | 25200 | 25200 | 25200 | 25200 | 25200 | 25200 | 25200 | 25200 | 25200 | 25200 | 25200 | 25200 | 25200 | 25200 | 25200 | 25200 | 25200 | 25200 | 25200 | 25200 | 25200 | 25200 | 25200 | 25200 | 25200 | 25200 | 25200 | 25200 | 25200 | 25200 | 25200 | 25200 | 25200 | 25200 | 25200 | 25200 | 25200 | 25200 | 25200 | 25200 | 25200 | 25200 | 25200 | 25200 | 25200 | 25200 | 25200 | 25200 | 25200 | 25200 | 25200 | 25200 | 25200 | 25200 | 25200 | 25200 | 25200 | 25200 | 25200 | 25200 | 25200 | 25200 | 25200 | 25200 | 25200 | 25200 | 25200 | 25200 | 25200 | 25200 | 25200 | 25200 | 25200 | 25200 | 25200 | 25200 | 25200 | 25200 | 25200 | 25200 | 25200 | 25200 | 25200 | 25200 | 25200 | 25200 | 25200 | 25200 | 25200 | 25200 | 25200 | 25200 | 25200 | 25200 | 25200 | 25200 | 25200 | 25200 | 25200 | 25200 | 25200 | 25200 | 25200 | 25200 | 25200 | 25200 | 25200 | 25200 | 25200 | 25200 | 25200 | 25200 | 25200 | 25200 | 25200 | 25200 | 25200 | 25200 | 25200 | 25200 | 25200 | 25200 | 25200 | 25200 | 25200 | 25200 | 25200 | 25200 | 25200 | 25200 | 25200 | 25200 | 25200 | 25200 | 25200 | 25200 | 25200 | 25200 | 25200 | 25200 | 25200 | 25200 | 25200 | 25200 | 25200 | 25200 | 25200 | 25200 | 25200 | 25200 | 25200 | 25200 | 25200 | 25200 | 25200 | 25200 | 25200 | 25200 | 25200 | 25200 | 25200 | 25200 | 25200 | 25200 | 25200 | 25200 | 25200 | 25200 | 25200 | 25200 | 25200 | 25200 | 25200 | 25200 | 25200 | 25200 | 25200 | 25200 | 25200 | 25200 | 25200 | 25200 | 25200 | 25200 | 25200 | 25200 | 25200 | 25200 | 25200 | 25200 | 25200 | 25200 | 25200 | 25200 | 25200 | 25200 | 25200 | 25200 | 25200 | 25200 | 25200 | 25200 | 25200 | 25200 | 25200 | 25200 | 25200 | 25200 | 25200 | 25200 | 25200 | 25200 | 25200 | 25200 | 25200 | 25200 | 25200 | 25200 | 25200 | 25200 | 25200 | 25200 | 25200 | 25200 | 25200 | 25200 | 25200 | 25200 | 25200 | 25200 | 25200 | 25200 | 25200 | 25200 | 25200 | 25200 | 25200 | 25200 | 25200 | 25200 | 25200 | 25200 | 25200 | 25200 | 25200 | 25200 | 25200 | 25200 | 25200 | 25200 | 25200 | 25200 | 25200 | 25200 | 25200 | 25200 | 25200 | 25200 | 25200 | 25200 | 25200 | 25200 | 25200 | 25200 | 25200 | 25200 | 25200 | 25200 | 25200 | 25200 | 25200 | 25200 | 25200 | 25200 | 25200 | 25200 | 25200 | 25200 | 25200 | 25200 | 25200 | 25200 | 25200 | 25200 | 25200 | 25200 | 25200 | 25200 | 25200 | 25200 | 25200 | 25200 | 25200 | 25200 | 25200 | 25200 | 25200 | 25200 | 25200 | 25200 | 25200 | 25200 | 25200 | 25200 | 25200 | 25200 | 25200 | 25200 | 25200 | 25200 | 25200 | 25200 | 25200 | 25200 | 25200 | 25200 | 25200 | 25200 | 25200 | 25200 | 25200 | 25200 | 25200 | 25200 | 25200 | 25200 | 25200 | 25200 | 25200 | 25200 | 25200 | 25200 | 25200 | 25200 | 25200 | 25200 | 25200 | 25200 | 25200 | 25200 | 25200 | 25200 | 25200 | 25200 | 25200 | 25200 | 25200 | 25200 | 25200 | 25200 | 25200 | 25200 | 25200 | 25200 | 25200 | 25200 | 25200 | 25200 | 25200 | 25200 | 25200 | 25200 | 25200 | 25200 | 25200 | 25200 | 25200 | 25200 | 25200 | 25200 | 25200 | 25200 | 25200 | 25200 | 25200 | 25200 | 25200 | 25200 | 25200 | 25200 | 25200 | 25200 | 25200 | 25200 | 25200 | 25200 | 25200 | 25200 | 25200 | 25200 | 25200 | 25200 | 25200 | 25200 | 25200 | 25200 | 25200 | 25200 | 25200 | 25200 | 25200 | 25200 | 25200 | 25200 | 25200 | 25200 | 25200 | 25200 | 25200 | 25200 | 25200 | 25200 | 25200 | 25200 | 25200 | 25200 | 25200 | 25200 | 25200 | 25200 | 25200 | 25200 | 25200 | 25200 | 25200 | 25200 | 25200 | 25200 | 25200 | 25200 | 25200 | 25200 | 25200 | 25200 | 25200 | 25200 | 25200 | 25200 | 25200 | 25200 | 25200 | 25200 | 25200 | 25200 | 25200 | 25200 | 25200 | 25200 | 25200 | 25200 | 25200 | 25200 | 25200 | 25200 | 25200 | 25200
Time since infected person left the space | T_D | constant | 0 |  | s | These values are not used by this model | T_D | 0 | 0 | 0 | 0 | 0 | 0 | 0 | 0 | 0 | 0 | 0 | 0 | 0 | 0 | 0 | 0 | 0 | 0 | 0 | 0 | 0 | 0 | 0 | 0 | 0 | 0 | 0 | 0 | 0 | 0 | 0 | 0 | 0 | 0 | 0 | 0 | 0 | 0 | 0 | 0 | 0 | 0 | 0 | 0 | 0 | 0 | 0 | 0 | 0 | 0 | 0 | 0 | 0 | 0 | 0 | 0 | 0 | 0 | 0 | 0 | 0 | 0 | 0 | 0 | 0 | 0 | 0 | 0 | 0 | 0 | 0 | 0 | 0 | 0 | 0 | 0 | 0 | 0 | 0 | 0 | 0 | 0 | 0 | 0 | 0 | 0 | 0 | 0 | 0 | 0 | 0 | 0 | 0 | 0 | 0 | 0 | 0 | 0 | 0 | 0 | 0 | 0 | 0 | 0 | 0 | 0 | 0 | 0 | 0 | 0 | 0 | 0 | 0 | 0 | 0 | 0 | 0 | 0 | 0 | 0 | 0 | 0 | 0 | 0 | 0 | 0 | 0 | 0 | 0 | 0 | 0 | 0 | 0 | 0 | 0 | 0 | 0 | 0 | 0 | 0 | 0 | 0 | 0 | 0 | 0 | 0 | 0 | 0 | 0 | 0 | 0 | 0 | 0 | 0 | 0 | 0 | 0 | 0 | 0 | 0 | 0 | 0 | 0 | 0 | 0 | 0 | 0 | 0 | 0 | 0 | 0 | 0 | 0 | 0 | 0 | 0 | 0 | 0 | 0 | 0 | 0 | 0 | 0 | 0 | 0 | 0 | 0 | 0 | 0 | 0 | 0 | 0 | 0 | 0 | 0 | 0 | 0 | 0 | 0 | 0 | 0 | 0 | 0 | 0 | 0 | 0 | 0 | 0 | 0 | 0 | 0 | 0 | 0 | 0 | 0 | 0 | 0 | 0 | 0 | 0 | 0 | 0 | 0 | 0 | 0 | 0 | 0 | 0 | 0 | 0 | 0 | 0 | 0 | 0 | 0 | 0 | 0 | 0 | 0 | 0 | 0 | 0 | 0 | 0 | 0 | 0 | 0 | 0 | 0 | 0 | 0 | 0 | 0 | 0 | 0 | 0 | 0 | 0 | 0 | 0 | 0 | 0 | 0 | 0 | 0 | 0 | 0 | 0 | 0 | 0 | 0 | 0 | 0 | 0 | 0 | 0 | 0 | 0 | 0 | 0 | 0 | 0 | 0 | 0 | 0 | 0 | 0 | 0 | 0 | 0 | 0 | 0 | 0 | 0 | 0 | 0 | 0 | 0 | 0 | 0 | 0 | 0 | 0 | 0 | 0 | 0 | 0 | 0 | 0 | 0 | 0 | 0 | 0 | 0 | 0 | 0 | 0 | 0 | 0 | 0 | 0 | 0 | 0 | 0 | 0 | 0 | 0 | 0 | 0 | 0 | 0 | 0 | 0 | 0 | 0 | 0 | 0 | 0 | 0 | 0 | 0 | 0 | 0 | 0 | 0 | 0 | 0 | 0 | 0 | 0 | 0 | 0 | 0 | 0 | 0 | 0 | 0 | 0 | 0 | 0 | 0 | 0 | 0 | 0 | 0 | 0 | 0 | 0 | 0 | 0 | 0 | 0 | 0 | 0 | 0 | 0 | 0 | 0 | 0 | 0 | 0 | 0 | 0 | 0 | 0 | 0 | 0 | 0 | 0 | 0 | 0 | 0 | 0 | 0 | 0 | 0 | 0 | 0 | 0 | 0 | 0 | 0 | 0 | 0 | 0 | 0 | 0 | 0 | 0 | 0 | 0 | 0 | 0 | 0 | 0 | 0 | 0 | 0 | 0 | 0 | 0 | 0 | 0 | 0 | 0 | 0 | 0 | 0 | 0 | 0 | 0 | 0 | 0 | 0 | 0 | 0 | 0 | 0 | 0 | 0 | 0 | 0 | 0 | 0 | 0 | 0 | 0 | 0 | 0 | 0 | 0 | 0 | 0 | 0 | 0 | 0 | 0 | 0 | 0 | 0 | 0 | 0 | 0 | 0 | 0 | 0 | 0 | 0 | 0 | 0 | 0 | 0 | 0 | 0 | 0 | 0 | 0 | 0 | 0 | 0 | 0 | 0 | 0 | 0 | 0 | 0 | 0 | 0 | 0 | 0 | 0 | 0 | 0 | 0 | 0 | 0 | 0 | 0 | 0 | 0 | 0 | 0 | 0 | 0 | 0 | 0 | 0 | 0 | 0 | 0 | 0 | 0 | 0 | 0 | 0 | 0 | 0 | 0 | 0 | 0 | 0 | 0 | 0 | 0 | 0 | 0 | 0 | 0 | 0 | 0 | 0 | 0 | 0 | 0 | 0 | 0 | 0 | 0 | 0 | 0 | 0 | 0 | 0 | 0 | 0 | 0 | 0 | 0 | 0 | 0 | 0 | 0 | 0 | 0 | 0 | 0 | 0 | 0 | 0 | 0 | 0 | 0 | 0 | 0 | 0 | 0 | 0 | 0 | 0 | 0 | 0 | 0 | 0 | 0 | 0 | 0 | 0 | 0 | 0 | 0 | 0 | 0 | 0 | 0 | 0 | 0 | 0 | 0 | 0 | 0 | 0 | 0 | 0 | 0 | 0 | 0 | 0 | 0 | 0 | 0 | 0 | 0 | 0 | 0 | 0 | 0 | 0 | 0 | 0 | 0 | 0 | 0 | 0 | 0 | 0 | 0 | 0 | 0 | 0 | 0 | 0 | 0 | 0 | 0 | 0 | 0 | 0 | 0 | 0 | 0 | 0 | 0 | 0 | 0 | 0 | 0 | 0 | 0 | 0 | 0 | 0 | 0 | 0 | 0 | 0 | 0 | 0 | 0 | 0 | 0 | 0 | 0 | 0 | 0 | 0 | 0 | 0 | 0 | 0 | 0 | 0 | 0 | 0 | 0 | 0 | 0 | 0 | 0 | 0 | 0 | 0 | 0 | 0 | 0 | 0 | 0 | 0 | 0 | 0 | 0 | 0 | 0 | 0 | 0 | 0 | 0 | 0 | 0 | 0 | 0 | 0 | 0 | 0 | 0 | 0 | 0 | 0 | 0 | 0 | 0 | 0 | 0 | 0 | 0 | 0 | 0 | 0 | 0 | 0 | 0 | 0 | 0 | 0 | 0 | 0 | 0 | 0 | 0 | 0 | 0 | 0 | 0 | 0 | 0 | 0 | 0 | 0 | 0 | 0 | 0 | 0 | 0 | 0 | 0 | 0 | 0 | 0 | 0 | 0 | 0 | 0 | 0 | 0 | 0 | 0 | 0 | 0 | 0 | 0 | 0 | 0 | 0 | 0 | 0 | 0 | 0 | 0 | 0 | 0 | 0 | 0 | 0 | 0 | 0 | 0 | 0 | 0 | 0 | 0 | 0 | 0 | 0 | 0 | 0 | 0 | 0 | 0 | 0 | 0 | 0 | 0 | 0 | 0 | 0 | 0 | 0 | 0 | 0 | 0 | 0 | 0 | 0 | 0 | 0 | 0 | 0 | 0 | 0 | 0 | 0 | 0 | 0 | 0 | 0 | 0 | 0 | 0 | 0 | 0 | 0 | 0 | 0 | 0 | 0 | 0 | 0 | 0 | 0 | 0 | 0 | 0 | 0 | 0 | 0 | 0 | 0 | 0 | 0 | 0 | 0 | 0 | 0 | 0 | 0 | 0 | 0 | 0 | 0 | 0 | 0 | 0 | 0 | 0 | 0 | 0 | 0 | 0 | 0 | 0 | 0 | 0 | 0 | 0 | 0 | 0 | 0 | 0 | 0 | 0 | 0 | 0 | 0 | 0 | 0 | 0 | 0 | 0 | 0 | 0 | 0 | 0 | 0 | 0 | 0 | 0 | 0 | 0 | 0 | 0 | 0 | 0 | 0 | 0 | 0 | 0 | 0 | 0 | 0 | 0 | 0 | 0 | 0 | 0 | 0 | 0 | 0 | 0 | 0 | 0 | 0 | 0 | 0 | 0 | 0 | 0 | 0 | 0 | 0 | 0 | 0 | 0 | 0 | 0 | 0 | 0 | 0 | 0 | 0 | 0 | 0 | 0 | 0 | 0 | 0 | 0 | 0 | 0 | 0 | 0 | 0 | 0 | 0 | 0 | 0 | 0 | 0 | 0 | 0 | 0 | 0 | 0 | 0 | 0 | 0 | 0 | 0 | 0 | 0 | 0 | 0 | 0 | 0 | 0 | 0 | 0 | 0 | 0 | 0 | 0 | 0 | 0 | 0 | 0 | 0 | 0 | 0 | 0 | 0 | 0 | 0 | 0 | 0 | 0 | 0 | 0 | 0 | 0 | 0 | 0 | 0 | 0 | 0 | 0 | 0 | 0 | 0 | 0 | 0 | 0 | 0 | 0 | 0 | 0 | 0 | 0 | 0 | 0 | 0 | 0 | 0 | 0 | 0 | 0 | 0 | 0 | 0 | 0 | 0 | 0 | 0 | 0 | 0 | 0 | 0 | 0 | 0 | 0 | 0 | 0 | 0 | 0 | 0 | 0 | 0 | 0 | 0 | 0 | 0 | 0 | 0 | 0 | 0 | 0 | 0 | 0 | 0 | 0 | 0 | 0 | 0 | 0 | 0 | 0 | 0 | 0 | 0 | 0 | 0 | 0 | 0 | 0 | 0 | 0 | 0 | 0 | 0 | 0 | 0 | 0 | 0 | 0 | 0 | 0 | 0 | 0 | 0 | 0 | 0 | 0 | 0 | 0 | 0 | 0 | 0 | 0 | 0 | 0 | 0 | 0 | 0 | 0 | 0 | 0 | 0 | 0 | 0 | 0 | 0 | 0 | 0 | 0 | 0 | 0 | 0 | 0 | 0 | 0 | 0 | 0 | 0 | 0 | 0 | 0 | 0 | 0 | 0 | 0 | 0 | 0 | 0 | 0 | 0 | 0 | 0 | 0 | 0 | 0 | 0 | 0 | 0 | 0 | 0 | 0 | 0 | 0 | 0 | 0 | 0 | 0 | 0 | 0 | 0 | 0 | 0 | 0 | 0 | 0 | 0 | 0 | 0 | 0 | 0 | 0 | 0 | 0 | 0 | 0 | 0 | 0 | 0 | 0 | 0 | 0 | 0 | 0 | 0 | 0 | 0 | 0 | 0 | 0 | 0 | 0 | 0 | 0 | 0 | 0 | 0 | 0 | 0 | 0 | 0 | 0 | 0 | 0 | 0 | 0 | 0 | 0 | 0 | 0 | 0 | 0 | 0 | 0 | 0 | 0 | 0 | 0 | 0 | 0 | 0 | 0 | 0 | 0 | 0 | 0 | 0 | 0 | 0 | 0 | 0 | 0 | 0 | 0 | 0 | 0 | 0 | 0 | 0 | 0 | 0 | 0 | 0 | 0 | 0 | 0 | 0 | 0 | 0 | 0 | 0 | 0 | 0 | 0 | 0 | 0 | 0 | 0 | 0 | 0 | 0 | 0 | 0 | 0 | 0 | 0 | 0 | 0 | 0 | 0 | 0 | 0 | 0 | 0 | 0 | 0 | 0 | 0 | 0 | 0 | 0 | 0 | 0 | 0 | 0 | 0 | 0 | 0 | 0 | 0 | 0 | 0 | 0 | 0 | 0 | 0 | 0 | 0 | 0 | 0 | 0 | 0 | 0 | 0 | 0 | 0 | 0 | 0 | 0 | 0 | 0 | 0 | 0 | 0 | 0 | 0 | 0 | 0 | 0 | 0 | 0 | 0 | 0 | 0 | 0 | 0 | 0 | 0 | 0 | 0 | 0 | 0 | 0 | 0 | 0 | 0 | 0 | 0 | 0 | 0 | 0 | 0 | 0 | 0 | 0 | 0 | 0 | 0 | 0 | 0 | 0 | 0 | 0 | 0 | 0 | 0 | 0 | 0 | 0 | 0 | 0 | 0 | 0 | 0 | 0 | 0 | 0 | 0 | 0 | 0 | 0 | 0 | 0 | 0 | 0 | 0 | 0 | 0 | 0 | 0 | 0 | 0 | 0 | 0 | 0 | 0 | 0 | 0 | 0 | 0 | 0 | 0 | 0 | 0 | 0 | 0 | 0 | 0 | 0 | 0 | 0 | 0 | 0 | 0 | 0 | 0 | 0 | 0 | 0 | 0 | 0 | 0 | 0 | 0 | 0 | 0 | 0 | 0 | 0 | 0 | 0 | 0 | 0 | 0 | 0 | 0 | 0 | 0 | 0 | 0 | 0 | 0 | 0 | 0 | 0 | 0 | 0 | 0 | 0 | 0 | 0 | 0 | 0 | 0 | 0 | 0 | 0 | 0 | 0 | 0 | 0 | 0 | 0 | 0 | 0 | 0 | 0 | 0 | 0 | 0 | 0 | 0 | 0 | 0 | 0 | 0 | 0 | 0 | 0 | 0 | 0 | 0 | 0 | 0 | 0 | 0 | 0 | 0 | 0 | 0 | 0 | 0 | 0 | 0 | 0 | 0 | 0 | 0 | 0 | 0 | 0 | 0 | 0 | 0 | 0 | 0 | 0 | 0 | 0 | 0 | 0 | 0 | 0 | 0 | 0 | 0 | 0 | 0 | 0 | 0 | 0 | 0 | 0 | 0 | 0 | 0 | 0 | 0 | 0 | 0 | 0 | 0 | 0 | 0 | 0 | 0 | 0 | 0 | 0 | 0 | 0 | 0 | 0 | 0 | 0 | 0 | 0 | 0 | 0 | 0 | 0 | 0 | 0 | 0 | 0 | 0 | 0 | 0 | 0 | 0 | 0 | 0 | 0 | 0 | 0 | 0 | 0 | 0 | 0 | 0 | 0 | 0 | 0 | 0 | 0 | 0 | 0 | 0 | 0 | 0 | 0 | 0 | 0 | 0 | 0 | 0 | 0 | 0 | 0 | 0 | 0 | 0 | 0 | 0 | 0 | 0 | 0 | 0 | 0 | 0 | 0 | 0 | 0 | 0 | 0 | 0 | 0 | 0 | 0 | 0 | 0 | 0 | 0 | 0 | 0 | 0 | 0 | 0 | 0 | 0 | 0 | 0 | 0 | 0 | 0 | 0 | 0 | 0 | 0 | 0 | 0 | 0 | 0 | 0 | 0 | 0 | 0 | 0 | 0 | 0 | 0 | 0 | 0 | 0 | 0 | 0 | 0 | 0 | 0 | 0 | 0 | 0 | 0 | 0 | 0 | 0 | 0 | 0 | 0 | 0 | 0 | 0 | 0 | 0 | 0 | 0 | 0 | 0 | 0 | 0 | 0 | 0 | 0 | 0 | 0 | 0 | 0 | 0 | 0 | 0 | 0 | 0 | 0 | 0 | 0 | 0 | 0 | 0 | 0 | 0 | 0 | 0 | 0 | 0 | 0 | 0 | 0 | 0 | 0 | 0 | 0 | 0 | 0 | 0 | 0 | 0 | 0 | 0 | 0 | 0 | 0 | 0 | 0 | 0 | 0 | 0 | 0 | 0 | 0 | 0 | 0 | 0 | 0 | 0 | 0 | 0 | 0 | 0 | 0 | 0 | 0 | 0 | 0 | 0 | 0 | 0 | 0 | 0 | 0 | 0 | 0 | 0 | 0 | 0 | 0 | 0 | 0 | 0 | 0 | 0 | 0 | 0 | 0 | 0 | 0 | 0 | 0 | 0 | 0 | 0 | 0 | 0 | 0 | 0 | 0 | 0 | 0 | 0 | 0 | 0 | 0 | 0 | 0 | 0 | 0 | 0 | 0 | 0 | 0 | 0 | 0 | 0 | 0 | 0 | 0 | 0 | 0 | 0 | 0 | 0 | 0 | 0 | 0 | 0 | 0 | 0 | 0 | 0 | 0 | 0 | 0 | 0 | 0 | 0 | 0 | 0 | 0 | 0 | 0 | 0 | 0 | 0 | 0 | 0 | 0 | 0 | 0 | 0 | 0 | 0 | 0 | 0 | 0 | 0 | 0 | 0 | 0 | 0 | 0 | 0 | 0 | 0 | 0 | 0 | 0 | 0 | 0 | 0 | 0 | 0 | 0 | 0 | 0 | 0 | 0 | 0 | 0 | 0 | 0 | 0 | 0 | 0 | 0 | 0 | 0 | 0 | 0 | 0 | 0 | 0 | 0 | 0 | 0 | 0 | 0 | 0 | 0 | 0 | 0 | 0 | 0 | 0 | 0 | 0 | 0 | 0 | 0 | 0 | 0 | 0 | 0 | 0 | 0 | 0 | 0 | 0 | 0 | 0 | 0 | 0 | 0 | 0 | 0 | 0 | 0 | 0 | 0 | 0 | 0 | 0 | 0 | 0 | 0 | 0 | 0 | 0 | 0 | 0 | 0 | 0 | 0 | 0 | 0 | 0 | 0 | 0 | 0 | 0 | 0 | 0 | 0 | 0 | 0 | 0 | 0 | 0 | 0 | 0 | 0 | 0 | 0 | 0 | 0 | 0 | 0 | 0 | 0 | 0 | 0 | 0 | 0 | 0 | 0 | 0 | 0 | 0 | 0 | 0 | 0 | 0 | 0 | 0 | 0 | 0 | 0 | 0 | 0 | 0 | 0 | 0 | 0 | 0 | 0 | 0 | 0 | 0 | 0 | 0 | 0 | 0 | 0 | 0 | 0 | 0 | 0 | 0 | 0 | 0 | 0 | 0 | 0 | 0 | 0 | 0 | 0 | 0 | 0 | 0 | 0 | 0 | 0 | 0 | 0 | 0 | 0 | 0 | 0 | 0 | 0 | 0 | 0 | 0 | 0 | 0 | 0 | 0 | 0 | 0 | 0 | 0 | 0 | 0 | 0 | 0 | 0 | 0 | 0 | 0 | 0 | 0 | 0 | 0 | 0 | 0 | 0 | 0 | 0 | 0 | 0 | 0 | 0 | 0 | 0 | 0 | 0 | 0 | 0 | 0 | 0 | 0 | 0 | 0 | 0 | 0 | 0 | 0 | 0 | 0 | 0 | 0 | 0 | 0 | 0 | 0 | 0 | 0 | 0 | 0 | 0 | 0 | 0 | 0 | 0 | 0 | 0 | 0 | 0 | 0 | 0 | 0 | 0 | 0 | 0 | 0 | 0 | 0 | 0 | 0 | 0 | 0 | 0 | 0 | 0 | 0 | 0 | 0 | 0 | 0 | 0 | 0 | 0 | 0 | 0 | 0 | 0 | 0 | 0 | 0 | 0 | 0 | 0 | 0 | 0 | 0 | 0 | 0 | 0 | 0 | 0 | 0 | 0 | 0 | 0 | 0 | 0 | 0 | 0 | 0 | 0 | 0 | 0 | 0 | 0 | 0 | 0 | 0 | 0 | 0 | 0 | 0 | 0 | 0 | 0 | 0 | 0 | 0 | 0 | 0 | 0 | 0 | 0 | 0 | 0 | 0 | 0 | 0 | 0 | 0 | 0 | 0 | 0 | 0 | 0 | 0 | 0 | 0 | 0 | 0 | 0 | 0 | 0 | 0 | 0 | 0 | 0 | 0 | 0 | 0 | 0 | 0 | 0 | 0 | 0 | 0 | 0 | 0 | 0 | 0 | 0 | 0 | 0 | 0 | 0 | 0 | 0 | 0 | 0 | 0 | 0 | 0 | 0 | 0 | 0 | 0 | 0 | 0 | 0 | 0 | 0 | 0 | 0 | 0 | 0 | 0 | 0 | 0 | 0 | 0 | 0 | 0 | 0 | 0 | 0 | 0 | 0 | 0 | 0 | 0 | 0 | 0 | 0 | 0 | 0 | 0 | 0 | 0 | 0 | 0 | 0 | 0 | 0 | 0 | 0 | 0 | 0 | 0 | 0 | 0 | 0 | 0 | 0 | 0 | 0 | 0 | 0 | 0 | 0 | 0 | 0 | 0 | 0 | 0 | 0 | 0 | 0 | 0 | 0 | 0 | 0 | 0 | 0 | 0 | 0 | 0 | 0 | 0 | 0 | 0 | 0 | 0 | 0 | 0 | 0 | 0 | 0 | 0 | 0 | 0 | 0 | 0 | 0 | 0 | 0 | 0 | 0 | 0 | 0 | 0 | 0 | 0 | 0 | 0 | 0 | 0 | 0 | 0 | 0 | 0 | 0 | 0 | 0 | 0 | 0 | 0 | 0 | 0 | 0 | 0 | 0 | 0 | 0 | 0 | 0 | 0 | 0 | 0 | 0 | 0 | 0 | 0 | 0 | 0 | 0 | 0 | 0 | 0 | 0 | 0 | 0 | 0 | 0 | 0 | 0 | 0 | 0 | 0 | 0 | 0 | 0 | 0 | 0 | 0 | 0 | 0 | 0 | 0 | 0 | 0 | 0 | 0 | 0 | 0 | 0 | 0 | 0 | 0 | 0 | 0 | 0 | 0 | 0 | 0 | 0 | 0 | 0 | 0 | 0 | 0 | 0 | 0 | 0 | 0 | 0 | 0 | 0 | 0 | 0 | 0 | 0 | 0 | 0 | 0 | 0 | 0 | 0 | 0 | 0 | 0 | 0 | 0 | 0 | 0 | 0 | 0 | 0 | 0 | 0 | 0 | 0 | 0 | 0 | 0 | 0 | 0 | 0 | 0 | 0 | 0 | 0 | 0 | 0 | 0 | 0 | 0 | 0 | 0 | 0 | 0 | 0 | 0 | 0 | 0 | 0 | 0 | 0 | 0 | 0 | 0 | 0 | 0 | 0 | 0 | 0 | 0 | 0 | 0 | 0 | 0 | 0 | 0 | 0 | 0 | 0 | 0 | 0 | 0 | 0 | 0 | 0 | 0 | 0 | 0 | 0 | 0 | 0 | 0 | 0 | 0 | 0 | 0 | 0 | 0 | 0 | 0 | 0 | 0 | 0 | 0 | 0 | 0 | 0 | 0 | 0 | 0 | 0 | 0 | 0 | 0 | 0 | 0 | 0 | 0 | 0 | 0 | 0 | 0 | 0 | 0 | 0 | 0 | 0 | 0 | 0 | 0 | 0 | 0 | 0 | 0 | 0 | 0 | 0 | 0 | 0 | 0 | 0 | 0 | 0 | 0 | 0 | 0 | 0 | 0 | 0 | 0 | 0 | 0 | 0 | 0 | 0 | 0 | 0 | 0 | 0 | 0 | 0 | 0 | 0 | 0 | 0 | 0 | 0 | 0 | 0 | 0 | 0 | 0 | 0 | 0 | 0 | 0 | 0 | 0 | 0 | 0 | 0 | 0 | 0 | 0 | 0 | 0 | 0 | 0 | 0 | 0 | 0 | 0 | 0 | 0 | 0 | 0 | 0 | 0 | 0 | 0 | 0 | 0 | 0 | 0 | 0 | 0 | 0 | 0 | 0 | 0 | 0 | 0 | 0 | 0 | 0 | 0 | 0 | 0 | 0 | 0 | 0 | 0 | 0 | 0 | 0 | 0 | 0 | 0 | 0 | 0 | 0 | 0 | 0 | 0 | 0 | 0 | 0 | 0 | 0 | 0 | 0 | 0 | 0 | 0 | 0 | 0 | 0 | 0 | 0 | 0 | 0 | 0 | 0 | 0 | 0 | 0 | 0 | 0 | 0 | 0 | 0 | 0 | 0 | 0 | 0 | 0 | 0 | 0 | 0 | 0 | 0 | 0 | 0 | 0 | 0 | 0 | 0 | 0 | 0 | 0 | 0 | 0 | 0 | 0 | 0 | 0 | 0 | 0 | 0 | 0 | 0 | 0 | 0 | 0 | 0 | 0 | 0 | 0 | 0 | 0 | 0 | 0 | 0 | 0 | 0 | 0 | 0 | 0 | 0 | 0 | 0 | 0 | 0 | 0 | 0 | 0 | 0 | 0 | 0 | 0 | 0 | 0 | 0 | 0 | 0 | 0 | 0 | 0 | 0 | 0 | 0 | 0 | 0 | 0 | 0 | 0 | 0 | 0 | 0 | 0 | 0 | 0 | 0 | 0 | 0 | 0 | 0 | 0 | 0 | 0 | 0 | 0 | 0 | 0 | 0 | 0 | 0 | 0 | 0 | 0 | 0 | 0 | 0 | 0 | 0 | 0 | 0 | 0 | 0 | 0 | 0 | 0 | 0 | 0 | 0 | 0 | 0 | 0 | 0 | 0 | 0 | 0 | 0 | 0 | 0 | 0 | 0 | 0 | 0 | 0 | 0 | 0 | 0 | 0 | 0 | 0 | 0 | 0 | 0 | 0 | 0 | 0 | 0 | 0 | 0 | 0 | 0 | 0 | 0 | 0 | 0 | 0 | 0 | 0 | 0 | 0 | 0 | 0 | 0 | 0 | 0 | 0 | 0 | 0 | 0 | 0 | 0 | 0 | 0 | 0 | 0 | 0 | 0 | 0 | 0 | 0 | 0 | 0 | 0 | 0 | 0 | 0 | 0 | 0 | 0 | 0 | 0 | 0 | 0 | 0 | 0 | 0 | 0 | 0 | 0 | 0 | 0 | 0 | 0 | 0 | 0 | 0 | 0 | 0 | 0 | 0 | 0 | 0 | 0 | 0 | 0 | 0 | 0 | 0 | 0 | 0 | 0 | 0 | 0 | 0 | 0 | 0 | 0 | 0 | 0 | 0 | 0 | 0 | 0 | 0 | 0 | 0 | 0 | 0 | 0 | 0 | 0 | 0 | 0 | 0 | 0 | 0 | 0 | 0 | 0 | 0 | 0 | 0 | 0 | 0 | 0 | 0 | 0 | 0 | 0 | 0 | 0 | 0 | 0 | 0 | 0 | 0 | 0 | 0 | 0 | 0 | 0 | 0 | 0 | 0 | 0 | 0 | 0 | 0 | 0 | 0 | 0 | 0 | 0 | 0 | 0 | 0 | 0 | 0 | 0 | 0 | 0 | 0 | 0 | 0 | 0 | 0 | 0 | 0 | 0 | 0 | 0 | 0 | 0 | 0 | 0 | 0 | 0 | 0 | 0 | 0 | 0 | 0 | 0 | 0 | 0 | 0 | 0 | 0 | 0 | 0 | 0 | 0 | 0 | 0 | 0 | 0 | 0 | 0 | 0 | 0 | 0 | 0 | 0 | 0 | 0 | 0 | 0 | 0 | 0 | 0 | 0 | 0 | 0 | 0 | 0 | 0 | 0 | 0 | 0 | 0 | 0 | 0 | 0 | 0 | 0 | 0 | 0 | 0 | 0 | 0 | 0 | 0 | 0 | 0 | 0 | 0 | 0 | 0 | 0 | 0 | 0 | 0 | 0 | 0 | 0 | 0 | 0 | 0 | 0 | 0 | 0 | 0 | 0 | 0 | 0 | 0 | 0 | 0 | 0 | 0 | 0 | 0 | 0 | 0 | 0 | 0 | 0 | 0 | 0 | 0 | 0 | 0 | 0 | 0 | 0 | 0 | 0 | 0 | 0 | 0 | 0 | 0 | 0 | 0 | 0 | 0 | 0 | 0 | 0 | 0 | 0 | 0 | 0 | 0 | 0 | 0 | 0 | 0 | 0 | 0 | 0 | 0 | 0 | 0 | 0 | 0 | 0 | 0 | 0 | 0 | 0 | 0 | 0 | 0 | 0 | 0 | 0 | 0 | 0 | 0 | 0 | 0 | 0 | 0 | 0 | 0 | 0 | 0 | 0 | 0 | 0 | 0 | 0 | 0 | 0 | 0 | 0 | 0 | 0 | 0 | 0 | 0 | 0 | 0 | 0 | 0 | 0 | 0 | 0 | 0 | 0 | 0 | 0 | 0 | 0 | 0 | 0 | 0 | 0 | 0 | 0 | 0 | 0 | 0 | 0 | 0 | 0 | 0 | 0 | 0 | 0 | 0 | 0 | 0 | 0 | 0 | 0 | 0 | 0 | 0 | 0 | 0 | 0 | 0 | 0 | 0 | 0 | 0 | 0 | 0 | 0 | 0 | 0 | 0 | 0 | 0 | 0 | 0 | 0 | 0 | 0 | 0 | 0 | 0 | 0 | 0 | 0 | 0 | 0 | 0 | 0 | 0 | 0 | 0 | 0 | 0 | 0 | 0 | 0 | 0 | 0 | 0 | 0 | 0 | 0 | 0 | 0 | 0 | 0 | 0 | 0 | 0 | 0 | 0 | 0 | 0 | 0 | 0 | 0 | 0 | 0 | 0 | 0 | 0 | 0 | 0 | 0 | 0 | 0 | 0 | 0 | 0 | 0 | 0 | 0 | 0 | 0 | 0 | 0 | 0 | 0 | 0 | 0 | 0 | 0 | 0 | 0 | 0 | 0 | 0 | 0 | 0 | 0 | 0 | 0 | 0 | 0 | 0 | 0 | 0 | 0 | 0 | 0 | 0 | 0 | 0 | 0 | 0 | 0 | 0 | 0 | 0 | 0 | 0 | 0 | 0 | 0 | 0 | 0 | 0 | 0 | 0 | 0 | 0 | 0 | 0 | 0 | 0 | 0 | 0 | 0 | 0 | 0 | 0 | 0 | 0 | 0 | 0 | 0 | 0 | 0 | 0 | 0 | 0 | 0 | 0 | 0 | 0 | 0 | 0 | 0 | 0 | 0 | 0 | 0 | 0 | 0 | 0 | 0 | 0 | 0 | 0 | 0 | 0 | 0 | 0 | 0 | 0 | 0 | 0 | 0 | 0 | 0 | 0 | 0 | 0 | 0 | 0 | 0 | 0 | 0 | 0 | 0 | 0 | 0 | 0 | 0 | 0 | 0 | 0 | 0 | 0 | 0 | 0 | 0 | 0 | 0 | 0 | 0 | 0 | 0 | 0 | 0 | 0 | 0 | 0 | 0 | 0 | 0 | 0 | 0 | 0 | 0 | 0 | 0 | 0 | 0 | 0 | 0 | 0 | 0 | 0 | 0 | 0 | 0 | 0 | 0 | 0 | 0 | 0 | 0 | 0 | 0 | 0 | 0 | 0 | 0 | 0 | 0 | 0 | 0 | 0 | 0 | 0 | 0 | 0 | 0 | 0 | 0 | 0 | 0 | 0 | 0 | 0 | 0 | 0 | 0 | 0 | 0 | 0 | 0 | 0 | 0 | 0 | 0 | 0 | 0 | 0 | 0 | 0 | 0 | 0 | 0 | 0 | 0 | 0 | 0 | 0 | 0 | 0 | 0 | 0 | 0 | 0 | 0 | 0 | 0 | 0 | 0 | 0 | 0 | 0 | 0 | 0 | 0 | 0 | 0 | 0 | 0 | 0 | 0 | 0 | 0 | 0 | 0 | 0 | 0 | 0 | 0 | 0 | 0 | 0 | 0 | 0 | 0 | 0 | 0 | 0 | 0 | 0 | 0 | 0 | 0 | 0 | 0 | 0 | 0 | 0 | 0 | 0 | 0 | 0 | 0 | 0 | 0 | 0 | 0 | 0 | 0 | 0 | 0 | 0 | 0 | 0 | 0 | 0 | 0 | 0 | 0 | 0 | 0 | 0 | 0 | 0 | 0 | 0 | 0 | 0 | 0 | 0 | 0 | 0 | 0 | 0 | 0 | 0 | 0 | 0 | 0 | 0 | 0 | 0 | 0 | 0 | 0 | 0 | 0 | 0 | 0 | 0 | 0 | 0 | 0 | 0 | 0 | 0 | 0 | 0 | 0 | 0 | 0 | 0 | 0 | 0 | 0 | 0 | 0 | 0 | 0 | 0 | 0 | 0 | 0 | 0 | 0 | 0 | 0 | 0 | 0 | 0 | 0 | 0 | 0 | 0 | 0 | 0 | 0 | 0 | 0 | 0 | 0 | 0 | 0 | 0 | 0 | 0 | 0 | 0 | 0 | 0 | 0 | 0 | 0 | 0 | 0 | 0 | 0 | 0 | 0 | 0 | 0 | 0 | 0 | 0 | 0 | 0 | 0 | 0 | 0 | 0 | 0 | 0 | 0 | 0 | 0 | 0 | 0 | 0 | 0 | 0 | 0 | 0 | 0 | 0 | 0 | 0 | 0 | 0 | 0 | 0 | 0 | 0 | 0 | 0 | 0 | 0 | 0 | 0 | 0 | 0 | 0 | 0 | 0 | 0 | 0 | 0 | 0 | 0 | 0 | 0 | 0 | 0 | 0 | 0 | 0 | 0 | 0 | 0 | 0 | 0 | 0 | 0 | 0 | 0 | 0 | 0 | 0 | 0 | 0 | 0 | 0 | 0 | 0 | 0 | 0 | 0 | 0 | 0 | 0 | 0 | 0 | 0 | 0 | 0 | 0 | 0 | 0 | 0 | 0 | 0 | 0 | 0 | 0 | 0 | 0 | 0 | 0 | 0 | 0 | 0 | 0 | 0 | 0 | 0 | 0 | 0 | 0 | 0 | 0 | 0 | 0 | 0 | 0 | 0 | 0 | 0 | 0 | 0 | 0 | 0 | 0 | 0 | 0 | 0 | 0 | 0 | 0 | 0 | 0 | 0 | 0 | 0 | 0 | 0 | 0 | 0 | 0 | 0 | 0 | 0 | 0 | 0 | 0 | 0 | 0 | 0 | 0 | 0 | 0 | 0 | 0 | 0 | 0 | 0 | 0 | 0 | 0 | 0 | 0 | 0 | 0 | 0 | 0 | 0 | 0 | 0 | 0 | 0 | 0 | 0 | 0 | 0 | 0 | 0 | 0 | 0 | 0 | 0 | 0 | 0 | 0 | 0 | 0 | 0 | 0 | 0 | 0 | 0 | 0 | 0 | 0 | 0 | 0 | 0 | 0 | 0 | 0 | 0 | 0 | 0 | 0 | 0 | 0 | 0 | 0 | 0 | 0 | 0 | 0 | 0 | 0 | 0 | 0 | 0 | 0 | 0 | 0 | 0 | 0 | 0 | 0 | 0 | 0 | 0 | 0 | 0 | 0 | 0 | 0 | 0 | 0 | 0 | 0 | 0 | 0 | 0 | 0 | 0 | 0 | 0 | 0 | 0 | 0 | 0 | 0 | 0 | 0 | 0 | 0 | 0 | 0 | 0 | 0 | 0 | 0 | 0 | 0 | 0 | 0 | 0 | 0 | 0 | 0 | 0 | 0 | 0 | 0 | 0 | 0 | 0 | 0 | 0 | 0 | 0 | 0 | 0 | 0 | 0 | 0 | 0 | 0 | 0 | 0 | 0 | 0 | 0 | 0 | 0 | 0 | 0 | 0 | 0 | 0 | 0 | 0 | 0 | 0 | 0 | 0 | 0 | 0 | 0 | 0 | 0 | 0 | 0 | 0 | 0 | 0 | 0 | 0 | 0 | 0 | 0 | 0 | 0 | 0 | 0 | 0 | 0 | 0 | 0 | 0 | 0 | 0 | 0 | 0 | 0 | 0 | 0 | 0 | 0 | 0 | 0 | 0 | 0 | 0 | 0 | 0 | 0 | 0 | 0 | 0 | 0 | 0 | 0 | 0 | 0 | 0 | 0 | 0 | 0 | 0 | 0 | 0 | 0 | 0 | 0 | 0 | 0 | 0 | 0 | 0 | 0 | 0 | 0 | 0 | 0 | 0 | 0 | 0 | 0 | 0 | 0 | 0 | 0 | 0 | 0 | 0 | 0 | 0 | 0 | 0 | 0 | 0 | 0 | 0 | 0 | 0 | 0 | 0 | 0 | 0 | 0 | 0 | 0 | 0 | 0 | 0 | 0 | 0 | 0 | 0 | 0 | 0 | 0 | 0 | 0 | 0 | 0 | 0 | 0 | 0 | 0 | 0 | 0 | 0 | 0 | 0 | 0 | 0 | 0 | 0 | 0 | 0 | 0 | 0 | 0 | 0 | 0 | 0 | 0 | 0 | 0 | 0 | 0 | 0 | 0 | 0 | 0 | 0 | 0 | 0 | 0 | 0 | 0 | 0 | 0 | 0 | 0 | 0 | 0 | 0 | 0 | 0 | 0 | 0 | 0 | 0 | 0 | 0 | 0 | 0 | 0 | 0 | 0 | 0 | 0 | 0 | 0 | 0 | 0 | 0 | 0 | 0 | 0 | 0 | 0 | 0 | 0 | 0 | 0 | 0 | 0 | 0 | 0 | 0 | 0 | 0 | 0 | 0 | 0 | 0 | 0 | 0 | 0 | 0 | 0 | 0 | 0 | 0 | 0 | 0 | 0 | 0 | 0 | 0 | 0 | 0 | 0 | 0 | 0 | 0 | 0 | 0 | 0 | 0 | 0 | 0 | 0 | 0 | 0 | 0 | 0 | 0 | 0 | 0 | 0 | 0 | 0 | 0 | 0 | 0 | 0 | 0 | 0 | 0 | 0 | 0 | 0 | 0 | 0 | 0 | 0 | 0 | 0 | 0 | 0 | 0 | 0 | 0 | 0 | 0 | 0 | 0 | 0 | 0 | 0 | 0 | 0 | 0 | 0 | 0 | 0 | 0 | 0 | 0 | 0 | 0 | 0 | 0 | 0 | 0 | 0 | 0 | 0 | 0 | 0 | 0 | 0 | 0 | 0 | 0 | 0 | 0 | 0 | 0 | 0 | 0 | 0 | 0 | 0 | 0 | 0 | 0 | 0 | 0 | 0 | 0 | 0 | 0 | 0 | 0 | 0 | 0 | 0 | 0 | 0 | 0 | 0 | 0 | 0 | 0 | 0 | 0 | 0 | 0 | 0 | 0 | 0 | 0 | 0 | 0 | 0 | 0 | 0 | 0 | 0 | 0 | 0 | 0 | 0 | 0 | 0 | 0 | 0 | 0 | 0 | 0 | 0 | 0 | 0 | 0 | 0 | 0 | 0 | 0 | 0 | 0 | 0 | 0 | 0 | 0 | 0 | 0 | 0 | 0 | 0 | 0 | 0 | 0 | 0 | 0 | 0 | 0 | 0 | 0 | 0 | 0 | 0 | 0 | 0 | 0 | 0 | 0 | 0 | 0 | 0 | 0 | 0 | 0 | 0 | 0 | 0 | 0 | 0 | 0 | 0 | 0 | 0 | 0 | 0 | 0 | 0 | 0 | 0 | 0 | 0 | 0 | 0 | 0 | 0 | 0 | 0 | 0 | 0 | 0 | 0 | 0 | 0 | 0 | 0 | 0 | 0 | 0 | 0 | 0 | 0 | 0 | 0 | 0 | 0 | 0 | 0 | 0 | 0 | 0 | 0 | 0 | 0 | 0 | 0 | 0 | 0 | 0 | 0 | 0 | 0 | 0 | 0 | 0 | 0 | 0 | 0 | 0 | 0 | 0 | 0 | 0 | 0 | 0 | 0 | 0 | 0 | 0 | 0 | 0 | 0 | 0 | 0 | 0 | 0 | 0 | 0 | 0 | 0 | 0 | 0 | 0 | 0 | 0 | 0 | 0 | 0 | 0 | 0 | 0 | 0 | 0 | 0 | 0 | 0 | 0 | 0 | 0 | 0 | 0 | 0 | 0 | 0 | 0 | 0 | 0 | 0 | 0 | 0 | 0 | 0 | 0 | 0 | 0 | 0 | 0 | 0 | 0 | 0 | 0 | 0 | 0 | 0 | 0 | 0 | 0 | 0 | 0 | 0 | 0 | 0 | 0 | 0 | 0 | 0 | 0 | 0 | 0 | 0 | 0 | 0 | 0 | 0 | 0 | 0 | 0 | 0 | 0 | 0 | 0 | 0 | 0 | 0 | 0 | 0 | 0 | 0 | 0 | 0 | 0 | 0 | 0 | 0 | 0 | 0 | 0 | 0 | 0 | 0 | 0 | 0 | 0 | 0 | 0 | 0 | 0 | 0 | 0 | 0 | 0 | 0 | 0 | 0 | 0 | 0 | 0 | 0 | 0 | 0 | 0 | 0 | 0 | 0 | 0 | 0 | 0 | 0 | 0 | 0 | 0 | 0 | 0 | 0 | 0 | 0 | 0 | 0 | 0 | 0 | 0 | 0 | 0 | 0 | 0 | 0 | 0 | 0 | 0 | 0 | 0 | 0 | 0 | 0 | 0 | 0 | 0 | 0 | 0 | 0 | 0 | 0 | 0 | 0 | 0 | 0 | 0 | 0 | 0 | 0 | 0 | 0 | 0 | 0 | 0 | 0 | 0 | 0 | 0 | 0 | 0 | 0 | 0 | 0 | 0 | 0 | 0 | 0 | 0 | 0 | 0 | 0 | 0 | 0 | 0 | 0 | 0 | 0 | 0 | 0 | 0 | 0 | 0 | 0 | 0 | 0 | 0 | 0 | 0 | 0 | 0 | 0 | 0 | 0 | 0 | 0 | 0 | 0 | 0 | 0 | 0 | 0 | 0 | 0 | 0 | 0 | 0 | 0 | 0 | 0 | 0 | 0 | 0 | 0 | 0 | 0 | 0 | 0 | 0 | 0 | 0 | 0 | 0 | 0 | 0 | 0 | 0 | 0 | 0 | 0 | 0 | 0 | 0 | 0 | 0 | 0 | 0 | 0 | 0 | 0 | 0 | 0 | 0 | 0 | 0 | 0 | 0 | 0 | 0 | 0 | 0 | 0 | 0 | 0 | 0 | 0 | 0 | 0 | 0 | 0 | 0 | 0 | 0 | 0 | 0 | 0 | 0 | 0 | 0 | 0 | 0 | 0 | 0 | 0 | 0 | 0 | 0 | 0 | 0 | 0 | 0 | 0 | 0 | 0 | 0 | 0 | 0 | 0 | 0 | 0 | 0 | 0 | 0 | 0 | 0 | 0 | 0 | 0 | 0 | 0 | 0 | 0 | 0 | 0 | 0 | 0 | 0 | 0 | 0 | 0 | 0 | 0 | 0 | 0 | 0 | 0 | 0 | 0 | 0 | 0 | 0 | 0 | 0 | 0 | 0 | 0 | 0 | 0 | 0 | 0 | 0 | 0 | 0 | 0 | 0 | 0 | 0 | 0 | 0 | 0 | 0 | 0 | 0 | 0 | 0 | 0 | 0 | 0 | 0 | 0 | 0 | 0 | 0 | 0 | 0 | 0 | 0 | 0 | 0 | 0 | 0 | 0 | 0 | 0 | 0 | 0 | 0 | 0 | 0 | 0 | 0 | 0 | 0 | 0 | 0 | 0 | 0 | 0 | 0 | 0 | 0 | 0 | 0 | 0 | 0 | 0 | 0 | 0 | 0 | 0 | 0 | 0 | 0 | 0 | 0 | 0 | 0 | 0 | 0 | 0 | 0 | 0 | 0 | 0 | 0 | 0 | 0 | 0 | 0 | 0 | 0 | 0 | 0 | 0 | 0 | 0 | 0 | 0 | 0 | 0 | 0 | 0 | 0 | 0 | 0 | 0 | 0 | 0 | 0 | 0 | 0 | 0 | 0 | 0 | 0 | 0 | 0 | 0 | 0 | 0 | 0 | 0 | 0 | 0 | 0 | 0 | 0 | 0 | 0 | 0 | 0 | 0 | 0 | 0 | 0 | 0 | 0 | 0 | 0 | 0 | 0 | 0 | 0 | 0 | 0 | 0 | 0 | 0 | 0 | 0 | 0 | 0 | 0 | 0 | 0 | 0 | 0 | 0 | 0 | 0 | 0 | 0 | 0 | 0 | 0 | 0 | 0 | 0 | 0 | 0 | 0 | 0 | 0 | 0 | 0 | 0 | 0 | 0 | 0 | 0 | 0 | 0 | 0 | 0 | 0 | 0 | 0 | 0 | 0 | 0 | 0 | 0 | 0 | 0 | 0 | 0 | 0 | 0 | 0 | 0 | 0 | 0 | 0 | 0 | 0 | 0 | 0 | 0 | 0 | 0 | 0 | 0 | 0 | 0 | 0 | 0 | 0 | 0 | 0 | 0 | 0 | 0 | 0 | 0 | 0 | 0 | 0 | 0 | 0 | 0 | 0 | 0 | 0 | 0 | 0 | 0 | 0 | 0 | 0 | 0 | 0 | 0 | 0 | 0 | 0 | 0 | 0 | 0 | 0 | 0 | 0 | 0 | 0 | 0 | 0 | 0 | 0 | 0 | 0 | 0 | 0 | 0 | 0 | 0 | 0 | 0 | 0 | 0 | 0 | 0 | 0 | 0 | 0 | 0 | 0 | 0 | 0 | 0 | 0 | 0 | 0 | 0 | 0 | 0 | 0 | 0 | 0 | 0 | 0 | 0 | 0 | 0 | 0 | 0 | 0 | 0 | 0 | 0 | 0 | 0 | 0 | 0 | 0 | 0 | 0 | 0 | 0 | 0 | 0 | 0 | 0 | 0 | 0 | 0 | 0 | 0 | 0 | 0 | 0 | 0 | 0 | 0 | 0 | 0 | 0 | 0 | 0 | 0 | 0 | 0 | 0 | 0 | 0 | 0 | 0 | 0 | 0 | 0 | 0 | 0 | 0 | 0 | 0 | 0 | 0 | 0 | 0 | 0 | 0 | 0 | 0 | 0 | 0 | 0 | 0 | 0 | 0 | 0 | 0 | 0 | 0 | 0 | 0 | 0 | 0 | 0 | 0 | 0 | 0 | 0 | 0 | 0 | 0 | 0 | 0 | 0 | 0 | 0 | 0 | 0 | 0 | 0 | 0 | 0 | 0 | 0 | 0 | 0 | 0 | 0 | 0 | 0 | 0 | 0 | 0 | 0 | 0 | 0 | 0 | 0 | 0 | 0 | 0 | 0 | 0 | 0 | 0 | 0 | 0 | 0 | 0 | 0 | 0 | 0 | 0 | 0 | 0 | 0 | 0 | 0 | 0 | 0 | 0 | 0 | 0 | 0 | 0 | 0 | 0 | 0 | 0 | 0 | 0 | 0 | 0 | 0 | 0 | 0 | 0 | 0 | 0 | 0 | 0 | 0 | 0 | 0 | 0 | 0 | 0 | 0 | 0 | 0 | 0 | 0 | 0 | 0 | 0 | 0 | 0 | 0 | 0 | 0 | 0 | 0 | 0 | 0 | 0 | 0 | 0 | 0 | 0 | 0 | 0 | 0 | 0 | 0 | 0 | 0 | 0 | 0 | 0 | 0 | 0 | 0 | 0 | 0 | 0 | 0 | 0 | 0 | 0 | 0 | 0 | 0 | 0 | 0 | 0 | 0 | 0 | 0 | 0 | 0 | 0 | 0 | 0 | 0 | 0 | 0 | 0 | 0 | 0 | 0 | 0 | 0 | 0 | 0 | 0 | 0 | 0 | 0 | 0 | 0 | 0 | 0 | 0 | 0 | 0 | 0 | 0 | 0 | 0 | 0 | 0 | 0 | 0 | 0 | 0 | 0 | 0 | 0 | 0 | 0 | 0 | 0 | 0 | 0 | 0 | 0 | 0 | 0 | 0 | 0 | 0 | 0 | 0 | 0 | 0 | 0 | 0 | 0 | 0 | 0 | 0 | 0 | 0 | 0 | 0 | 0 | 0 | 0 | 0 | 0 | 0 | 0 | 0 | 0 | 0 | 0 | 0 | 0 | 0 | 0 | 0 | 0 | 0 | 0 | 0 | 0 | 0 | 0 | 0 | 0 | 0 | 0 | 0 | 0 | 0 | 0 | 0 | 0 | 0 | 0 | 0 | 0 | 0 | 0 | 0 | 0 | 0 | 0 | 0 | 0 | 0 | 0 | 0 | 0 | 0 | 0 | 0 | 0 | 0 | 0 | 0 | 0 | 0 | 0 | 0 | 0 | 0 | 0 | 0 | 0 | 0 | 0 | 0 | 0 | 0 | 0 | 0 | 0 | 0 | 0 | 0 | 0 | 0 | 0 | 0 | 0 | 0 | 0 | 0 | 0 | 0 | 0 | 0 | 0 | 0 | 0 | 0 | 0 | 0 | 0 | 0 | 0 | 0 | 0 | 0 | 0 | 0 | 0 | 0 | 0 | 0 | 0 | 0 | 0 | 0 | 0 | 0 | 0 | 0 | 0 | 0 | 0 | 0 | 0 | 0 | 0 | 0 | 0 | 0 | 0 | 0 | 0 | 0 | 0 | 0 | 0 | 0 | 0 | 0 | 0 | 0 | 0 | 0 | 0 | 0 | 0 | 0 | 0 | 0 | 0 | 0 | 0 | 0 | 0 | 0 | 0 | 0 | 0 | 0 | 0 | 0 | 0 | 0 | 0 | 0 | 0 | 0 | 0 | 0 | 0 | 0 | 0 | 0 | 0 | 0 | 0 | 0 | 0 | 0 | 0 | 0 | 0 | 0 | 0 | 0 | 0 | 0 | 0 | 0 | 0 | 0 | 0 | 0 | 0 | 0 | 0 | 0 | 0 | 0 | 0 | 0 | 0 | 0 | 0 | 0 | 0 | 0 | 0 | 0 | 0 | 0 | 0 | 0 | 0 | 0 | 0 | 0 | 0 | 0 | 0 | 0 | 0 | 0 | 0 | 0 | 0 | 0 | 0 | 0 | 0 | 0 | 0 | 0 | 0 | 0 | 0 | 0 | 0 | 0 | 0 | 0 | 0 | 0 | 0 | 0 | 0 | 0 | 0 | 0 | 0 | 0 | 0 | 0 | 0 | 0 | 0 | 0 | 0 | 0 | 0 | 0 | 0 | 0 | 0 | 0 | 0 | 0 | 0 | 0 | 0 | 0 | 0 | 0 | 0 | 0 | 0 | 0 | 0 | 0 | 0 | 0 | 0 | 0 | 0 | 0 | 0 | 0 | 0 | 0 | 0 | 0 | 0 | 0 | 0 | 0 | 0 | 0 | 0 | 0 | 0 | 0 | 0 | 0 | 0 | 0 | 0 | 0 | 0 | 0 | 0 | 0 | 0 | 0 | 0 | 0 | 0 | 0 | 0 | 0 | 0 | 0 | 0 | 0 | 0 | 0 | 0 | 0 | 0 | 0 | 0 | 0 | 0 | 0 | 0 | 0 | 0 | 0 | 0 | 0 | 0 | 0 | 0 | 0 | 0 | 0 | 0 | 0 | 0 | 0 | 0 | 0 | 0 | 0 | 0 | 0 | 0 | 0 | 0 | 0 | 0 | 0 | 0 | 0 | 0 | 0 | 0 | 0 | 0 | 0 | 0 | 0 | 0 | 0 | 0 | 0 | 0 | 0 | 0 | 0 | 0 | 0 | 0 | 0 | 0 | 0 | 0 | 0 | 0 | 0 | 0 | 0 | 0 | 0 | 0 | 0 | 0 | 0 | 0 | 0 | 0 | 0 | 0 | 0 | 0 | 0 | 0 | 0 | 0 | 0 | 0 | 0 | 0 | 0 | 0 | 0 | 0 | 0 | 0 | 0 | 0 | 0 | 0 | 0 | 0 | 0 | 0 | 0 | 0 | 0 | 0 | 0 | 0 | 0 | 0 | 0 | 0 | 0 | 0 | 0 | 0 | 0 | 0 | 0 | 0 | 0 | 0 | 0 | 0 | 0 | 0 | 0 | 0 | 0 | 0 | 0 | 0 | 0 | 0 | 0 | 0 | 0 | 0 | 0 | 0 | 0 | 0 | 0 | 0 | 0 | 0 | 0 | 0 | 0 | 0 | 0 | 0 | 0 | 0 | 0 | 0 | 0 | 0 | 0 | 0 | 0 | 0 | 0 | 0 | 0 | 0 | 0 | 0 | 0 | 0 | 0 | 0 | 0 | 0 | 0 | 0 | 0 | 0 | 0 | 0 | 0 | 0 | 0 | 0 | 0 | 0 | 0 | 0 | 0 | 0 | 0 | 0 | 0 | 0 | 0 | 0 | 0 | 0 | 0 | 0 | 0 | 0 | 0 | 0 | 0 | 0 | 0 | 0 | 0 | 0 | 0 | 0 | 0 | 0 | 0 | 0 | 0 | 0 | 0 | 0 | 0 | 0 | 0 | 0 | 0 | 0 | 0 | 0 | 0 | 0 | 0 | 0 | 0 | 0 | 0 | 0 | 0 | 0 | 0 | 0 | 0 | 0 | 0 | 0 | 0 | 0 | 0 | 0 | 0 | 0 | 0 | 0 | 0 | 0 | 0 | 0 | 0 | 0 | 0 | 0 | 0 | 0 | 0 | 0 | 0 | 0 | 0 | 0 | 0 | 0 | 0 | 0 | 0 | 0 | 0 | 0 | 0 | 0 | 0 | 0 | 0 | 0 | 0 | 0 | 0 | 0 | 0 | 0 | 0 | 0 | 0 | 0 | 0 | 0 | 0 | 0 | 0 | 0 | 0 | 0 | 0 | 0 | 0 | 0 | 0 | 0 | 0 | 0 | 0 | 0 | 0 | 0 | 0 | 0 | 0 | 0 | 0 | 0 | 0 | 0 | 0 | 0 | 0 | 0 | 0 | 0 | 0 | 0 | 0 | 0 | 0 | 0 | 0 | 0 | 0 | 0 | 0 | 0 | 0 | 0 | 0 | 0 | 0 | 0 | 0 | 0 | 0 | 0 | 0 | 0 | 0 | 0 | 0 | 0 | 0 | 0 | 0 | 0 | 0 | 0 | 0 | 0 | 0 | 0 | 0 | 0 | 0 | 0 | 0 | 0 | 0 | 0 | 0 | 0 | 0 | 0 | 0 | 0 | 0 | 0 | 0 | 0 | 0 | 0 | 0 | 0 | 0 | 0 | 0 | 0 | 0 | 0 | 0 | 0 | 0 | 0 | 0 | 0 | 0 | 0 | 0 | 0 | 0 | 0 | 0 | 0 | 0 | 0 | 0 | 0 | 0 | 0 | 0 | 0 | 0 | 0 | 0 | 0 | 0 | 0 | 0 | 0 | 0 | 0 | 0 | 0 | 0 | 0 | 0 | 0 | 0 | 0 | 0 | 0 | 0 | 0 | 0 | 0 | 0 | 0 | 0 | 0 | 0 | 0 | 0 | 0 | 0 | 0 | 0 | 0 | 0 | 0 | 0 | 0 | 0 | 0 | 0 | 0 | 0 | 0 | 0 | 0 | 0 | 0 | 0 | 0 | 0 | 0 | 0 | 0 | 0 | 0 | 0 | 0 | 0 | 0 | 0 | 0 | 0 | 0 | 0 | 0 | 0 | 0 | 0 | 0 | 0 | 0 | 0 | 0 | 0 | 0 | 0 | 0 | 0 | 0 | 0 | 0 | 0 | 0 | 0 | 0 | 0 | 0 | 0 | 0 | 0 | 0 | 0 | 0 | 0 | 0 | 0 | 0 | 0 | 0 | 0 | 0 | 0 | 0 | 0 | 0 | 0 | 0 | 0 | 0 | 0 | 0 | 0 | 0 | 0 | 0 | 0 | 0 | 0 | 0 | 0 | 0 | 0 | 0 | 0 | 0 | 0 | 0 | 0 | 0 | 0 | 0 | 0 | 0 | 0 | 0 | 0 | 0 | 0 | 0 | 0 | 0 | 0 | 0 | 0 | 0 | 0 | 0 | 0 | 0 | 0 | 0 | 0 | 0 | 0 | 0 | 0 | 0 | 0 | 0 | 0 | 0 | 0 | 0 | 0 | 0 | 0 | 0 | 0 | 0 | 0 | 0 | 0 | 0 | 0 | 0 | 0 | 0 | 0 | 0 | 0 | 0 | 0 | 0 | 0 | 0 | 0 | 0 | 0 | 0 | 0 | 0 | 0 | 0 | 0 | 0 | 0 | 0 | 0 | 0 | 0 | 0 | 0 | 0 | 0 | 0 | 0 | 0 | 0 | 0 | 0 | 0 | 0 | 0 | 0 | 0 | 0 | 0 | 0 | 0 | 0 | 0 | 0 | 0 | 0 | 0 | 0 | 0 | 0 | 0 | 0 | 0 | 0 | 0 | 0 | 0 | 0 | 0 | 0 | 0 | 0 | 0 | 0 | 0 | 0 | 0 | 0 | 0 | 0 | 0 | 0 | 0 | 0 | 0 | 0 | 0 | 0 | 0 | 0 | 0 | 0 | 0 | 0 | 0 | 0 | 0 | 0 | 0 | 0 | 0 | 0 | 0 | 0 | 0 | 0 | 0 | 0 | 0 | 0 | 0 | 0 | 0 | 0 | 0 | 0 | 0 | 0 | 0 | 0 | 0 | 0 | 0 | 0 | 0 | 0 | 0 | 0 | 0 | 0 | 0 | 0 | 0 | 0 | 0 | 0 | 0 | 0 | 0 | 0 | 0 | 0 | 0 | 0 | 0 | 0 | 0 | 0 | 0 | 0 | 0 | 0 | 0 | 0 | 0 | 0 | 0 | 0 | 0 | 0 | 0 | 0 | 0 | 0 | 0 | 0 | 0 | 0 | 0 | 0 | 0 | 0 | 0 | 0 | 0 | 0 | 0 | 0 | 0 | 0 | 0 | 0 | 0 | 0 | 0 | 0 | 0 | 0 | 0 | 0 | 0 | 0 | 0 | 0 | 0 | 0 | 0 | 0 | 0 | 0 | 0 | 0 | 0 | 0 | 0 | 0 | 0 | 0 | 0 | 0 | 0 | 0 | 0 | 0 | 0 | 0 | 0 | 0 | 0 | 0 | 0 | 0 | 0 | 0 | 0 | 0 | 0 | 0 | 0 | 0 | 0 | 0 | 0 | 0 | 0 | 0 | 0 | 0 | 0 | 0 | 0 | 0 | 0 | 0 | 0 | 0 | 0 | 0 | 0 | 0 | 0 | 0 | 0 | 0 | 0 | 0 | 0 | 0 | 0 | 0 | 0 | 0 | 0 | 0 | 0 | 0 | 0 | 0 | 0 | 0 | 0 | 0 | 0 | 0 | 0 | 0 | 0 | 0 | 0 | 0 | 0 | 0 | 0 | 0 | 0 | 0 | 0 | 0 | 0 | 0 | 0 | 0 | 0 | 0 | 0 | 0 | 0 | 0 | 0 | 0 | 0 | 0 | 0 | 0 | 0 | 0 | 0 | 0 | 0 | 0 | 0 | 0 | 0 | 0 | 0 | 0 | 0 | 0 | 0 | 0 | 0 | 0 | 0 | 0 | 0 | 0 | 0 | 0 | 0 | 0 | 0 | 0 | 0 | 0 | 0 | 0 | 0 | 0 | 0 | 0 | 0 | 0 | 0 | 0 | 0 | 0 | 0 | 0 | 0 | 0 | 0 | 0 | 0 | 0 | 0 | 0 | 0 | 0 | 0 | 0 | 0 | 0 | 0 | 0 | 0 | 0 | 0 | 0 | 0 | 0 | 0 | 0 | 0 | 0 | 0 | 0 | 0 | 0 | 0 | 0 | 0 | 0 | 0 | 0 | 0 | 0 | 0 | 0 | 0 | 0 | 0 | 0 | 0 | 0 | 0 | 0 | 0 | 0 | 0 | 0 | 0 | 0 | 0 | 0 | 0 | 0 | 0 | 0 | 0 | 0 | 0 | 0 | 0 | 0 | 0 | 0 | 0 | 0 | 0 | 0 | 0 | 0 | 0 | 0 | 0 | 0 | 0 | 0 | 0 | 0 | 0 | 0 | 0 | 0 | 0 | 0 | 0 | 0 | 0 | 0 | 0 | 0 | 0 | 0 | 0 | 0 | 0 | 0 | 0 | 0 | 0 | 0 | 0 | 0 | 0 | 0 | 0 | 0 | 0 | 0 | 0 | 0 | 0 | 0 | 0 | 0 | 0 | 0 | 0 | 0 | 0 | 0 | 0 | 0 | 0 | 0 | 0 | 0 | 0 | 0 | 0 | 0 | 0 | 0 | 0 | 0 | 0 | 0 | 0 | 0 | 0 | 0 | 0 | 0 | 0 | 0 | 0 | 0 | 0 | 0 | 0 | 0 | 0 | 0 | 0 | 0 | 0 | 0 | 0 | 0 | 0 | 0 | 0 | 0 | 0 | 0 | 0 | 0 | 0 | 0 | 0 | 0 | 0 | 0 | 0 | 0 | 0 | 0 | 0 | 0 | 0 | 0 | 0 | 0 | 0 | 0 | 0 | 0 | 0 | 0 | 0 | 0 | 0 | 0 | 0 | 0 | 0 | 0 | 0 | 0 | 0 | 0 | 0 | 0 | 0 | 0 | 0 | 0 | 0 | 0 | 0 | 0 | 0 | 0 | 0 | 0 | 0 | 0 | 0 | 0 | 0 | 0 | 0 | 0 | 0 | 0 | 0 | 0 | 0 | 0 | 0 | 0 | 0 | 0 | 0 | 0 | 0 | 0 | 0 | 0 | 0 | 0 | 0 | 0 | 0 | 0 | 0 | 0 | 0 | 0 | 0 | 0 | 0 | 0 | 0 | 0 | 0 | 0 | 0 | 0 | 0 | 0 | 0 | 0 | 0 | 0 | 0 | 0 | 0 | 0 | 0 | 0 | 0 | 0 | 0 | 0 | 0 | 0 | 0 | 0 | 0 | 0 | 0 | 0 | 0 | 0 | 0 | 0 | 0 | 0 | 0 | 0 | 0 | 0 | 0 | 0 | 0 | 0 | 0 | 0 | 0 | 0 | 0 | 0 | 0 | 0 | 0 | 0 | 0 | 0 | 0 | 0 | 0 | 0 | 0 | 0 | 0 | 0 | 0 | 0 | 0 | 0 | 0 | 0 | 0 | 0 | 0 | 0 | 0 | 0 | 0 | 0 | 0 | 0 | 0 | 0 | 0 | 0 | 0 | 0 | 0 | 0 | 0 | 0 | 0 | 0 | 0 | 0 | 0 | 0 | 0 | 0 | 0 | 0 | 0 | 0 | 0 | 0 | 0 | 0 | 0 | 0 | 0 | 0 | 0 | 0 | 0 | 0 | 0 | 0 | 0 | 0 | 0 | 0 | 0 | 0 | 0 | 0 | 0 | 0 | 0 | 0 | 0 | 0 | 0 | 0 | 0 | 0 | 0 | 0 | 0 | 0 | 0 | 0 | 0 | 0 | 0 | 0 | 0 | 0 | 0 | 0 | 0 | 0 | 0 | 0 | 0 | 0 | 0 | 0 | 0 | 0 | 0 | 0 | 0 | 0 | 0 | 0 | 0 | 0 | 0 | 0 | 0 | 0 | 0 | 0 | 0 | 0 | 0 | 0 | 0 | 0 | 0 | 0 | 0 | 0 | 0 | 0 | 0 | 0 | 0 | 0 | 0 | 0 | 0 | 0 | 0 | 0 | 0 | 0 | 0 | 0 | 0 | 0 | 0 | 0 | 0 | 0 | 0 | 0 | 0 | 0 | 0 | 0 | 0 | 0 | 0 | 0 | 0 | 0 | 0 | 0 | 0 | 0 | 0 | 0 | 0 | 0 | 0 | 0 | 0 | 0 | 0 | 0 | 0 | 0 | 0 | 0 | 0 | 0 | 0 | 0 | 0 | 0 | 0 | 0 | 0 | 0 | 0 | 0 | 0 | 0 | 0 | 0 | 0 | 0 | 0 | 0 | 0 | 0 | 0 | 0 | 0 | 0 | 0 | 0 | 0 | 0 | 0 | 0 | 0 | 0 | 0 | 0 | 0 | 0 | 0 | 0 | 0 | 0 | 0 | 0 | 0 | 0 | 0 | 0 | 0 | 0 | 0 | 0 | 0 | 0 | 0 | 0 | 0 | 0 | 0 | 0 | 0 | 0 | 0 | 0 | 0 | 0 | 0 | 0 | 0 | 0 | 0 | 0 | 0 | 0 | 0 | 0 | 0 | 0 | 0 | 0 | 0 | 0 | 0 | 0 | 0 | 0 | 0 | 0 | 0 | 0 | 0 | 0 | 0 | 0 | 0 | 0 | 0 | 0 | 0 | 0 | 0 | 0 | 0 | 0 | 0 | 0 | 0 | 0 | 0 | 0 | 0 | 0 | 0 | 0 | 0 | 0 | 0 | 0 | 0 | 0 | 0 | 0 | 0 | 0 | 0 | 0 | 0 | 0 | 0 | 0 | 0 | 0 | 0 | 0 | 0 | 0 | 0 | 0 | 0 | 0 | 0 | 0 | 0 | 0 | 0 | 0 | 0 | 0 | 0 | 0 | 0 | 0 | 0 | 0 | 0 | 0 | 0 | 0 | 0 | 0 | 0 | 0 | 0 | 0 | 0 | 0 | 0 | 0 | 0 | 0 | 0 | 0 | 0 | 0 | 0 | 0 | 0 | 0 | 0 | 0 | 0 | 0 | 0 | 0 | 0 | 0 | 0 | 0 | 0 | 0 | 0 | 0 | 0 | 0 | 0 | 0 | 0 | 0 | 0 | 0 | 0 | 0 | 0 | 0 | 0 | 0 | 0 | 0 | 0 | 0 | 0 | 0 | 0 | 0 | 0 | 0 | 0 | 0 | 0 | 0 | 0 | 0 | 0 | 0 | 0 | 0 | 0 | 0 | 0 | 0 | 0 | 0 | 0 | 0 | 0 | 0 | 0 | 0 | 0 | 0 | 0 | 0 | 0 | 0 | 0 | 0 | 0 | 0 | 0 | 0 | 0 | 0 | 0 | 0 | 0 | 0 | 0 | 0 | 0 | 0 | 0 | 0 | 0 | 0 | 0 | 0 | 0 | 0 | 0 | 0 | 0 | 0 | 0 | 0 | 0 | 0 | 0 | 0 | 0 | 0 | 0 | 0 | 0 | 0 | 0 | 0 | 0 | 0 | 0 | 0 | 0 | 0 | 0 | 0 | 0 | 0 | 0 | 0 | 0 | 0 | 0 | 0 | 0 | 0 | 0 | 0 | 0 | 0 | 0 | 0 | 0 | 0 | 0 | 0 | 0 | 0 | 0 | 0 | 0 | 0 | 0 | 0 | 0 | 0 | 0 | 0 | 0 | 0 | 0 | 0 | 0 | 0 | 0 | 0 | 0 | 0 | 0 | 0 | 0 | 0 | 0 | 0 | 0 | 0 | 0 | 0 | 0 | 0 | 0 | 0 | 0 | 0 | 0 | 0 | 0 | 0 | 0 | 0 | 0 | 0 | 0 | 0 | 0 | 0 | 0 | 0 | 0 | 0 | 0 | 0 | 0 | 0 | 0 | 0 | 0 | 0 | 0 | 0 | 0 | 0 | 0 | 0 | 0 | 0 | 0 | 0 | 0 | 0 | 0 | 0 | 0 | 0 | 0 | 0 | 0 | 0 | 0 | 0 | 0 | 0 | 0 | 0 | 0 | 0 | 0 | 0 | 0 | 0 | 0 | 0 | 0 | 0 | 0 | 0 | 0 | 0 | 0 | 0 | 0 | 0 | 0 | 0 | 0 | 0 | 0 | 0 | 0 | 0 | 0 | 0 | 0 | 0 | 0 | 0 | 0 | 0 | 0 | 0 | 0 | 0 | 0 | 0 | 0 | 0 | 0 | 0 | 0 | 0 | 0 | 0 | 0 | 0 | 0 | 0 | 0 | 0 | 0 | 0 | 0 | 0 | 0 | 0 | 0 | 0 | 0 | 0 | 0 | 0 | 0 | 0 | 0 | 0 | 0 | 0 | 0 | 0 | 0 | 0 | 0 | 0 | 0 | 0 | 0 | 0 | 0 | 0 | 0 | 0 | 0 | 0 | 0 | 0 | 0 | 0 | 0 | 0 | 0 | 0 | 0 | 0 | 0 | 0 | 0 | 0 | 0 | 0 | 0 | 0 | 0 | 0 | 0 | 0 | 0 | 0 | 0 | 0 | 0 | 0 | 0 | 0 | 0 | 0 | 0 | 0 | 0 | 0 | 0 | 0 | 0 | 0 | 0 | 0 | 0 | 0 | 0 | 0 | 0 | 0 | 0 | 0 | 0 | 0 | 0 | 0 | 0 | 0 | 0 | 0 | 0 | 0 | 0 | 0 | 0 | 0 | 0 | 0 | 0 | 0 | 0 | 0 | 0 | 0 | 0 | 0 | 0 | 0 | 0 | 0 | 0 | 0 | 0 | 0 | 0 | 0 | 0 | 0 | 0 | 0 | 0 | 0 | 0 | 0 | 0 | 0 | 0 | 0 | 0 | 0 | 0 | 0 | 0 | 0 | 0 | 0 | 0 | 0 | 0 | 0 | 0 | 0 | 0 | 0 | 0 | 0 | 0 | 0 | 0 | 0 | 0 | 0 | 0 | 0 | 0 | 0 | 0 | 0 | 0 | 0 | 0 | 0 | 0 | 0 | 0 | 0 | 0 | 0 | 0 | 0 | 0 | 0 | 0 | 0 | 0 | 0 | 0 | 0 | 0 | 0 | 0 | 0 | 0 | 0 | 0 | 0 | 0 | 0 | 0 | 0 | 0 | 0 | 0 | 0 | 0 | 0 | 0 | 0 | 0 | 0 | 0 | 0 | 0 | 0 | 0 | 0 | 0 | 0 | 0 | 0 | 0 | 0 | 0 | 0 | 0 | 0 | 0 | 0 | 0 | 0 | 0 | 0 | 0 | 0 | 0 | 0 | 0 | 0 | 0 | 0 | 0 | 0 | 0 | 0 | 0 | 0 | 0 | 0 | 0 | 0 | 0 | 0 | 0 | 0 | 0 | 0 | 0 | 0 | 0 | 0 | 0 | 0 | 0 | 0 | 0 | 0 | 0 | 0 | 0 | 0 | 0 | 0 | 0 | 0 | 0 | 0 | 0 | 0 | 0 | 0 | 0 | 0 | 0 | 0 | 0 | 0 | 0 | 0 | 0 | 0 | 0 | 0 | 0 | 0 | 0 | 0 | 0 | 0 | 0 | 0 | 0 | 0 | 0 | 0 | 0 | 0 | 0 | 0 | 0 | 0 | 0 | 0 | 0 | 0 | 0 | 0 | 0 | 0 | 0 | 0 | 0 | 0 | 0 | 0 | 0 | 0 | 0 | 0 | 0 | 0 | 0 | 0 | 0 | 0 | 0 | 0 | 0 | 0 | 0 | 0 | 0 | 0 | 0 | 0 | 0 | 0 | 0 | 0 | 0 | 0 | 0 | 0 | 0 | 0 | 0 | 0 | 0 | 0 | 0 | 0 | 0 | 0 | 0 | 0 | 0 | 0 | 0 | 0 | 0 | 0 | 0 | 0 | 0 | 0 | 0 | 0 | 0 | 0 | 0 | 0 | 0 | 0 | 0 | 0 | 0 | 0 | 0 | 0 | 0 | 0 | 0 | 0 | 0 | 0 | 0 | 0 | 0 | 0 | 0 | 0 | 0 | 0 | 0 | 0 | 0 | 0 | 0 | 0 | 0 | 0 | 0 | 0 | 0 | 0 | 0 | 0 | 0 | 0 | 0 | 0 | 0 | 0 | 0 | 0 | 0 | 0 | 0 | 0 | 0 | 0 | 0 | 0 | 0 | 0 | 0 | 0 | 0 | 0 | 0 | 0 | 0 | 0 | 0 | 0 | 0 | 0 | 0 | 0 | 0 | 0 | 0 | 0 | 0 | 0 | 0 | 0 | 0 | 0 | 0 | 0 | 0 | 0 | 0 | 0 | 0 | 0 | 0 | 0 | 0 | 0 | 0 | 0 | 0 | 0 | 0 | 0 | 0 | 0 | 0 | 0 | 0 | 0 | 0 | 0 | 0 | 0 | 0 | 0 | 0 | 0 | 0 | 0 | 0 | 0 | 0 | 0 | 0 | 0 | 0 | 0 | 0 | 0 | 0 | 0 | 0 | 0 | 0 | 0 | 0 | 0 | 0 | 0 | 0 | 0 | 0 | 0 | 0 | 0 | 0 | 0 | 0 | 0 | 0 | 0 | 0 | 0 | 0 | 0 | 0 | 0 | 0 | 0 | 0 | 0 | 0 | 0 | 0 | 0 | 0 | 0 | 0 | 0 | 0 | 0 | 0 | 0 | 0 | 0 | 0 | 0 | 0 | 0 | 0 | 0 | 0 | 0 | 0 | 0 | 0 | 0 | 0 | 0 | 0 | 0 | 0 | 0 | 0 | 0 | 0 | 0 | 0 | 0 | 0 | 0 | 0 | 0 | 0 | 0 | 0 | 0 | 0 | 0 | 0 | 0 | 0 | 0 | 0 | 0 | 0 | 0 | 0 | 0 | 0 | 0 | 0 | 0 | 0 | 0 | 0 | 0 | 0 | 0 | 0 | 0 | 0 | 0 | 0 | 0 | 0 | 0 | 0 | 0 | 0 | 0 | 0 | 0 | 0 | 0 | 0 | 0 | 0 | 0 | 0 | 0 | 0 | 0 | 0 | 0 | 0 | 0 | 0 | 0 | 0 | 0 | 0 | 0 | 0 | 0 | 0 | 0 | 0 | 0 | 0 | 0 | 0 | 0 | 0 | 0 | 0 | 0 | 0 | 0 | 0 | 0 | 0 | 0 | 0 | 0 | 0 | 0 | 0 | 0 | 0 | 0 | 0 | 0 | 0 | 0 | 0 | 0 | 0 | 0 | 0 | 0 | 0 | 0 | 0 | 0 | 0 | 0 | 0 | 0 | 0 | 0 | 0 | 0 | 0 | 0 | 0 | 0 | 0 | 0 | 0 | 0 | 0 | 0 | 0 | 0 | 0 | 0 | 0 | 0 | 0 | 0 | 0 | 0 | 0 | 0 | 0 | 0 | 0 | 0 | 0 | 0 | 0 | 0 | 0 | 0 | 0 | 0 | 0 | 0 | 0 | 0 | 0 | 0 | 0 | 0 | 0 | 0 | 0 | 0 | 0 | 0 | 0 | 0 | 0 | 0 | 0 | 0 | 0 | 0 | 0 | 0 | 0 | 0 | 0 | 0 | 0 | 0 | 0 | 0 | 0 | 0 | 0 | 0 | 0 | 0 | 0 | 0 | 0 | 0 | 0 | 0 | 0 | 0 | 0 | 0 | 0 | 0 | 0 | 0 | 0 | 0 | 0 | 0 | 0 | 0 | 0 | 0 | 0 | 0 | 0 | 0 | 0 | 0 | 0 | 0 | 0 | 0 | 0 | 0 | 0 | 0 | 0 | 0 | 0 | 0 | 0 | 0 | 0 | 0 | 0 | 0 | 0 | 0 | 0 | 0 | 0 | 0 | 0 | 0 | 0 | 0 | 0 | 0 | 0 | 0 | 0 | 0 | 0 | 0 | 0 | 0 | 0 | 0 | 0 | 0 | 0 | 0 | 0 | 0 | 0 | 0 | 0 | 0 | 0 | 0 | 0 | 0 | 0 | 0 | 0 | 0 | 0 | 0 | 0 | 0 | 0 | 0 | 0 | 0 | 0 | 0 | 0 | 0 | 0 | 0 | 0 | 0 | 0 | 0 | 0 | 0 | 0 | 0 | 0 | 0 | 0 | 0 | 0 | 0 | 0 | 0 | 0 | 0 | 0 | 0 | 0 | 0 | 0 | 0 | 0 | 0 | 0 | 0 | 0 | 0 | 0 | 0 | 0 | 0 | 0 | 0 | 0 | 0 | 0 | 0 | 0 | 0 | 0 | 0 | 0 | 0 | 0 | 0 | 0 | 0 | 0 | 0 | 0 | 0 | 0 | 0 | 0 | 0 | 0 | 0 | 0 | 0 | 0 | 0 | 0 | 0 | 0 | 0 | 0 | 0 | 0 | 0 | 0 | 0 | 0 | 0 | 0 | 0 | 0 | 0 | 0 | 0 | 0 | 0 | 0 | 0 | 0 | 0 | 0 | 0 | 0 | 0 | 0 | 0 | 0 | 0 | 0 | 0 | 0 | 0 | 0 | 0 | 0 | 0 | 0 | 0 | 0 | 0 | 0 | 0 | 0 | 0 | 0 | 0 | 0 | 0 | 0 | 0 | 0 | 0 | 0 | 0 | 0 | 0 | 0 | 0 | 0 | 0 | 0 | 0 | 0 | 0 | 0 | 0 | 0 | 0 | 0 | 0 | 0 | 0 | 0 | 0 | 0 | 0 | 0 | 0 | 0 | 0 | 0 | 0 | 0 | 0 | 0 | 0 | 0 | 0 | 0 | 0 | 0 | 0 | 0 | 0 | 0 | 0 | 0 | 0 | 0 | 0 | 0 | 0 | 0 | 0 | 0 | 0 | 0 | 0 | 0 | 0 | 0 | 0 | 0 | 0 | 0 | 0 | 0 | 0 | 0 | 0 | 0 | 0 | 0 | 0 | 0 | 0 | 0 | 0 | 0 | 0 | 0 | 0 | 0 | 0 | 0 | 0 | 0 | 0 | 0 | 0 | 0 | 0 | 0 | 0 | 0 | 0 | 0 | 0 | 0 | 0 | 0 | 0 | 0 | 0 | 0 | 0 | 0 | 0 | 0 | 0 | 0 | 0 | 0 | 0 | 0 | 0 | 0 | 0 | 0 | 0 | 0 | 0 | 0 | 0 | 0 | 0 | 0 | 0 | 0 | 0 | 0 | 0 | 0 | 0 | 0 | 0 | 0 | 0 | 0 | 0 | 0 | 0 | 0 | 0 | 0 | 0 | 0 | 0 | 0 | 0 | 0 | 0 | 0 | 0 | 0 | 0 | 0 | 0 | 0 | 0 | 0 | 0 | 0 | 0 | 0 | 0 | 0 | 0 | 0 | 0 | 0 | 0 | 0 | 0 | 0 | 0 | 0 | 0 | 0 | 0 | 0 | 0 | 0 | 0 | 0 | 0 | 0 | 0 | 0 | 0 | 0 | 0 | 0 | 0 | 0 | 0 | 0 | 0 | 0 | 0 | 0 | 0 | 0 | 0 | 0 | 0 | 0 | 0 | 0 | 0 | 0 | 0 | 0 | 0 | 0 | 0 | 0 | 0 | 0 | 0 | 0 | 0 | 0 | 0 | 0 | 0 | 0 | 0 | 0 | 0 | 0 | 0 | 0 | 0 | 0 | 0 | 0 | 0 | 0 | 0 | 0 | 0 | 0 | 0 | 0 | 0 | 0 | 0 | 0 | 0 | 0 | 0 | 0 | 0 | 0 | 0 | 0 | 0 | 0 | 0 | 0 | 0 | 0 | 0 | 0 | 0 | 0 | 0 | 0 | 0 | 0 | 0 | 0 | 0 | 0 | 0 | 0 | 0 | 0 | 0 | 0 | 0 | 0 | 0 | 0 | 0 | 0 | 0 | 0 | 0 | 0 | 0 | 0 | 0 | 0 | 0 | 0 | 0 | 0 | 0 | 0 | 0 | 0 | 0 | 0 | 0 | 0 | 0 | 0 | 0 | 0 | 0 | 0 | 0 | 0 | 0 | 0 | 0 | 0 | 0 | 0 | 0 | 0 | 0 | 0 | 0 | 0 | 0 | 0 | 0 | 0 | 0 | 0 | 0 | 0 | 0 | 0 | 0 | 0 | 0 | 0 | 0 | 0 | 0 | 0 | 0 | 0 | 0 | 0 | 0 | 0 | 0 | 0 | 0 | 0 | 0 | 0 | 0 | 0 | 0 | 0 | 0 | 0 | 0 | 0 | 0 | 0 | 0 | 0 | 0 | 0 | 0 | 0 | 0 | 0 | 0 | 0 | 0 | 0 | 0 | 0 | 0 | 0 | 0 | 0 | 0 | 0 | 0 | 0 | 0 | 0 | 0 | 0 | 0 | 0 | 0 | 0 | 0 | 0 | 0 | 0 | 0 | 0 | 0 | 0 | 0 | 0 | 0 | 0 | 0 | 0 | 0 | 0 | 0 | 0 | 0 | 0 | 0 | 0 | 0 | 0 | 0 | 0 | 0 | 0 | 0 | 0 | 0 | 0 | 0 | 0 | 0 | 0 | 0 | 0 | 0 | 0 | 0 | 0 | 0 | 0 | 0 | 0 | 0 | 0 | 0 | 0 | 0 | 0 | 0 | 0 | 0 | 0 | 0 | 0 | 0 | 0 | 0 | 0 | 0 | 0 | 0 | 0 | 0 | 0 | 0 | 0 | 0 | 0 | 0 | 0 | 0 | 0 | 0 | 0 | 0 | 0 | 0 | 0 | 0 | 0 | 0 | 0 | 0 | 0 | 0 | 0 | 0 | 0 | 0 | 0 | 0 | 0 | 0 | 0 | 0 | 0 | 0 | 0 | 0 | 0 | 0 | 0 | 0 | 0 | 0 | 0 | 0 | 0 | 0 | 0 | 0 | 0 | 0 | 0 | 0 | 0 | 0 | 0 | 0 | 0 | 0 | 0 | 0 | 0 | 0 | 0 | 0 | 0 | 0 | 0 | 0 | 0 | 0 | 0 | 0 | 0 | 0 | 0 | 0 | 0 | 0 | 0 | 0 | 0 | 0 | 0 | 0 | 0 | 0 | 0 | 0 | 0 | 0 | 0 | 0 | 0 | 0 | 0 | 0 | 0 | 0 | 0 | 0 | 0 | 0 | 0 | 0 | 0 | 0 | 0 | 0 | 0 | 0 | 0 | 0 | 0 | 0 | 0 | 0 | 0 | 0 | 0 | 0 | 0 | 0 | 0 | 0 | 0 | 0 | 0 | 0 | 0 | 0 | 0 | 0 | 0 | 0 | 0 | 0 | 0 | 0 | 0 | 0 | 0 | 0 | 0 | 0 | 0 | 0 | 0 | 0 | 0 | 0 | 0 | 0 | 0 | 0 | 0 | 0 | 0 | 0 | 0 | 0 | 0 | 0 | 0 | 0 | 0 | 0 | 0 | 0 | 0 | 0 | 0 | 0 | 0 | 0 | 0 | 0 | 0 | 0 | 0 | 0 | 0 | 0 | 0 | 0 | 0 | 0 | 0 | 0 | 0 | 0 | 0 | 0 | 0 | 0 | 0 | 0 | 0 | 0 | 0 | 0 | 0 | 0 | 0 | 0 | 0 | 0 | 0 | 0 | 0 | 0 | 0 | 0 | 0 | 0 | 0 | 0 | 0 | 0 | 0 | 0 | 0 | 0 | 0 | 0 | 0 | 0 | 0 | 0 | 0 | 0 | 0 | 0 | 0 | 0 | 0 | 0 | 0 | 0 | 0 | 0 | 0 | 0 | 0 | 0 | 0 | 0 | 0 | 0 | 0 | 0 | 0 | 0 | 0 | 0 | 0 | 0 | 0 | 0 | 0 | 0 | 0 | 0 | 0 | 0 | 0 | 0 | 0 | 0 | 0 | 0 | 0 | 0 | 0 | 0 | 0 | 0 | 0 | 0 | 0 | 0 | 0 | 0 | 0 | 0 | 0 | 0 | 0 | 0 | 0 | 0 | 0 | 0 | 0 | 0 | 0 | 0 | 0 | 0 | 0 | 0 | 0 | 0 | 0 | 0 | 0 | 0 | 0 | 0 | 0 | 0 | 0 | 0 | 0 | 0 | 0 | 0 | 0 | 0 | 0 | 0 | 0 | 0 | 0 | 0 | 0 | 0 | 0 | 0 | 0 | 0 | 0 | 0 | 0 | 0 | 0 | 0 | 0 | 0 | 0 | 0 | 0 | 0 | 0 | 0 | 0 | 0 | 0 | 0 | 0 | 0 | 0 | 0 | 0 | 0 | 0 | 0 | 0 | 0 | 0 | 0 | 0 | 0 | 0 | 0 | 0 | 0 | 0 | 0 | 0 | 0 | 0 | 0 | 0 | 0 | 0 | 0 | 0 | 0 | 0 | 0 | 0 | 0 | 0 | 0 | 0 | 0 | 0 | 0 | 0 | 0 | 0 | 0 | 0 | 0 | 0 | 0 | 0 | 0 | 0 | 0 | 0 | 0 | 0 | 0 | 0 | 0 | 0 | 0 | 0 | 0 | 0 | 0 | 0 | 0 | 0 | 0 | 0 | 0 | 0 | 0 | 0 | 0 | 0 | 0 | 0 | 0 | 0 | 0 | 0 | 0 | 0 | 0 | 0 | 0 | 0 | 0 | 0 | 0 | 0 | 0 | 0 | 0 | 0 | 0 | 0 | 0 | 0 | 0 | 0 | 0 | 0 | 0 | 0 | 0 | 0 | 0 | 0 | 0 | 0 | 0 | 0 | 0 | 0 | 0 | 0 | 0 | 0 | 0 | 0 | 0 | 0 | 0 | 0 | 0 | 0 | 0 | 0 | 0 | 0 | 0 | 0 | 0 | 0 | 0 | 0 | 0 | 0 | 0 | 0 | 0 | 0 | 0 | 0 | 0 | 0 | 0 | 0 | 0 | 0 | 0 | 0 | 0 | 0 | 0 | 0 | 0 | 0 | 0 | 0 | 0 | 0 | 0 | 0 | 0 | 0 | 0 | 0 | 0 | 0 | 0 | 0 | 0 | 0 | 0 | 0 | 0 | 0 | 0 | 0 | 0 | 0 | 0 | 0 | 0 | 0 | 0 | 0 | 0 | 0 | 0 | 0 | 0 | 0 | 0 | 0 | 0 | 0 | 0 | 0 | 0 | 0 | 0 | 0 | 0 | 0 | 0 | 0 | 0 | 0 | 0 | 0 | 0 | 0 | 0 | 0 | 0 | 0 | 0 | 0 | 0 | 0 | 0 | 0 | 0 | 0 | 0 | 0 | 0 | 0 | 0 | 0 | 0 | 0 | 0 | 0 | 0 | 0 | 0 | 0 | 0 | 0 | 0 | 0 | 0 | 0 | 0 | 0 | 0 | 0 | 0 | 0 | 0 | 0 | 0 | 0 | 0 | 0 | 0 | 0 | 0 | 0 | 0 | 0 | 0 | 0 | 0 | 0 | 0 | 0 | 0 | 0 | 0 | 0 | 0 | 0 | 0 | 0 | 0 | 0 | 0 | 0 | 0 | 0 | 0 | 0 | 0 | 0 | 0 | 0 | 0 | 0 | 0 | 0 | 0 | 0 | 0 | 0 | 0 | 0 | 0 | 0 | 0 | 0 | 0 | 0 | 0 | 0 | 0 | 0 | 0 | 0 | 0 | 0 | 0 | 0 | 0 | 0 | 0 | 0 | 0 | 0 | 0 | 0 | 0 | 0 | 0 | 0 | 0 | 0 | 0 | 0 | 0 | 0 | 0 | 0 | 0 | 0 | 0 | 0 | 0 | 0 | 0 | 0 | 0 | 0 | 0 | 0 | 0 | 0 | 0 | 0 | 0 | 0 | 0 | 0 | 0 | 0 | 0 | 0 | 0 | 0 | 0 | 0 | 0 | 0 | 0 | 0 | 0 | 0 | 0 | 0 | 0 | 0 | 0 | 0 | 0 | 0 | 0 | 0 | 0 | 0 | 0 | 0 | 0 | 0 | 0 | 0 | 0 | 0 | 0 | 0 | 0 | 0 | 0 | 0 | 0 | 0 | 0 | 0 | 0 | 0 | 0 | 0 | 0 | 0 | 0 | 0 | 0 | 0 | 0 | 0 | 0 | 0 | 0 | 0 | 0 | 0 | 0 | 0 | 0 | 0 | 0 | 0 | 0 | 0 | 0 | 0 | 0 | 0 | 0 | 0 | 0 | 0 | 0 | 0 | 0 | 0 | 0 | 0 | 0 | 0 | 0 | 0 | 0 | 0 | 0 | 0 | 0 | 0 | 0 | 0 | 0 | 0 | 0 | 0 | 0 | 0 | 0 | 0 | 0 | 0 | 0 | 0 | 0 | 0 | 0 | 0 | 0 | 0 | 0 | 0 | 0 | 0 | 0 | 0 | 0 | 0 | 0 | 0 | 0 | 0 | 0 | 0 | 0 | 0 | 0 | 0 | 0 | 0 | 0 | 0 | 0 | 0 | 0 | 0 | 0 | 0 | 0 | 0 | 0 | 0 | 0 | 0 | 0 | 0 | 0 | 0 | 0 | 0 | 0 | 0 | 0 | 0 | 0 | 0 | 0 | 0 | 0 | 0 | 0 | 0 | 0 | 0 | 0 | 0 | 0 | 0 | 0 | 0 | 0 | 0 | 0 | 0 | 0 | 0 | 0 | 0 | 0 | 0 | 0 | 0 | 0 | 0 | 0 | 0 | 0 | 0 | 0 | 0 | 0 | 0 | 0 | 0 | 0 | 0 | 0 | 0 | 0 | 0 | 0 | 0 | 0 | 0 | 0 | 0 | 0 | 0 | 0 | 0 | 0 | 0 | 0 | 0 | 0 | 0 | 0 | 0 | 0 | 0 | 0 | 0 | 0 | 0 | 0 | 0 | 0 | 0 | 0 | 0 | 0 | 0 | 0 | 0 | 0 | 0 | 0 | 0 | 0 | 0 | 0 | 0 | 0 | 0 | 0 | 0 | 0 | 0 | 0 | 0 | 0 | 0 | 0 | 0 | 0 | 0 | 0 | 0 | 0 | 0 | 0 | 0 | 0 | 0 | 0 | 0 | 0 | 0 | 0 | 0 | 0 | 0 | 0 | 0 | 0 | 0 | 0 | 0 | 0 | 0 | 0 | 0 | 0 | 0 | 0 | 0 | 0 | 0 | 0 | 0 | 0 | 0 | 0 | 0 | 0 | 0 | 0 | 0 | 0 | 0 | 0 | 0 | 0 | 0 | 0 | 0 | 0 | 0 | 0 | 0 | 0 | 0 | 0 | 0 | 0 | 0 | 0 | 0 | 0 | 0 | 0 | 0 | 0 | 0 | 0 | 0 | 0 | 0 | 0 | 0 | 0 | 0 | 0 | 0 | 0 | 0 | 0 | 0 | 0 | 0 | 0 | 0 | 0 | 0 | 0 | 0 | 0 | 0 | 0 | 0 | 0 | 0 | 0 | 0 | 0 | 0 | 0 | 0 | 0 | 0 | 0 | 0 | 0 | 0 | 0 | 0 | 0 | 0 | 0 | 0 | 0 | 0 | 0 | 0 | 0 | 0 | 0 | 0 | 0 | 0 | 0 | 0 | 0 | 0 | 0 | 0 | 0 | 0 | 0 | 0 | 0 | 0 | 0 | 0 | 0 | 0 | 0 | 0 | 0 | 0 | 0 | 0 | 0 | 0 | 0 | 0 | 0 | 0 | 0 | 0 | 0 | 0 | 0 | 0 | 0 | 0 | 0 | 0 | 0 | 0 | 0 | 0 | 0 | 0 | 0 | 0 | 0 | 0 | 0 | 0 | 0 | 0 | 0 | 0 | 0 | 0 | 0 | 0 | 0 | 0 | 0 | 0 | 0 | 0 | 0 | 0 | 0 | 0 | 0 | 0 | 0 | 0 | 0 | 0 | 0 | 0 | 0 | 0 | 0 | 0 | 0 | 0 | 0 | 0 | 0 | 0 | 0
lung deposition fraction k | k | uniform | 0.43 | 0.65 | - | The fraction of inhaled aerosols that deposit in the respiratory tract of a susceptible individual | k | 0.61093 | 0.59688 | 0.53506 | 0.47808 | 0.61288 | 0.48766 | 0.45276 | 0.57039 | 0.60987 | 0.51903 | 0.60172 | 0.56378 | 0.57915 | 0.48881 | 0.64897 | 0.53777 | 0.51725 | 0.55912 | 0.43745 | 0.48212 | 0.63982 | 0.54002 | 0.59019 | 0.63689 | 0.54249 | 0.46518 | 0.51162 | 0.59458 | 0.46156 | 0.47471 | 0.61451 | 0.50961 | 0.64544 | 0.63466 | 0.46779 | 0.47284 | 0.50556 | 0.62962 | 0.54043 | 0.5568 | 0.54676 | 0.53204 | 0.4381 | 0.43647 | 0.59942 | 0.58584 | 0.59096 | 0.4712 | 0.53211 | 0.52366 | 0.59882 | 0.43629 | 0.48934 | 0.48608 | 0.53574 | 0.53051 | 0.56633 | 0.44858 | 0.47733 | 0.56369 | 0.47004 | 0.6316 | 0.49515 | 0.6342 | 0.60204 | 0.44305 | 0.58605 | 0.59987 | 0.4398 | 0.46139 | 0.56667 | 0.49596 | 0.46079 | 0.6213 | 0.63664 | 0.43659 | 0.44715 | 0.55532 | 0.47029 | 0.46378 | 0.50502 | 0.43492 | 0.61915 | 0.55058 | 0.456 | 0.60769 | 0.63136 | 0.60521 | 0.54798 | 0.49674 | 0.52637 | 0.45564 | 0.58058 | 0.59355 | 0.62811 | 0.52601 | 0.60106 | 0.63637 | 0.49065 | 0.49802 | 0.44719 | 0.53567 | 0.52972 | 0.47193 | 0.63984 | 0.62056 | 0.47783 | 0.43257 | 0.5508 | 0.45865 | 0.44708 | 0.49667 | 0.62061 | 0.5309 | 0.60548 | 0.62493 | 0.49906 | 0.49993 | 0.56563 | 0.56935 | 0.43166 | 0.50336 | 0.48265 | 0.60188 | 0.60557 | 0.53362 | 0.55759 | 0.64019 | 0.61771 | 0.52836 | 0.47264 | 0.4894 | 0.56661 | 0.43145 | 0.6329 | 0.59679 | 0.58084 | 0.57181 | 0.48098 | 0.60355 | 0.61382 | 0.63728 | 0.5253 | 0.64277 | 0.62093 | 0.52374 | 0.52737 | 0.44163 | 0.46715 | 0.48605 | 0.49787 | 0.49962 | 0.59154 | 0.46678 | 0.45443 | 0.58666 | 0.48881 | 0.5989 | 0.45261 | 0.43505 | 0.61807 | 0.52558 | 0.58247 | 0.431 | 0.47353 | 0.53157 | 0.58884 | 0.62939 | 0.52633 | 0.44308 | 0.56867 | 0.60001 | 0.50455 | 0.62214 | 0.57025 | 0.61474 | 0.6414 | 0.50947 | 0.51362 | 0.44729 | 0.518 | 0.62119 | 0.56411 | 0.44312 | 0.57349 | 0.59978 | 0.54505 | 0.48651 | 0.55268 | 0.53975 | 0.44518 | 0.44968 | 0.52155 | 0.50579 | 0.55449 | 0.63378 | 0.46203 | 0.49429 | 0.51296 | 0.55175 | 0.44252 | 0.61046 | 0.58186 | 0.48158 | 0.54225 | 0.6336 | 0.64994 | 0.52996 | 0.43858 | 0.53398 | 0.57254 | 0.46348 | 0.4985 | 0.64845 | 0.55157 | 0.54328 | 0.4934 | 0.64661 | 0.62335 | 0.4843 | 0.46476 | 0.43792 | 0.53487 | 0.53586 | 0.558 | 0.50882 | 0.59073 | 0.64393 | 0.51472 | 0.48538 | 0.56892 | 0.603 | 0.46656 | 0.47937 | 0.58745 | 0.61831 | 0.45849 | 0.6223 | 0.46799 | 0.43131 | 0.45236 | 0.53206 | 0.62815 | 0.50282 | 0.53964 | 0.52412 | 0.631 | 0.62922 | 0.63526 | 0.45316 | 0.61203 | 0.44029 | 0.57116 | 0.54669 | 0.45224 | 0.51997 | 0.48436 | 0.44212 | 0.47365 | 0.53114 | 0.64735 | 0.49692 | 0.53727 | 0.47402 | 0.52759 | 0.4846 | 0.54288 | 0.45663 | 0.57646 | 0.5083 | 0.50134 | 0.51051 | 0.45977 | 0.50373 | 0.58199 | 0.59217 | 0.48151 | 0.64822 | 0.49704 | 0.63706 | 0.44981 | 0.50626 | 0.50462 | 0.51323 | 0.59605 | 0.6157 | 0.4647 | 0.61459 | 0.60517 | 0.50713 | 0.62245 | 0.47578 | 0.56506 | 0.4417 | 0.57332 | 0.52836 | 0.43805 | 0.58085 | 0.51473 | 0.55922 | 0.58651 | 0.58198 | 0.59765 | 0.4741 | 0.4331 | 0.5167 | 0.61279 | 0.49325 | 0.43597 | 0.44996 | 0.50374 | 0.58557 | 0.46589 | 0.61374 | 0.59122 | 0.50759 | 0.48969 | 0.54528 | 0.45972 | 0.45169 | 0.55968 | 0.4824 | 0.57 | 0.55651 | 0.62263 | 0.63179 | 0.4345 | 0.62136 | 0.49471 | 0.5667 | 0.48518 | 0.62658 | 0.47795 | 0.64472 | 0.59984 | 0.51273 | 0.48294 | 0.58166 | 0.43371 | 0.4853 | 0.44076 | 0.58548 | 0.54126 | 0.49935 | 0.44028 | 0.63782 | 0.44904 | 0.5226 | 0.62782 | 0.46844 | 0.60886 | 0.49218 | 0.63078 | 0.4596 | 0.53539 | 0.46352 | 0.61113 | 0.57144 | 0.64578 | 0.5555 | 0.52448 | 0.6438 | 0.50607 | 0.59402 | 0.62293 | 0.59159 | 0.56162 | 0.47097 | 0.48608 | 0.55923 | 0.44338 | 0.53481 | 0.56546 | 0.44949 | 0.6234 | 0.43529 | 0.56068 | 0.50884 | 0.43261 | 0.60642 | 0.50877 | 0.61697 | 0.56612 | 0.5395 | 0.57777 | 0.60635 | 0.43099 | 0.57438 | 0.56795 | 0.55229 | 0.44658 | 0.62723 | 0.45942 | 0.5692 | 0.54205 | 0.5903 | 0.45805 | 0.59582 | 0.49795 | 0.53011 | 0.46083 | 0.63992 | 0.49591 | 0.46774 | 0.64864 | 0.44214 | 0.55952 | 0.55218 | 0.44882 | 0.46794 | 0.49433 | 0.56732 | 0.48154 | 0.58521 | 0.5941 | 0.62622 | 0.62817 | 0.52238 | 0.4772 | 0.56421 | 0.44183 | 0.61516 | 0.54587 | 0.49531 | 0.53218 | 0.51716 | 0.53498 | 0.56442 | 0.62918 | 0.4358 | 0.6357 | 0.57584 | 0.54461 | 0.60326 | 0.609 | 0.61519 | 0.51488 | 0.49483 | 0.60423 | 0.48555 | 0.6407 | 0.57293 | 0.6005 | 0.53899 | 0.58233 | 0.45972 | 0.56874 | 0.55732 | 0.51755 | 0.51139 | 0.43419 | 0.52087 | 0.53055 | 0.56048 | 0.50234 | 0.62228 | 0.5787 | 0.44627 | 0.59458 | 0.56174 | 0.43762 | 0.59903 | 0.55312 | 0.61908 | 0.48729 | 0.52699 | 0.52827 | 0.63353 | 0.43456 | 0.54029 | 0.5826 | 0.55447 | 0.6306 | 0.5187 | 0.49962 | 0.64057 | 0.54955 | 0.5711 | 0.64289 | 0.61797 | 0.44368 | 0.64098 | 0.50305 | 0.64884 | 0.57148 | 0.62819 | 0.60365 | 0.47382 | 0.61992 | 0.51018 | 0.5468 | 0.57371 | 0.64689 | 0.47019 | 0.54656 | 0.6266 | 0.63299 | 0.44085 | 0.52282 | 0.5766 | 0.49804 | 0.59994 | 0.52155 | 0.50825 | 0.5253 | 0.61741 | 0.63047 | 0.58053 | 0.59058 | 0.58771 | 0.55026 | 0.61967 | 0.43054 | 0.52598 | 0.61907 | 0.45176 | 0.51155 | 0.62167 | 0.44586 | 0.62103 | 0.49493 | 0.57 | 0.64717 | 0.53827 | 0.57275 | 0.43695 | 0.46293 | 0.51818 | 0.58977 | 0.61518 | 0.50288 | 0.61652 | 0.54061 | 0.52756 | 0.63321 | 0.48063 | 0.52803 | 0.4448 | 0.6401 | 0.493 | 0.59902 | 0.55803 | 0.44323 | 0.58353 | 0.5531 | 0.49792 | 0.54957 | 0.44848 | 0.45625 | 0.62523 | 0.55229 | 0.47681 | 0.64264 | 0.60356 | 0.56082 | 0.55577 | 0.62969 | 0.57467 | 0.60798 | 0.49632 | 0.57775 | 0.54499 | 0.63667 | 0.53239 | 0.51146 | 0.44509 | 0.6046 | 0.63407 | 0.54752 | 0.53987 | 0.4824 | 0.48655 | 0.43535 | 0.52418 | 0.64838 | 0.52262 | 0.51908 | 0.60272 | 0.62035 | 0.48883 | 0.56402 | 0.55038 | 0.507 | 0.50838 | 0.59575 | 0.6495 | 0.50151 | 0.5137 | 0.48799 | 0.56477 | 0.62234 | 0.55401 | 0.59583 | 0.45276 | 0.44335 | 0.63549 | 0.43283 | 0.48343 | 0.49731 | 0.59659 | 0.46434 | 0.63356 | 0.61784 | 0.47973 | 0.63358 | 0.49605 | 0.59426 | 0.49786 | 0.47934 | 0.45952 | 0.55229 | 0.44094 | 0.62994 | 0.54046 | 0.48996 | 0.61245 | 0.52225 | 0.51332 | 0.5042 | 0.50486 | 0.62377 | 0.63751 | 0.61747 | 0.54607 | 0.63907 | 0.48418 | 0.61781 | 0.60377 | 0.46353 | 0.58085 | 0.45739 | 0.6315 | 0.43808 | 0.63358 | 0.51967 | 0.59926 | 0.63103 | 0.44489 | 0.59386 | 0.50978 | 0.44009 | 0.55076 | 0.56369 | 0.51735 | 0.64979 | 0.53606 | 0.48515 | 0.50322 | 0.50117 | 0.5717 | 0.56416 | 0.6033 | 0.63146 | 0.61873 | 0.5564 | 0.44003 | 0.45307 | 0.55131 | 0.53921 | 0.62386 | 0.44612 | 0.48062 | 0.58016 | 0.49646 | 0.6195 | 0.4924 | 0.55696 | 0.5677 | 0.5753 | 0.48224 | 0.50613 | 0.49084 | 0.60778 | 0.58579 | 0.5664 | 0.4857 | 0.58461 | 0.64605 | 0.56066 | 0.54794 | 0.59979 | 0.52927 | 0.52839 | 0.47301 | 0.50695 | 0.44204 | 0.59932 | 0.54978 | 0.46234 | 0.60887 | 0.64975 | 0.55628 | 0.53777 | 0.56845 | 0.62189 | 0.49461 | 0.49875 | 0.4846 | 0.52219 | 0.54602 | 0.5757 | 0.64205 | 0.45022 | 0.58164 | 0.61858 | 0.6431 | 0.551 | 0.64122 | 0.63204 | 0.55158 | 0.57178 | 0.62468 | 0.58661 | 0.52874 | 0.53418 | 0.53138 | 0.53201 | 0.48136 | 0.61073 | 0.45908 | 0.43299 | 0.4586 | 0.43632 | 0.48108 | 0.53963 | 0.57763 | 0.6284 | 0.44445 | 0.57354 | 0.63763 | 0.6052 | 0.62512 | 0.62584 | 0.58109 | 0.60019 | 0.55973 | 0.57798 | 0.58748 | 0.59765 | 0.51651 | 0.48459 | 0.56658 | 0.57272 | 0.48117 | 0.50889 | 0.50289 | 0.55858 | 0.50631 | 0.53416 | 0.55971 | 0.6227 | 0.50648 | 0.4782 | 0.4359 | 0.45847 | 0.54005 | 0.643 | 0.57778 | 0.58623 | 0.5229 | 0.44722 | 0.45359 | 0.62855 | 0.4637 | 0.48821 | 0.55134 | 0.55661 | 0.59866 | 0.63338 | 0.47297 | 0.43294 | 0.5877 | 0.64034 | 0.64902 | 0.45221 | 0.5307 | 0.43145 | 0.60208 | 0.47115 | 0.58635 | 0.52018 | 0.57557 | 0.62154 | 0.64852 | 0.50521 | 0.54841 | 0.64653 | 0.55851 | 0.58227 | 0.43625 | 0.59208 | 0.59549 | 0.55581 | 0.45682 | 0.56724 | 0.53641 | 0.43942 | 0.58594 | 0.61831 | 0.49409 | 0.45623 | 0.49467 | 0.56419 | 0.50986 | 0.52722 | 0.64533 | 0.57921 | 0.61623 | 0.46188 | 0.45991 | 0.48902 | 0.59899 | 0.5037 | 0.44716 | 0.64427 | 0.57521 | 0.55055 | 0.63107 | 0.57931 | 0.43204 | 0.56961 | 0.5556 | 0.46479 | 0.4458 | 0.64116 | 0.49073 | 0.59415 | 0.47264 | 0.45808 | 0.6318 | 0.52065 | 0.48236 | 0.45503 | 0.56781 | 0.49059 | 0.6476 | 0.56641 | 0.64694 | 0.46764 | 0.47001 | 0.57435 | 0.54564 | 0.60953 | 0.49722 | 0.44995 | 0.58396 | 0.63242 | 0.64339 | 0.57995 | 0.59516 | 0.56248 | 0.57627 | 0.50343 | 0.61113 | 0.4763 | 0.45502 | 0.53248 | 0.45378 | 0.54947 | 0.50002 | 0.57022 | 0.50983 | 0.45251 | 0.58819 | 0.62458 | 0.63152 | 0.47537 | 0.59421 | 0.51498 | 0.52987 | 0.59253 | 0.50898 | 0.4454 | 0.49275 | 0.61508 | 0.55176 | 0.44637 | 0.57682 | 0.50731 | 0.57193 | 0.57722 | 0.51988 | 0.43688 | 0.52296 | 0.49571 | 0.53275 | 0.44531 | 0.48465 | 0.51054 | 0.5453 | 0.64399 | 0.45045 | 0.61963 | 0.45273 | 0.43682 | 0.55256 | 0.48851 | 0.45058 | 0.50234 | 0.57238 | 0.51664 | 0.51096 | 0.50703 | 0.63703 | 0.55371 | 0.45614 | 0.59059 | 0.49869 | 0.51954 | 0.62498 | 0.58609 | 0.52378 | 0.64158 | 0.54991 | 0.61905 | 0.62772 | 0.50418 | 0.51506 | 0.43004 | 0.43454 | 0.56741 | 0.43914 | 0.61084 | 0.57051 | 0.58981 | 0.49069 | 0.52699 | 0.64125 | 0.62746 | 0.56114 | 0.54677 | 0.53142 | 0.59528 | 0.51759 | 0.49155 | 0.43484 | 0.45277 | 0.44327 | 0.56982 | 0.44023 | 0.54685 | 0.52124 | 0.50085 | 0.45575 | 0.63712 | 0.49444 | 0.43229 | 0.60136 | 0.53997 | 0.48622 | 0.53048 | 0.49856 | 0.57993 | 0.43218 | 0.48035 | 0.48912 | 0.61938 | 0.61808 | 0.44647 | 0.4829 | 0.50206 | 0.55802 | 0.48172 | 0.46195 | 0.57994 | 0.58539 | 0.63996 | 0.49346 | 0.5786 | 0.5494 | 0.64219 | 0.48379 | 0.57551 | 0.46032 | 0.54062 | 0.57184 | 0.58884 | 0.59381 | 0.56846 | 0.48568 | 0.45282 | 0.4304 | 0.50626 | 0.60897 | 0.58112 | 0.61327 | 0.44196 | 0.60745 | 0.61542 | 0.52479 | 0.48745 | 0.447 | 0.56445 | 0.61041 | 0.59712 | 0.57535 | 0.50701 | 0.5263 | 0.63499 | 0.61708 | 0.50677 | 0.53323 | 0.58816 | 0.6177 | 0.4429 | 0.56353 | 0.53641 | 0.4323 | 0.51521 | 0.57222 | 0.5757 | 0.45585 | 0.58147 | 0.63473 | 0.44031 | 0.6479 | 0.58444 | 0.44639 | 0.43729 | 0.54781 | 0.57778 | 0.49872 | 0.57705 | 0.43973 | 0.53819 | 0.49119 | 0.49965 | 0.64145 | 0.48068 | 0.55384 | 0.43211 | 0.54478 | 0.57427 | 0.57862 | 0.59287 | 0.57614 | 0.59472 | 0.63734 | 0.60601 | 0.63946 | 0.4728 | 0.57112 | 0.53815 | 0.599 | 0.51857 | 0.5987 | 0.50176 | 0.59777 | 0.43642 | 0.48333 | 0.46253 | 0.46682 | 0.58029 | 0.63847 | 0.56025 | 0.49333 | 0.45349 | 0.5266 | 0.61458 | 0.57522 | 0.52793 | 0.62135 | 0.47641 | 0.58699 | 0.56047 | 0.60999 | 0.583 | 0.43061 | 0.47078 | 0.54153 | 0.46665 | 0.51819 | 0.54575 | 0.56381 | 0.48287 | 0.62793 | 0.43324 | 0.62557 | 0.63564 | 0.51302 | 0.63911 | 0.63441 | 0.52098 | 0.49972 | 0.46703 | 0.47106 | 0.50727 | 0.57416 | 0.49462 | 0.49052 | 0.46233 | 0.56784 | 0.56015 | 0.5792 | 0.59869 | 0.45296 | 0.63276 | 0.54438 | 0.54061 | 0.53334 | 0.43566 | 0.4875 | 0.55728 | 0.63825 | 0.61605 | 0.50527 | 0.43155 | 0.63143 | 0.53983 | 0.57087 | 0.54796 | 0.57394 | 0.44558 | 0.56018 | 0.58414 | 0.51433 | 0.46898 | 0.57405 | 0.55142 | 0.60392 | 0.53951 | 0.53037 | 0.63063 | 0.63148 | 0.44715 | 0.56139 | 0.50491 | 0.54972 | 0.49528 | 0.50192 | 0.46572 | 0.58549 | 0.47292 | 0.60467 | 0.60888 | 0.50691 | 0.49225 | 0.51368 | 0.53486 | 0.47477 | 0.53251 | 0.64295 | 0.6394 | 0.45017 | 0.61261 | 0.57081 | 0.52651 | 0.47182 | 0.4589 | 0.6336 | 0.62106 | 0.55056 | 0.52916 | 0.49529 | 0.64573 | 0.61163 | 0.5086 | 0.58946 | 0.53296 | 0.52245 | 0.50857 | 0.52315 | 0.62714 | 0.45297 | 0.63674 | 0.5388 | 0.53068 | 0.47638 | 0.57532 | 0.55575 | 0.64976 | 0.55172 | 0.56747 | 0.63276 | 0.58194 | 0.51345 | 0.4699 | 0.46462 | 0.62644 | 0.46038 | 0.53868 | 0.57876 | 0.46811 | 0.50121 | 0.62271 | 0.45375 | 0.6004 | 0.56267 | 0.62571 | 0.47803 | 0.43416 | 0.4965 | 0.62737 | 0.54334 | 0.55139 | 0.60098 | 0.43401 | 0.64913 | 0.5293 | 0.47284 | 0.55799 | 0.62989 | 0.49795 | 0.5107 | 0.51104 | 0.58794 | 0.5238 | 0.61524 | 0.60446 | 0.64561 | 0.53398 | 0.55724 | 0.58975 | 0.56301 | 0.55576 | 0.55156 | 0.47522 | 0.51811 | 0.57425 | 0.52881 | 0.5804 | 0.46538 | 0.6132 | 0.5232 | 0.43825 | 0.55113 | 0.54283 | 0.64913 | 0.45742 | 0.50902 | 0.44051 | 0.64983 | 0.44061 | 0.51718 | 0.5503 | 0.60011 | 0.64842 | 0.47429 | 0.44589 | 0.6252 | 0.6453 | 0.57963 | 0.62225 | 0.51049 | 0.4552 | 0.48696 | 0.56071 | 0.55545 | 0.54494 | 0.55942 | 0.52995 | 0.48864 | 0.47425 | 0.55884 | 0.47034 | 0.63088 | 0.52237 | 0.43361 | 0.45992 | 0.6366 | 0.58486 | 0.63249 | 0.57336 | 0.51974 | 0.61988 | 0.53021 | 0.6213 | 0.54409 | 0.48349 | 0.4757 | 0.57683 | 0.63504 | 0.62206 | 0.46864 | 0.51486 | 0.49137 | 0.57685 | 0.53676 | 0.50887 | 0.50492 | 0.52513 | 0.50613 | 0.64278 | 0.48939 | 0.53033 | 0.54421 | 0.45734 | 0.50999 | 0.48383 | 0.43568 | 0.53863 | 0.64542 | 0.60132 | 0.50136 | 0.47788 | 0.60915 | 0.43991 | 0.53072 | 0.52292 | 0.45409 | 0.50745 | 0.5195 | 0.55888 | 0.44583 | 0.47389 | 0.50413 | 0.57888 | 0.50448 | 0.6471 | 0.57584 | 0.44848 | 0.64822 | 0.5092 | 0.64351 | 0.54392 | 0.50768 | 0.56641 | 0.47008 | 0.62913 | 0.52835 | 0.50476 | 0.58891 | 0.54988 | 0.64207 | 0.4801 | 0.51436 | 0.45759 | 0.45797 | 0.51856 | 0.57941 | 0.62887 | 0.53542 | 0.56563 | 0.59062 | 0.59572 | 0.59681 | 0.59094 | 0.45736 | 0.51628 | 0.43503 | 0.52047 | 0.43508 | 0.44519 | 0.60997 | 0.53054 | 0.45552 | 0.56036 | 0.50743 | 0.43547 | 0.57997 | 0.49648 | 0.59716 | 0.5788 | 0.63586 | 0.45032 | 0.45764 | 0.6151 | 0.48305 | 0.45947 | 0.62396 | 0.43515 | 0.51645 | 0.47386 | 0.45894 | 0.48918 | 0.64463 | 0.50043 | 0.50383 | 0.44661 | 0.52577 | 0.63262 | 0.63586 | 0.58392 | 0.50607 | 0.54088 | 0.5799 | 0.60245 | 0.59771 | 0.49535 | 0.50504 | 0.47526 | 0.4509 | 0.6099 | 0.59134 | 0.44083 | 0.61865 | 0.43006 | 0.53044 | 0.57001 | 0.47489 | 0.51299 | 0.47826 | 0.64065 | 0.6206 | 0.4616 | 0.48709 | 0.45502 | 0.4384 | 0.59064 | 0.56737 | 0.49886 | 0.56556 | 0.5715 | 0.4486 | 0.5726 | 0.47896 | 0.61266 | 0.63238 | 0.62948 | 0.53708 | 0.60081 | 0.54316 | 0.44414 | 0.48852 | 0.44918 | 0.60635 | 0.60652 | 0.56787 | 0.61796 | 0.58454 | 0.62127 | 0.57965 | 0.47363 | 0.56653 | 0.48727 | 0.57318 | 0.57225 | 0.49923 | 0.50681 | 0.64671 | 0.62283 | 0.56692 | 0.59816 | 0.44402 | 0.6499 | 0.6334 | 0.44676 | 0.44245 | 0.44502 | 0.45368 | 0.54944 | 0.54104 | 0.55008 | 0.49202 | 0.51868 | 0.56858 | 0.60127 | 0.49337 | 0.58619 | 0.58704 | 0.55483 | 0.56024 | 0.5013 | 0.55585 | 0.60019 | 0.47186 | 0.49149 | 0.58807 | 0.62241 | 0.61863 | 0.64705 | 0.54063 | 0.54499 | 0.55739 | 0.44711 | 0.58721 | 0.49313 | 0.46723 | 0.61403 | 0.47682 | 0.53599 | 0.54566 | 0.64184 | 0.6041 | 0.46785 | 0.48029 | 0.47357 | 0.46215 | 0.56368 | 0.54591 | 0.61571 | 0.53154 | 0.44883 | 0.53746 | 0.56854 | 0.61567 | 0.58652 | 0.62495 | 0.54552 | 0.56536 | 0.50107 | 0.54136 | 0.51619 | 0.50179 | 0.64181 | 0.51491 | 0.50162 | 0.49774 | 0.47931 | 0.60469 | 0.57245 | 0.62488 | 0.59925 | 0.5824 | 0.559 | 0.58701 | 0.48904 | 0.52035 | 0.57386 | 0.50281 | 0.63906 | 0.59244 | 0.6445 | 0.45465 | 0.62317 | 0.5817 | 0.5417 | 0.51165 | 0.54429 | 0.53529 | 0.56759 | 0.62699 | 0.56856 | 0.48251 | 0.53614 | 0.46376 | 0.59217 | 0.55425 | 0.5182 | 0.55036 | 0.45484 | 0.4684 | 0.43176 | 0.51666 | 0.44401 | 0.5838 | 0.55045 | 0.59825 | 0.54384 | 0.51246 | 0.49128 | 0.64431 | 0.50349 | 0.52337 | 0.53212 | 0.45466 | 0.6288 | 0.54364 | 0.48802 | 0.4677 | 0.50505 | 0.62612 | 0.6071 | 0.6016 | 0.64188 | 0.62597 | 0.63317 | 0.4472 | 0.52836 | 0.47102 | 0.48393 | 0.47702 | 0.6132 | 0.59074 | 0.47999 | 0.60252 | 0.58251 | 0.57124 | 0.59208 | 0.604 | 0.6009 | 0.58048 | 0.45448 | 0.50792 | 0.47152 | 0.6021 | 0.46799 | 0.43088 | 0.44061 | 0.6433 | 0.52655 | 0.56179 | 0.43247 | 0.58409 | 0.57179 | 0.51747 | 0.61203 | 0.51214 | 0.46966 | 0.48401 | 0.61588 | 0.43502 | 0.49983 | 0.56792 | 0.61574 | 0.4864 | 0.4424 | 0.45156 | 0.44208 | 0.57135 | 0.58502 | 0.44613 | 0.5958 | 0.62076 | 0.46484 | 0.45354 | 0.50273 | 0.64819 | 0.6381 | 0.58715 | 0.52932 | 0.64941 | 0.47637 | 0.5741 | 0.48266 | 0.59554 | 0.58095 | 0.48543 | 0.48309 | 0.56013 | 0.52419 | 0.48547 | 0.45532 | 0.51747 | 0.48127 | 0.58574 | 0.47215 | 0.54991 | 0.58436 | 0.64351 | 0.44617 | 0.59774 | 0.6154 | 0.53575 | 0.60348 | 0.5597 | 0.43557 | 0.56269 | 0.51416 | 0.46107 | 0.56012 | 0.50095 | 0.54223 | 0.55291 | 0.49812 | 0.62053 | 0.5464 | 0.43685 | 0.56875 | 0.54805 | 0.45859 | 0.52359 | 0.55771 | 0.56187 | 0.52181 | 0.47165 | 0.62641 | 0.55824 | 0.43779 | 0.4665 | 0.57284 | 0.55908 | 0.4988 | 0.53582 | 0.58106 | 0.45951 | 0.49 | 0.44 | 0.57803 | 0.56904 | 0.45888 | 0.61858 | 0.50084 | 0.47528 | 0.44781 | 0.52044 | 0.52715 | 0.44478 | 0.61316 | 0.6017 | 0.64756 | 0.59311 | 0.60973 | 0.46528 | 0.63337 | 0.50851 | 0.45571 | 0.50184 | 0.64709 | 0.52748 | 0.47022 | 0.6339 | 0.54528 | 0.56589 | 0.56126 | 0.4333 | 0.55372 | 0.47505 | 0.45256 | 0.62608 | 0.55514 | 0.58982 | 0.60184 | 0.59634 | 0.55279 | 0.47794 | 0.57347 | 0.64128 | 0.63363 | 0.46433 | 0.45945 | 0.55666 | 0.56376 | 0.54011 | 0.45179 | 0.536 | 0.44299 | 0.51292 | 0.51994 | 0.43933 | 0.57875 | 0.6444 | 0.43623 | 0.59661 | 0.57368 | 0.48337 | 0.47699 | 0.56588 | 0.61504 | 0.43184 | 0.64358 | 0.43524 | 0.46055 | 0.54602 | 0.47112 | 0.54092 | 0.47059 | 0.45272 | 0.58049 | 0.61437 | 0.63549 | 0.58357 | 0.61915 | 0.64508 | 0.58215 | 0.53288 | 0.60443 | 0.49329 | 0.57186 | 0.60072 | 0.47396 | 0.51248 | 0.46701 | 0.43364 | 0.4814 | 0.63288 | 0.4763 | 0.54115 | 0.51364 | 0.64584 | 0.44921 | 0.63386 | 0.55327 | 0.483 | 0.62845 | 0.52367 | 0.51839 | 0.46404 | 0.50234 | 0.43054 | 0.64046 | 0.54486 | 0.63124 | 0.45013 | 0.50911 | 0.46792 | 0.53073 | 0.63125 | 0.50555 | 0.52901 | 0.59228 | 0.56129 | 0.54589 | 0.63477 | 0.55431 | 0.54416 | 0.54221 | 0.60984 | 0.62481 | 0.59037 | 0.6044 | 0.53348 | 0.5999 | 0.49831 | 0.49324 | 0.57234 | 0.59912 | 0.64827 | 0.61791 | 0.60124 | 0.4848 | 0.50737 | 0.53333 | 0.47288 | 0.55763 | 0.62178 | 0.59221 | 0.52473 | 0.47264 | 0.4542 | 0.5554 | 0.5991 | 0.5853 | 0.51106 | 0.48973 | 0.54737 | 0.44475 | 0.49645 | 0.46856 | 0.56787 | 0.44384 | 0.57504 | 0.55056 | 0.49312 | 0.64282 | 0.51214 | 0.54632 | 0.59518 | 0.48411 | 0.45882 | 0.46948 | 0.56984 | 0.55372 | 0.63759 | 0.63699 | 0.5435 | 0.61019 | 0.64917 | 0.64012 | 0.46721 | 0.52991 | 0.46989 | 0.609 | 0.62178 | 0.62907 | 0.56147 | 0.61292 | 0.63519 | 0.59961 | 0.63072 | 0.46224 | 0.4945 | 0.51215 | 0.61507 | 0.5039 | 0.46502 | 0.45951 | 0.57461 | 0.55441 | 0.59114 | 0.53993 | 0.51068 | 0.61787 | 0.53589 | 0.44954 | 0.51891 | 0.43001 | 0.43044 | 0.63101 | 0.44791 | 0.48957 | 0.46485 | 0.50897 | 0.44629 | 0.50525 | 0.49452 | 0.62609 | 0.59225 | 0.47563 | 0.61352 | 0.64073 | 0.6484 | 0.62474 | 0.4541 | 0.48544 | 0.59497 | 0.52023 | 0.60629 | 0.48397 | 0.43334 | 0.52157 | 0.54307 | 0.44675 | 0.55837 | 0.52102 | 0.57773 | 0.48627 | 0.43964 | 0.62242 | 0.44711 | 0.47832 | 0.45112 | 0.53333 | 0.58808 | 0.56547 | 0.55675 | 0.5897 | 0.64672 | 0.5818 | 0.46347 | 0.45062 | 0.5357 | 0.54492 | 0.59865 | 0.60797 | 0.53908 | 0.52407 | 0.58651 | 0.45206 | 0.62595 | 0.52294 | 0.47986 | 0.45793 | 0.55061 | 0.51928 | 0.59017 | 0.51251 | 0.57174 | 0.45222 | 0.46657 | 0.44847 | 0.51678 | 0.63364 | 0.48901 | 0.45215 | 0.48429 | 0.4676 | 0.4383 | 0.64782 | 0.55384 | 0.56192 | 0.44381 | 0.50926 | 0.44925 | 0.60082 | 0.61865 | 0.62949 | 0.58481 | 0.44486 | 0.6385 | 0.58174 | 0.48587 | 0.64241 | 0.54225 | 0.48468 | 0.4407 | 0.5016 | 0.60368 | 0.52839 | 0.63095 | 0.63208 | 0.46576 | 0.58048 | 0.45976 | 0.64223 | 0.54728 | 0.43286 | 0.48646 | 0.58092 | 0.49099 | 0.43334 | 0.56488 | 0.62458 | 0.50956 | 0.55031 | 0.57426 | 0.62235 | 0.59471 | 0.58425 | 0.56147 | 0.43088 | 0.49244 | 0.59295 | 0.44148 | 0.51256 | 0.59117 | 0.57438 | 0.59156 | 0.61097 | 0.46929 | 0.55012 | 0.46453 | 0.56991 | 0.52698 | 0.56312 | 0.599 | 0.43363 | 0.43064 | 0.57185 | 0.51312 | 0.58797 | 0.515 | 0.63694 | 0.60241 | 0.61928 | 0.58879 | 0.58032 | 0.62626 | 0.49149 | 0.54887 | 0.47047 | 0.56432 | 0.45046 | 0.44481 | 0.43126 | 0.5807 | 0.54535 | 0.58236 | 0.5168 | 0.62246 | 0.54147 | 0.48964 | 0.56563 | 0.59967 | 0.51653 | 0.48269 | 0.44933 | 0.43446 | 0.4575 | 0.56991 | 0.59865 | 0.64559 | 0.56458 | 0.52925 | 0.46396 | 0.61861 | 0.62789 | 0.49932 | 0.63945 | 0.44232 | 0.47844 | 0.50271 | 0.58451 | 0.44314 | 0.55124 | 0.60181 | 0.51056 | 0.43605 | 0.52172 | 0.59567 | 0.59168 | 0.51842 | 0.57012 | 0.60197 | 0.44742 | 0.58777 | 0.63172 | 0.61506 | 0.57886 | 0.57553 | 0.43769 | 0.63189 | 0.51408 | 0.51821 | 0.44976 | 0.58529 | 0.45589 | 0.56582 | 0.61982 | 0.53615 | 0.44572 | 0.46576 | 0.5184 | 0.44163 | 0.46177 | 0.49114 | 0.53007 | 0.53001 | 0.49812 | 0.53923 | 0.59407 | 0.61953 | 0.5911 | 0.4522 | 0.62448 | 0.53962 | 0.45211 | 0.55573 | 0.56601 | 0.55362 | 0.63781 | 0.62013 | 0.47687 | 0.45179 | 0.60359 | 0.49309 | 0.64565 | 0.4444 | 0.62075 | 0.62325 | 0.44437 | 0.56716 | 0.4313 | 0.43569 | 0.61651 | 0.61888 | 0.54527 | 0.58962 | 0.50683 | 0.4443 | 0.52223 | 0.50254 | 0.5843 | 0.57893 | 0.57869 | 0.47766 | 0.47856 | 0.51535 | 0.462 | 0.54259 | 0.48993 | 0.52658 | 0.44627 | 0.52275 | 0.50061 | 0.64572 | 0.58 | 0.52898 | 0.61104 | 0.56974 | 0.47615 | 0.57761 | 0.64138 | 0.60255 | 0.44689 | 0.4751 | 0.56085 | 0.50644 | 0.46758 | 0.45566 | 0.55941 | 0.59827 | 0.54014 | 0.56434 | 0.59622 | 0.57459 | 0.61362 | 0.64207 | 0.4904 | 0.51025 | 0.5475 | 0.50058 | 0.45477 | 0.64839 | 0.5226 | 0.58712 | 0.52762 | 0.57209 | 0.56878 | 0.43491 | 0.43556 | 0.62005 | 0.567 | 0.52052 | 0.48065 | 0.51019 | 0.50347 | 0.48756 | 0.53926 | 0.47872 | 0.45243 | 0.54573 | 0.46336 | 0.54451 | 0.63965 | 0.58484 | 0.59436 | 0.63106 | 0.46689 | 0.61065 | 0.50748 | 0.63884 | 0.4578 | 0.56319 | 0.64906 | 0.60151 | 0.62208 | 0.56517 | 0.5566 | 0.48771 | 0.48389 | 0.4882 | 0.55432 | 0.62836 | 0.44597 | 0.54997 | 0.62804 | 0.61011 | 0.53478 | 0.60669 | 0.56149 | 0.52894 | 0.63161 | 0.55813 | 0.51477 | 0.54488 | 0.63027 | 0.48599 | 0.55198 | 0.46211 | 0.60956 | 0.44205 | 0.64112 | 0.58263 | 0.53918 | 0.63342 | 0.50897 | 0.46686 | 0.44294 | 0.55446 | 0.53159 | 0.48911 | 0.62036 | 0.43694 | 0.49452 | 0.57431 | 0.49754 | 0.45659 | 0.61442 | 0.55362 | 0.62217 | 0.57279 | 0.60511 | 0.64294 | 0.5288 | 0.55522 | 0.56238 | 0.57023 | 0.61791 | 0.63937 | 0.60885 | 0.51884 | 0.45954 | 0.53034 | 0.51689 | 0.454 | 0.48461 | 0.59669 | 0.51218 | 0.62303 | 0.54496 | 0.63732 | 0.50577 | 0.57668 | 0.61468 | 0.58068 | 0.63091 | 0.51024 | 0.45443 | 0.45373 | 0.6097 | 0.44525 | 0.48301 | 0.60256 | 0.60113 | 0.48875 | 0.47293 | 0.61147 | 0.43502 | 0.56312 | 0.4317 | 0.6469 | 0.62071 | 0.44572 | 0.62475 | 0.54413 | 0.44794 | 0.55848 | 0.59103 | 0.64026 | 0.5631 | 0.55181 | 0.46508 | 0.44949 | 0.64621 | 0.43561 | 0.4666 | 0.64519 | 0.5453 | 0.61717 | 0.6271 | 0.63259 | 0.52017 | 0.4922 | 0.64797 | 0.5273 | 0.49034 | 0.59192 | 0.48168 | 0.49317 | 0.54465 | 0.49055 | 0.55822 | 0.61744 | 0.61187 | 0.5801 | 0.44511 | 0.6283 | 0.6439 | 0.62562 | 0.48743 | 0.54517 | 0.6213 | 0.4688 | 0.49683 | 0.63599 | 0.6123 | 0.48105 | 0.43379 | 0.61786 | 0.56601 | 0.50452 | 0.51619 | 0.57676 | 0.52087 | 0.62463 | 0.48499 | 0.47283 | 0.43037 | 0.60601 | 0.47041 | 0.44916 | 0.50702 | 0.50822 | 0.6497 | 0.59861 | 0.61621 | 0.6369 | 0.61501 | 0.59171 | 0.60992 | 0.49212 | 0.63581 | 0.43156 | 0.64473 | 0.51504 | 0.47244 | 0.59234 | 0.60854 | 0.54505 | 0.59115 | 0.53784 | 0.50368 | 0.58446 | 0.51572 | 0.49463 | 0.64356 | 0.61201 | 0.4887 | 0.53328 | 0.51284 | 0.53194 | 0.45644 | 0.43335 | 0.53734 | 0.49866 | 0.60559 | 0.52813 | 0.44817 | 0.49322 | 0.43202 | 0.61803 | 0.59819 | 0.52351 | 0.49958 | 0.63985 | 0.47283 | 0.45745 | 0.52799 | 0.5547 | 0.51048 | 0.64807 | 0.51564 | 0.43785 | 0.50746 | 0.55922 | 0.43182 | 0.45042 | 0.57614 | 0.47724 | 0.54576 | 0.44475 | 0.44633 | 0.5847 | 0.62051 | 0.6132 | 0.53568 | 0.44883 | 0.53534 | 0.64886 | 0.54775 | 0.6033 | 0.56942 | 0.62946 | 0.64184 | 0.49292 | 0.53503 | 0.57351 | 0.62766 | 0.43217 | 0.58752 | 0.61177 | 0.5863 | 0.45191 | 0.52668 | 0.57726 | 0.60429 | 0.5537 | 0.45612 | 0.5341 | 0.53967 | 0.62097 | 0.57381 | 0.5941 | 0.50565 | 0.6102 | 0.48904 | 0.52093 | 0.46042 | 0.46386 | 0.53383 | 0.5284 | 0.5414 | 0.59532 | 0.60682 | 0.55982 | 0.64061 | 0.47648 | 0.58356 | 0.43324 | 0.43959 | 0.53358 | 0.50824 | 0.5252 | 0.63829 | 0.48306 | 0.58295 | 0.49783 | 0.60465 | 0.51768 | 0.59627 | 0.52424 | 0.64388 | 0.61697 | 0.58438 | 0.51816 | 0.45082 | 0.59561 | 0.49211 | 0.5015 | 0.63741 | 0.62451 | 0.52457 | 0.60137 | 0.52353 | 0.46236 | 0.52213 | 0.48271 | 0.60867 | 0.51348 | 0.44684 | 0.59779 | 0.57585 | 0.48209 | 0.48663 | 0.64591 | 0.64816 | 0.5395 | 0.48908 | 0.47924 | 0.51217 | 0.44045 | 0.57664 | 0.60944 | 0.59378 | 0.51346 | 0.47268 | 0.46011 | 0.55117 | 0.48421 | 0.56119 | 0.4966 | 0.60473 | 0.53202 | 0.62508 | 0.57247 | 0.58006 | 0.61686 | 0.43797 | 0.64987 | 0.58151 | 0.43404 | 0.5029 | 0.44689 | 0.47817 | 0.55097 | 0.4402 | 0.5681 | 0.52597 | 0.48506 | 0.60944 | 0.49977 | 0.51731 | 0.58142 | 0.55 | 0.48721 | 0.64461 | 0.49464 | 0.47252 | 0.56571 | 0.6228 | 0.61242 | 0.55867 | 0.48218 | 0.54492 | 0.50696 | 0.50842 | 0.54242 | 0.63661 | 0.62039 | 0.62496 | 0.56452 | 0.50417 | 0.49588 | 0.45936 | 0.54345 | 0.48883 | 0.51192 | 0.49749 | 0.51931 | 0.44177 | 0.45292 | 0.57861 | 0.48567 | 0.49613 | 0.61951 | 0.64975 | 0.45032 | 0.48202 | 0.45186 | 0.51424 | 0.46993 | 0.62942 | 0.64228 | 0.60846 | 0.55876 | 0.6054 | 0.6097 | 0.56873 | 0.6078 | 0.4742 | 0.46569 | 0.5008 | 0.60339 | 0.45297 | 0.47309 | 0.45557 | 0.52281 | 0.47265 | 0.45086 | 0.59269 | 0.43927 | 0.51604 | 0.5346 | 0.5503 | 0.63735 | 0.64509 | 0.51697 | 0.49971 | 0.61715 | 0.50474 | 0.46252 | 0.55522 | 0.4689 | 0.46386 | 0.52052 | 0.44775 | 0.56496 | 0.6433 | 0.44089 | 0.48976 | 0.55495 | 0.55115 | 0.50072 | 0.5639 | 0.58406 | 0.54649 | 0.59789 | 0.56348 | 0.51131 | 0.47676 | 0.43365 | 0.55891 | 0.50472 | 0.61975 | 0.53748 | 0.44684 | 0.53309 | 0.58579 | 0.62615 | 0.54333 | 0.55635 | 0.45565 | 0.52229 | 0.61429 | 0.63543 | 0.43525 | 0.61445 | 0.62947 | 0.49522 | 0.49196 | 0.55004 | 0.61412 | 0.64825 | 0.45354 | 0.53491 | 0.57192 | 0.54039 | 0.62171 | 0.55412 | 0.45929 | 0.57017 | 0.62766 | 0.45692 | 0.57187 | 0.64818 | 0.5723 | 0.61603 | 0.62859 | 0.49698 | 0.60943 | 0.56596 | 0.61338 | 0.51382 | 0.55778 | 0.49222 | 0.54743 | 0.59151 | 0.43858 | 0.50412 | 0.61751 | 0.4716 | 0.53466 | 0.60571 | 0.51135 | 0.59854 | 0.61901 | 0.48654 | 0.44068 | 0.55045 | 0.60109 | 0.48881 | 0.63361 | 0.57118 | 0.55483 | 0.59459 | 0.4722 | 0.54959 | 0.51091 | 0.43107 | 0.46641 | 0.60514 | 0.49416 | 0.64478 | 0.61197 | 0.52833 | 0.43691 | 0.63032 | 0.4326 | 0.51842 | 0.48957 | 0.50429 | 0.50829 | 0.56352 | 0.51572 | 0.4431 | 0.5489 | 0.49308 | 0.6135 | 0.53221 | 0.44912 | 0.55832 | 0.45142 | 0.61296 | 0.55747 | 0.53341 | 0.46883 | 0.45317 | 0.53947 | 0.4828 | 0.62657 | 0.64804 | 0.63168 | 0.62868 | 0.64244 | 0.43748 | 0.46566 | 0.46769 | 0.60146 | 0.45421 | 0.61775 | 0.64143 | 0.59872 | 0.5043 | 0.46998 | 0.4597 | 0.58917 | 0.50028 | 0.47863 | 0.50698 | 0.53257 | 0.54505 | 0.47527 | 0.43274 | 0.53105 | 0.57008 | 0.58955 | 0.62046 | 0.6041 | 0.54636 | 0.44523 | 0.61385 | 0.64738 | 0.55333 | 0.55814 | 0.50552 | 0.58413 | 0.62215 | 0.56837 | 0.48643 | 0.46314 | 0.63178 | 0.52556 | 0.4391 | 0.62262 | 0.53249 | 0.58927 | 0.55182 | 0.51687 | 0.5457 | 0.51403 | 0.43982 | 0.53962 | 0.47569 | 0.60906 | 0.56771 | 0.64607 | 0.51513 | 0.57148 | 0.54988 | 0.58863 | 0.61298 | 0.4424 | 0.55754 | 0.47791 | 0.6169 | 0.51697 | 0.64869 | 0.63471 | 0.58817 | 0.57651 | 0.63642 | 0.51244 | 0.46955 | 0.5567 | 0.56916 | 0.59539 | 0.46735 | 0.45201 | 0.43601 | 0.63445 | 0.60048 | 0.46618 | 0.60017 | 0.60248 | 0.54076 | 0.52549 | 0.44616 | 0.52625 | 0.64081 | 0.60631 | 0.5679 | 0.46667 | 0.47239 | 0.50052 | 0.58597 | 0.57115 | 0.50299 | 0.54327 | 0.61654 | 0.59914 | 0.59593 | 0.57486 | 0.62701 | 0.47918 | 0.57814 | 0.52994 | 0.51099 | 0.64746 | 0.57866 | 0.46706 | 0.56976 | 0.50903 | 0.52033 | 0.51208 | 0.46208 | 0.52079 | 0.55994 | 0.6465 | 0.64538 | 0.53607 | 0.48831 | 0.64767 | 0.5003 | 0.5586 | 0.59907 | 0.59635 | 0.43435 | 0.48883 | 0.44452 | 0.63889 | 0.54049 | 0.48173 | 0.5018 | 0.45011 | 0.57679 | 0.58476 | 0.60905 | 0.55078 | 0.49278 | 0.45655 | 0.5993 | 0.64793 | 0.56667 | 0.43939 | 0.6426 | 0.5815 | 0.57801 | 0.47124 | 0.60919 | 0.44377 | 0.47926 | 0.57651 | 0.59342 | 0.47289 | 0.63573 | 0.60141 | 0.43425 | 0.49863 | 0.4609 | 0.49437 | 0.44736 | 0.4688 | 0.58545 | 0.6058 | 0.63794 | 0.47843 | 0.52176 | 0.48286 | 0.6383 | 0.46022 | 0.55315 | 0.5534 | 0.46615 | 0.53175 | 0.57237 | 0.45871 | 0.45169 | 0.61889 | 0.54744 | 0.53437 | 0.53605 | 0.51926 | 0.44952 | 0.57818 | 0.44238 | 0.64287 | 0.55741 | 0.56046 | 0.47303 | 0.567 | 0.54544 | 0.50182 | 0.52884 | 0.59746 | 0.51102 | 0.59021 | 0.61651 | 0.49918 | 0.54258 | 0.62293 | 0.48977 | 0.6262 | 0.4568 | 0.52606 | 0.47588 | 0.60515 | 0.62912 | 0.49007 | 0.46018 | 0.59136 | 0.49067 | 0.5827 | 0.46402 | 0.43391 | 0.45848 | 0.56239 | 0.57979 | 0.56713 | 0.57052 | 0.44814 | 0.59849 | 0.64655 | 0.6084 | 0.47018 | 0.63348 | 0.4709 | 0.45511 | 0.49775 | 0.62809 | 0.58975 | 0.56094 | 0.43354 | 0.60101 | 0.56128 | 0.50893 | 0.43328 | 0.5119 | 0.57397 | 0.62631 | 0.47862 | 0.5037 | 0.48851 | 0.52842 | 0.60207 | 0.47808 | 0.55477 | 0.47143 | 0.53661 | 0.62627 | 0.46245 | 0.51049 | 0.44089 | 0.43739 | 0.44944 | 0.49248 | 0.43886 | 0.56295 | 0.49564 | 0.50576 | 0.54508 | 0.5278 | 0.46928 | 0.44149 | 0.45566 | 0.48132 | 0.56832 | 0.55255 | 0.62287 | 0.61218 | 0.49969 | 0.59192 | 0.58819 | 0.61933 | 0.47437 | 0.55916 | 0.5801 | 0.60636 | 0.60778 | 0.57437 | 0.61392 | 0.53282 | 0.54009 | 0.52164 | 0.64138 | 0.52811 | 0.47447 | 0.47161 | 0.56889 | 0.471 | 0.50214 | 0.48031 | 0.48157 | 0.61067 | 0.53369 | 0.45949 | 0.64749 | 0.59836 | 0.56661 | 0.50354 | 0.63453 | 0.5758 | 0.5376 | 0.49089 | 0.579 | 0.4595 | 0.4468 | 0.54621 | 0.50958 | 0.51704 | 0.56165 | 0.56075 | 0.51979 | 0.47557 | 0.43336 | 0.44571 | 0.60206 | 0.45793 | 0.58123 | 0.47778 | 0.46176 | 0.56862 | 0.51115 | 0.59463 | 0.47806 | 0.44885 | 0.48207 | 0.62078 | 0.59715 | 0.43413 | 0.43547 | 0.61036 | 0.47452 | 0.64006 | 0.57141 | 0.62944 | 0.59774 | 0.50486 | 0.48278 | 0.60087 | 0.53632 | 0.44158 | 0.53819 | 0.50697 | 0.44773 | 0.45689 | 0.58375 | 0.53105 | 0.59628 | 0.53814 | 0.6022 | 0.43448 | 0.59147 | 0.53788 | 0.44192 | 0.6115 | 0.58844 | 0.43271 | 0.64361 | 0.44654 | 0.55396 | 0.4666 | 0.59628 | 0.52744 | 0.58075 | 0.57063 | 0.62082 | 0.54288 | 0.46061 | 0.56742 | 0.62081 | 0.53288 | 0.44706 | 0.61225 | 0.44206 | 0.43416 | 0.57243 | 0.56971 | 0.58958 | 0.60532 | 0.63466 | 0.50867 | 0.43065 | 0.47518 | 0.58348 | 0.48239 | 0.4584 | 0.64078 | 0.57977 | 0.48413 | 0.50781 | 0.61755 | 0.53127 | 0.62112 | 0.51345 | 0.57684 | 0.43758 | 0.50068 | 0.4355 | 0.54171 | 0.45869 | 0.55502 | 0.58617 | 0.5117 | 0.5591 | 0.64624 | 0.54467 | 0.47712 | 0.62204 | 0.64141 | 0.44428 | 0.6499 | 0.53513 | 0.62612 | 0.61095 | 0.62835 | 0.46016 | 0.51968 | 0.64173 | 0.60654 | 0.62654 | 0.61363 | 0.49021 | 0.61898 | 0.57489 | 0.58644 | 0.49416 | 0.64449 | 0.51208 | 0.58077 | 0.57541 | 0.44705 | 0.54999 | 0.44933 | 0.52111 | 0.61767 | 0.62671 | 0.62375 | 0.50303 | 0.43859 | 0.62947 | 0.64454 | 0.53661 | 0.50002 | 0.50376 | 0.59311 | 0.47931 | 0.46123 | 0.64493 | 0.64369 | 0.60194 | 0.47088 | 0.46939 | 0.55713 | 0.63396 | 0.54737 | 0.64068 | 0.52541 | 0.61365 | 0.61839 | 0.44003 | 0.43224 | 0.52115 | 0.58049 | 0.56018 | 0.52569 | 0.5632 | 0.51058 | 0.59915 | 0.47979 | 0.48051 | 0.52476 | 0.45128 | 0.61445 | 0.5041 | 0.60846 | 0.4477 | 0.54959 | 0.43362 | 0.60907 | 0.62289 | 0.4974 | 0.5455 | 0.6482 | 0.44497 | 0.45066 | 0.63285 | 0.53091 | 0.63047 | 0.46272 | 0.47307 | 0.50182 | 0.53576 | 0.51278 | 0.5248 | 0.57659 | 0.53437 | 0.4968 | 0.58324 | 0.62815 | 0.49399 | 0.47888 | 0.55689 | 0.64492 | 0.46803 | 0.59789 | 0.45635 | 0.57699 | 0.58344 | 0.43421 | 0.47625 | 0.47807 | 0.60742 | 0.47602 | 0.5151 | 0.47201 | 0.51431 | 0.49837 | 0.50824 | 0.53644 | 0.49598 | 0.4863 | 0.47677 | 0.52802 | 0.61215 | 0.54309 | 0.54384 | 0.59147 | 0.45872 | 0.46277 | 0.55808 | 0.45353 | 0.48122 | 0.53205 | 0.44826 | 0.48005 | 0.64576 | 0.48868 | 0.60033 | 0.49718 | 0.52841 | 0.4917 | 0.61661 | 0.64537 | 0.53389 | 0.43369 | 0.54769 | 0.61314 | 0.60961 | 0.47535 | 0.58485 | 0.446 | 0.52958 | 0.49591 | 0.56524 | 0.45302 | 0.50196 | 0.59325 | 0.51152 | 0.49794 | 0.61521 | 0.61336 | 0.52347 | 0.44858 | 0.49728 | 0.63688 | 0.55084 | 0.52416 | 0.60129 | 0.59141 | 0.57714 | 0.49899 | 0.51932 | 0.44209 | 0.49923 | 0.52326 | 0.46663 | 0.60438 | 0.47086 | 0.46694 | 0.56642 | 0.55857 | 0.4642 | 0.51874 | 0.472 | 0.6028 | 0.60969 | 0.46004 | 0.52455 | 0.62078 | 0.61922 | 0.47053 | 0.62554 | 0.55087 | 0.46875 | 0.55955 | 0.5387 | 0.63349 | 0.46723 | 0.47774 | 0.62765 | 0.61646 | 0.62751 | 0.59601 | 0.52 | 0.46836 | 0.50431 | 0.57798 | 0.52239 | 0.46494 | 0.6259 | 0.46955 | 0.5726 | 0.55965 | 0.56667 | 0.53326 | 0.62458 | 0.46886 | 0.50378 | 0.53335 | 0.46728 | 0.52348 | 0.62618 | 0.4659 | 0.6206 | 0.59187 | 0.53814 | 0.51743 | 0.51721 | 0.47968 | 0.44848 | 0.47021 | 0.48647 | 0.51189 | 0.50318 | 0.44928 | 0.63753 | 0.60334 | 0.57447 | 0.63049 | 0.62896 | 0.539 | 0.51426 | 0.59062 | 0.51808 | 0.44762 | 0.4443 | 0.45682 | 0.48382 | 0.46689 | 0.56586 | 0.6239 | 0.55295 | 0.55575 | 0.63902 | 0.44791 | 0.55523 | 0.57462 | 0.64569 | 0.47902 | 0.52697 | 0.5289 | 0.49446 | 0.58262 | 0.43009 | 0.58259 | 0.53749 | 0.51564 | 0.49759 | 0.50466 | 0.44413 | 0.46155 | 0.46402 | 0.46393 | 0.5877 | 0.63503 | 0.47759 | 0.53722 | 0.49097 | 0.54238 | 0.60612 | 0.5518 | 0.50516 | 0.48591 | 0.43677 | 0.64687 | 0.47484 | 0.56193 | 0.57139 | 0.53752 | 0.49489 | 0.56421 | 0.43864 | 0.56061 | 0.43116 | 0.63889 | 0.46272 | 0.4986 | 0.61888 | 0.44121 | 0.43164 | 0.60018 | 0.5799 | 0.63913 | 0.51937 | 0.43285 | 0.62701 | 0.61725 | 0.52703 | 0.542 | 0.43899 | 0.45793 | 0.52281 | 0.5979 | 0.43673 | 0.46797 | 0.6308 | 0.43658 | 0.5576 | 0.44861 | 0.52377 | 0.48827 | 0.63801 | 0.46935 | 0.61642 | 0.44169 | 0.64581 | 0.47013 | 0.53283 | 0.43974 | 0.54539 | 0.485 | 0.44856 | 0.46556 | 0.47743 | 0.60001 | 0.58685 | 0.5472 | 0.48431 | 0.47776 | 0.47436 | 0.54271 | 0.61609 | 0.4616 | 0.52984 | 0.59008 | 0.63682 | 0.58694 | 0.55222 | 0.48583 | 0.55759 | 0.47265 | 0.47286 | 0.50201 | 0.63455 | 0.61015 | 0.60942 | 0.5415 | 0.47915 | 0.62358 | 0.48839 | 0.50217 | 0.64695 | 0.4779 | 0.60391 | 0.54854 | 0.56175 | 0.58968 | 0.63037 | 0.60789 | 0.58058 | 0.4735 | 0.49496 | 0.46797 | 0.46194 | 0.55994 | 0.63496 | 0.52132 | 0.43102 | 0.46097 | 0.54397 | 0.59114 | 0.43034 | 0.50893 | 0.46118 | 0.5327 | 0.44323 | 0.51627 | 0.52519 | 0.55898 | 0.52803 | 0.48834 | 0.46105 | 0.60517 | 0.44746 | 0.43964 | 0.62474 | 0.52707 | 0.47962 | 0.4865 | 0.43466 | 0.43338 | 0.48961 | 0.59534 | 0.44477 | 0.58858 | 0.60306 | 0.48962 | 0.57098 | 0.63948 | 0.50699 | 0.63297 | 0.64991 | 0.57476 | 0.57179 | 0.50276 | 0.53407 | 0.43124 | 0.43741 | 0.59374 | 0.54058 | 0.51415 | 0.59354 | 0.45711 | 0.50977 | 0.47455 | 0.53544 | 0.61712 | 0.43958 | 0.47475 | 0.62908 | 0.53602 | 0.49238 | 0.47807 | 0.5175 | 0.47411 | 0.45018 | 0.50902 | 0.43213 | 0.61905 | 0.43024 | 0.53731 | 0.55199 | 0.61619 | 0.52846 | 0.48643 | 0.44779 | 0.50217 | 0.46285 | 0.55346 | 0.51467 | 0.57054 | 0.59016 | 0.51294 | 0.60902 | 0.49608 | 0.46091 | 0.60524 | 0.47659 | 0.51747 | 0.56181 | 0.51209 | 0.60313 | 0.64673 | 0.45685 | 0.47944 | 0.50341 | 0.45548 | 0.57693 | 0.54887 | 0.57197 | 0.49937 | 0.56416 | 0.57316 | 0.50765 | 0.47009 | 0.48937 | 0.47547 | 0.64044 | 0.50614 | 0.52017 | 0.4761 | 0.61589 | 0.56414 | 0.60097 | 0.63403 | 0.54432 | 0.46499 | 0.43864 | 0.62962 | 0.52882 | 0.50112 | 0.46374 | 0.46388 | 0.46775 | 0.60124 | 0.56967 | 0.53061 | 0.49996 | 0.51434 | 0.52726 | 0.54614 | 0.57191 | 0.61721 | 0.61596 | 0.56511 | 0.51616 | 0.63013 | 0.47133 | 0.46172 | 0.45062 | 0.47664 | 0.48275 | 0.51405 | 0.44444 | 0.56396 | 0.51277 | 0.44015 | 0.46328 | 0.48569 | 0.48774 | 0.60422 | 0.46779 | 0.45213 | 0.49985 | 0.52521 | 0.6052 | 0.57803 | 0.47751 | 0.50003 | 0.55556 | 0.48576 | 0.62582 | 0.52135 | 0.52475 | 0.61459 | 0.61393 | 0.56632 | 0.61205 | 0.56175 | 0.58793 | 0.45882 | 0.52754 | 0.48711 | 0.45687 | 0.5277 | 0.43059 | 0.58688 | 0.44148 | 0.46577 | 0.59968 | 0.63952 | 0.59896 | 0.47431 | 0.58 | 0.44375 | 0.53269 | 0.59947 | 0.63166 | 0.46435 | 0.58744 | 0.49237 | 0.64969 | 0.55966 | 0.64888 | 0.57439 | 0.52645 | 0.4477 | 0.59561 | 0.48516 | 0.57182 | 0.48185 | 0.60936 | 0.50424 | 0.46266 | 0.55696 | 0.52407 | 0.62096 | 0.60719 | 0.52546 | 0.43382 | 0.62431 | 0.6229 | 0.44227 | 0.54538 | 0.45662 | 0.62737 | 0.46744 | 0.46226 | 0.57627 | 0.57316 | 0.50508 | 0.59844 | 0.56849 | 0.64267 | 0.56163 | 0.53268 | 0.60717 | 0.45755 | 0.43116 | 0.59689 | 0.44022 | 0.61899 | 0.59548 | 0.47851 | 0.64975 | 0.6242 | 0.59194 | 0.44632 | 0.63447 | 0.57322 | 0.4638 | 0.59659 | 0.50046 | 0.47353 | 0.54267 | 0.53082 | 0.64131 | 0.5201 | 0.64967 | 0.62558 | 0.48884 | 0.46017 | 0.59988 | 0.62513 | 0.59123 | 0.50662 | 0.46001 | 0.56392 | 0.53395 | 0.64006 | 0.63153 | 0.62075 | 0.5608 | 0.62023 | 0.4871 | 0.54877 | 0.56912 | 0.4925 | 0.61659 | 0.46522 | 0.54115 | 0.46274 | 0.62664 | 0.4696 | 0.44408 | 0.59303 | 0.63179 | 0.51156 | 0.43453 | 0.60811 | 0.64922 | 0.55808 | 0.58107 | 0.64581 | 0.61562 | 0.48308 | 0.62694 | 0.45047 | 0.54412 | 0.54514 | 0.55142 | 0.62833 | 0.50748 | 0.44097 | 0.56501 | 0.49531 | 0.48992 | 0.55508 | 0.63848 | 0.48124 | 0.43267 | 0.57239 | 0.52389 | 0.54501 | 0.50717 | 0.56445 | 0.48588 | 0.47612 | 0.56494 | 0.47194 | 0.57351 | 0.62373 | 0.44912 | 0.47282 | 0.55788 | 0.53455 | 0.44755 | 0.4731 | 0.51651 | 0.64537 | 0.44343 | 0.62009 | 0.55272 | 0.46443 | 0.4944 | 0.57231 | 0.51122 | 0.53309 | 0.5831 | 0.55589 | 0.59715 | 0.50804 | 0.62984 | 0.64026 | 0.559 | 0.46876 | 0.62147 | 0.54108 | 0.56449 | 0.64084 | 0.52151 | 0.51169 | 0.57747 | 0.43139 | 0.49908 | 0.44956 | 0.58731 | 0.46878 | 0.53165 | 0.61459 | 0.44365 | 0.57486 | 0.60681 | 0.52784 | 0.48627 | 0.60159 | 0.46829 | 0.58773 | 0.46195 | 0.57614 | 0.4623 | 0.56719 | 0.45057 | 0.57497 | 0.50733 | 0.4686 | 0.47983 | 0.61677 | 0.64537 | 0.54435 | 0.54234 | 0.54904 | 0.46752 | 0.58944 | 0.43469 | 0.54358 | 0.51354 | 0.47657 | 0.47193 | 0.64248 | 0.44782 | 0.60086 | 0.49515 | 0.6291 | 0.5109 | 0.48169 | 0.44798 | 0.56737 | 0.56471 | 0.54857 | 0.59234 | 0.58244 | 0.49225 | 0.48209 | 0.61534 | 0.47852 | 0.5018 | 0.44893 | 0.5174 | 0.55641 | 0.63777 | 0.49868 | 0.54068 | 0.62735 | 0.57528 | 0.49683 | 0.59289 | 0.52925 | 0.53262 | 0.53538 | 0.4355 | 0.56761 | 0.58315 | 0.58507 | 0.51834 | 0.49123 | 0.49307 | 0.51469 | 0.56054 | 0.55206 | 0.63849 | 0.5736 | 0.6334 | 0.47499 | 0.62412 | 0.59389 | 0.53628 | 0.44529 | 0.43153 | 0.49731 | 0.57558 | 0.55525 | 0.58315 | 0.45066 | 0.61735 | 0.59893 | 0.52684 | 0.5799 | 0.6329 | 0.44958 | 0.59397 | 0.56753 | 0.59479 | 0.55096 | 0.44313 | 0.48496 | 0.63001 | 0.46644 | 0.50515 | 0.56128 | 0.49689 | 0.4475 | 0.57784 | 0.6148 | 0.58475 | 0.51571 | 0.46984 | 0.5055 | 0.51032 | 0.5506 | 0.48499 | 0.53753 | 0.50602 | 0.50013 | 0.45574 | 0.59915 | 0.46212 | 0.45438 | 0.62182 | 0.46872 | 0.63632 | 0.57376 | 0.44171 | 0.48151 | 0.52164 | 0.64724 | 0.54256 | 0.51277 | 0.62926 | 0.47542 | 0.5348 | 0.50123 | 0.45564 | 0.62451 | 0.44865 | 0.51123 | 0.46442 | 0.59678 | 0.56287 | 0.54831 | 0.52484 | 0.44854 | 0.5077 | 0.59094 | 0.45378 | 0.56271 | 0.44616 | 0.56184 | 0.63611 | 0.53532 | 0.63639 | 0.51833 | 0.50505 | 0.48019 | 0.48806 | 0.62012 | 0.54517 | 0.44249 | 0.61623 | 0.49553 | 0.57684 | 0.45796 | 0.58239 | 0.43315 | 0.56936 | 0.6233 | 0.60123 | 0.47539 | 0.47079 | 0.5515 | 0.46018 | 0.48237 | 0.49908 | 0.54894 | 0.61678 | 0.62521 | 0.56083 | 0.45545 | 0.63406 | 0.47402 | 0.64302 | 0.49181 | 0.61922 | 0.44542 | 0.47299 | 0.6058 | 0.45846 | 0.49602 | 0.62063 | 0.47417 | 0.46488 | 0.53513 | 0.58822 | 0.5171 | 0.45004 | 0.61766 | 0.59432 | 0.63183 | 0.62169 | 0.50139 | 0.61355 | 0.56922 | 0.60476 | 0.48409 | 0.52179 | 0.59961 | 0.62862 | 0.60401 | 0.43714 | 0.48504 | 0.54971 | 0.44099 | 0.55075 | 0.50036 | 0.56727 | 0.44666 | 0.623 | 0.58393 | 0.55891 | 0.58725 | 0.64253 | 0.56117 | 0.48532 | 0.50024 | 0.53691 | 0.63494 | 0.48898 | 0.64446 | 0.5919 | 0.46988 | 0.43161 | 0.5048 | 0.45596 | 0.45504 | 0.60623 | 0.43267 | 0.54929 | 0.57104 | 0.56679 | 0.61004 | 0.56331 | 0.60594 | 0.62786 | 0.47129 | 0.61519 | 0.52994 | 0.43582 | 0.45842 | 0.62351 | 0.5498 | 0.53503 | 0.5167 | 0.46839 | 0.46149 | 0.58825 | 0.44357 | 0.63659 | 0.44022 | 0.50694 | 0.63823 | 0.53091 | 0.61063 | 0.57847 | 0.52931 | 0.53458 | 0.6191 | 0.64386 | 0.57003 | 0.62857 | 0.59244 | 0.63854 | 0.43856 | 0.577 | 0.54456 | 0.5733 | 0.52635 | 0.5516 | 0.64949 | 0.43916 | 0.51461 | 0.4877 | 0.44868 | 0.44342 | 0.6483 | 0.44173 | 0.64839 | 0.56853 | 0.53772 | 0.5529 | 0.56464 | 0.55336 | 0.61755 | 0.48891 | 0.49738 | 0.56348 | 0.45577 | 0.52879 | 0.44082 | 0.46265 | 0.62126 | 0.52144 | 0.47255 | 0.4969 | 0.58244 | 0.64923 | 0.48596 | 0.57891 | 0.58278 | 0.45677 | 0.47099 | 0.44967 | 0.50576 | 0.49953 | 0.45418 | 0.53562 | 0.48064 | 0.64021 | 0.55651 | 0.43895 | 0.54027 | 0.64373 | 0.61005 | 0.59662 | 0.60168 | 0.45398 | 0.50515 | 0.51941 | 0.49959 | 0.48549 | 0.63229 | 0.63045 | 0.51939 | 0.45348 | 0.60917 | 0.44636 | 0.44077 | 0.4788 | 0.55377 | 0.61614 | 0.61332 | 0.47164 | 0.56276 | 0.61483 | 0.58595 | 0.59911 | 0.52156 | 0.54949 | 0.61533 | 0.52287 | 0.64626 | 0.49794 | 0.62519 | 0.59038 | 0.61511 | 0.622 | 0.48253 | 0.63855 | 0.55365 | 0.51826 | 0.47329 | 0.54569 | 0.53516 | 0.63827 | 0.50707 | 0.64019 | 0.64856 | 0.50688 | 0.62273 | 0.53497 | 0.5176 | 0.63781 | 0.45403 | 0.46217 | 0.56399 | 0.59074 | 0.49568 | 0.62684 | 0.48411 | 0.59672 | 0.48582 | 0.63056 | 0.52219 | 0.43491 | 0.46033 | 0.55047 | 0.54579 | 0.54958 | 0.48096 | 0.6318 | 0.5116 | 0.64754 | 0.45812 | 0.56561 | 0.47887 | 0.5311 | 0.46053 | 0.48096 | 0.58859 | 0.62662 | 0.4405 | 0.60046 | 0.64968 | 0.61554 | 0.46502 | 0.50942 | 0.50383 | 0.63199 | 0.54968 | 0.61077 | 0.61123 | 0.59392 | 0.47111 | 0.61764 | 0.55394 | 0.48163 | 0.44973 | 0.44363 | 0.55652 | 0.54038 | 0.46756 | 0.47194 | 0.6315 | 0.55462 | 0.63789 | 0.56989 | 0.57235 | 0.47821 | 0.54176 | 0.57817 | 0.49213 | 0.50419 | 0.52922 | 0.46829 | 0.54481 | 0.60129 | 0.55161 | 0.46585 | 0.54916 | 0.49535 | 0.6022 | 0.46797 | 0.55667 | 0.53484 | 0.4584 | 0.48257 | 0.50002 | 0.47654 | 0.52074 | 0.57295 | 0.6474 | 0.52441 | 0.6437 | 0.53569 | 0.45615 | 0.60352 | 0.54368 | 0.61822 | 0.58086 | 0.59833 | 0.43086 | 0.52455 | 0.47184 | 0.63802 | 0.5577 | 0.45869 | 0.63813 | 0.51939 | 0.53823 | 0.62559 | 0.62845 | 0.64677 | 0.47862 | 0.57204 | 0.60605 | 0.47566 | 0.44277 | 0.5588 | 0.6365 | 0.4829 | 0.49786 | 0.56243 | 0.47623 | 0.64507 | 0.44992 | 0.46976 | 0.54562 | 0.44683 | 0.54507 | 0.48015 | 0.5304 | 0.60305 | 0.55322 | 0.52779 | 0.48851 | 0.44921 | 0.51986 | 0.45973 | 0.5744 | 0.6354 | 0.49356 | 0.59785 | 0.46531 | 0.54016 | 0.52635 | 0.51935 | 0.51016 | 0.51788 | 0.50503 | 0.57862 | 0.45468 | 0.44733 | 0.58898 | 0.44128 | 0.48377 | 0.5369 | 0.47561 | 0.52981 | 0.47149 | 0.57589 | 0.56156 | 0.60084 | 0.58063 | 0.60204 | 0.46829 | 0.44493 | 0.62806 | 0.46182 | 0.47655 | 0.53766 | 0.58894 | 0.61527 | 0.58159 | 0.58431 | 0.54011 | 0.58152 | 0.53997 | 0.48033 | 0.49344 | 0.578 | 0.43302 | 0.58804 | 0.49318 | 0.54153 | 0.4956 | 0.56314 | 0.56901 | 0.55444 | 0.4724 | 0.46978 | 0.63585 | 0.49775 | 0.56813 | 0.4451 | 0.60941 | 0.43561 | 0.44534 | 0.5236 | 0.49389 | 0.51803 | 0.48432 | 0.57541 | 0.45149 | 0.45612 | 0.59938 | 0.57811 | 0.49298 | 0.57202 | 0.60414 | 0.50548 | 0.49634 | 0.60238 | 0.52839 | 0.44942 | 0.52452 | 0.6044 | 0.46623 | 0.61617 | 0.57717 | 0.49489 | 0.49331 | 0.632 | 0.5429 | 0.48656 | 0.49262 | 0.49969 | 0.51623 | 0.53574 | 0.49995 | 0.4321 | 0.48779 | 0.43116 | 0.48904 | 0.46451 | 0.58297 | 0.60302 | 0.43654 | 0.50247 | 0.58464 | 0.62001 | 0.45957 | 0.63511 | 0.59919 | 0.43436 | 0.58675 | 0.43402 | 0.54616 | 0.57705 | 0.43151 | 0.57914 | 0.60176 | 0.48246 | 0.4936 | 0.58641 | 0.43213 | 0.64754 | 0.60429 | 0.46487 | 0.51499 | 0.51804 | 0.49043 | 0.50276 | 0.52707 | 0.52376 | 0.6166 | 0.64055 | 0.45528 | 0.5536 | 0.48918 | 0.59287 | 0.6316 | 0.51335 | 0.51777 | 0.57412 | 0.44796 | 0.48559 | 0.59456 | 0.56944 | 0.55297 | 0.6283 | 0.48644 | 0.63532 | 0.57339 | 0.43024 | 0.5523 | 0.58304 | 0.46146 | 0.6385 | 0.6061 | 0.46149 | 0.57925 | 0.51934 | 0.62055 | 0.56824 | 0.54996 | 0.43066 | 0.57305 | 0.50233 | 0.48131 | 0.63634 | 0.61966 | 0.56061 | 0.62218 | 0.5819 | 0.58238 | 0.55705 | 0.48365 | 0.47262 | 0.50681 | 0.48587 | 0.64967 | 0.51094 | 0.58773 | 0.59764 | 0.64561 | 0.52359 | 0.44571 | 0.63372 | 0.62206 | 0.44638 | 0.48743 | 0.60565 | 0.52363 | 0.4482 | 0.60332 | 0.4967 | 0.56799 | 0.46592 | 0.62182 | 0.58963 | 0.57566 | 0.47077 | 0.549 | 0.45693 | 0.4804 | 0.44877 | 0.51274 | 0.48732 | 0.5725 | 0.57675 | 0.46744 | 0.44653 | 0.48205 | 0.47655 | 0.51058 | 0.43609 | 0.6445 | 0.59499 | 0.61364 | 0.62856 | 0.62104 | 0.48992 | 0.62287 | 0.5707 | 0.6083 | 0.44038 | 0.46818 | 0.52419 | 0.44549 | 0.61933 | 0.44956 | 0.56146 | 0.62577 | 0.58919 | 0.59992 | 0.61516 | 0.64004 | 0.59098 | 0.49124 | 0.44376 | 0.57465 | 0.53483 | 0.55846 | 0.62958 | 0.59766 | 0.63394 | 0.47808 | 0.43487 | 0.49873 | 0.58398 | 0.60105 | 0.4769 | 0.55003 | 0.4314 | 0.45846 | 0.44848 | 0.64693 | 0.61477 | 0.49623 | 0.61258 | 0.5813 | 0.6325 | 0.46788 | 0.45531 | 0.45382 | 0.56839 | 0.47192 | 0.51475 | 0.44271 | 0.47405 | 0.59093 | 0.63188 | 0.58553 | 0.57195 | 0.62891 | 0.59725 | 0.59854 | 0.63869 | 0.62751 | 0.57843 | 0.47637 | 0.43798 | 0.55104 | 0.52132 | 0.54337 | 0.43935 | 0.63533 | 0.6335 | 0.57109 | 0.64959 | 0.56527 | 0.60841 | 0.49214 | 0.59957 | 0.56797 | 0.47845 | 0.44467 | 0.56821 | 0.47671 | 0.43796 | 0.55561 | 0.59886 | 0.59489 | 0.5488 | 0.46037 | 0.57209 | 0.53754 | 0.56965 | 0.49467 | 0.55273 | 0.55975 | 0.61654 | 0.47362 | 0.44692 | 0.47512 | 0.4595 | 0.56893 | 0.58567 | 0.57931 | 0.52089 | 0.51103 | 0.45109 | 0.46476 | 0.5064 | 0.64361 | 0.57497 | 0.44633 | 0.58588 | 0.54301 | 0.61658 | 0.55351 | 0.44633 | 0.63238 | 0.55627 | 0.43012 | 0.52578 | 0.44764 | 0.46368 | 0.55055 | 0.61883 | 0.62131 | 0.44191 | 0.55923 | 0.56332 | 0.5651 | 0.61794 | 0.52273 | 0.60563 | 0.5394 | 0.48516 | 0.58882 | 0.48201 | 0.54782 | 0.50881 | 0.54737 | 0.47135 | 0.5719 | 0.62344 | 0.53751 | 0.51957 | 0.4524 | 0.47958 | 0.61935 | 0.49185 | 0.62795 | 0.58931 | 0.44221 | 0.46251 | 0.46757 | 0.49668 | 0.45015 | 0.43572 | 0.60009 | 0.44698 | 0.64135 | 0.47206 | 0.44793 | 0.63731 | 0.43288 | 0.52376 | 0.60102 | 0.4705 | 0.47685 | 0.57318 | 0.49353 | 0.51118 | 0.56978 | 0.62484 | 0.50478 | 0.60651 | 0.47062 | 0.49933 | 0.63625 | 0.64686 | 0.50009 | 0.59827 | 0.47129 | 0.49058 | 0.57515 | 0.48979 | 0.43055 | 0.52261 | 0.58327 | 0.56531 | 0.61883 | 0.57461 | 0.64249 | 0.53456 | 0.63218 | 0.5272 | 0.51548 | 0.43119 | 0.57603 | 0.58416 | 0.56681 | 0.54846 | 0.45118 | 0.51292 | 0.61809 | 0.55668 | 0.54485 | 0.57488 | 0.53291 | 0.51572 | 0.58667 | 0.56093 | 0.56608 | 0.5359 | 0.64909 | 0.57451 | 0.64171 | 0.50066 | 0.60625 | 0.4718 | 0.56439 | 0.46101 | 0.59926 | 0.44081 | 0.53074 | 0.56825 | 0.52983 | 0.57012 | 0.53687 | 0.61123 | 0.54357 | 0.55435 | 0.50188 | 0.43559 | 0.49364 | 0.6475 | 0.4832 | 0.49389 | 0.5211 | 0.50049 | 0.49023 | 0.64878 | 0.44327 | 0.43677 | 0.60481 | 0.59411 | 0.54525 | 0.57847 | 0.45096 | 0.51745 | 0.56236 | 0.54994 | 0.44923 | 0.55494 | 0.60835 | 0.6417 | 0.43755 | 0.63532 | 0.55555 | 0.5364 | 0.50112 | 0.48347 | 0.45539 | 0.55641 | 0.57562 | 0.61469 | 0.55778 | 0.5876 | 0.48893 | 0.43545 | 0.5625 | 0.46737 | 0.63726 | 0.62959 | 0.54985 | 0.6212 | 0.52023 | 0.61911 | 0.46835 | 0.48476 | 0.48678 | 0.49095 | 0.5714 | 0.51983 | 0.43414 | 0.43475 | 0.63977 | 0.63025 | 0.49484 | 0.5632 | 0.63802 | 0.55718 | 0.50137 | 0.45919 | 0.55421 | 0.49577 | 0.50699 | 0.56221 | 0.50109 | 0.6477 | 0.52437 | 0.62363 | 0.5298 | 0.44214 | 0.54387 | 0.48992 | 0.51999 | 0.62317 | 0.55646 | 0.50766 | 0.43579 | 0.64417 | 0.5318 | 0.46081 | 0.48936 | 0.61599 | 0.59119 | 0.48521 | 0.51673 | 0.5021 | 0.5371 | 0.45956 | 0.50773 | 0.44569 | 0.4703 | 0.60594 | 0.64588 | 0.54407 | 0.55272 | 0.63965 | 0.53913 | 0.43468 | 0.61211 | 0.53083 | 0.49651 | 0.61287 | 0.61446 | 0.4906 | 0.49986 | 0.44576 | 0.60052 | 0.60568 | 0.63625 | 0.61233 | 0.43078 | 0.55308 | 0.631 | 0.64851 | 0.44485 | 0.53372 | 0.62898 | 0.6029 | 0.64886 | 0.46 | 0.55872 | 0.50809 | 0.54975 | 0.60082 | 0.64502 | 0.48508 | 0.53144 | 0.55764 | 0.44751 | 0.5475 | 0.46821 | 0.50202 | 0.59955 | 0.54171 | 0.50026 | 0.44754 | 0.64811 | 0.55431 | 0.55861 | 0.48251 | 0.5925 | 0.49351 | 0.49431 | 0.51081 | 0.52215 | 0.43927 | 0.55317 | 0.54994 | 0.55236 | 0.53504 | 0.6286 | 0.48301 | 0.49863 | 0.48813 | 0.45316 | 0.52789 | 0.51661 | 0.58121 | 0.63403 | 0.58697 | 0.58259 | 0.58753 | 0.54953 | 0.57399 | 0.57624 | 0.50997 | 0.58682 | 0.60485 | 0.4309 | 0.49644 | 0.61136 | 0.52901 | 0.62339 | 0.64492 | 0.64227 | 0.54832 | 0.4395 | 0.43705 | 0.48297 | 0.64243 | 0.43277 | 0.59435 | 0.64212 | 0.54828 | 0.524 | 0.47643 | 0.4662 | 0.47069 | 0.54137 | 0.48992 | 0.50718 | 0.58297 | 0.63038 | 0.43985 | 0.56937 | 0.54134 | 0.47756 | 0.52131 | 0.45323 | 0.62685 | 0.49168 | 0.45547 | 0.55865 | 0.56386 | 0.46443 | 0.56207 | 0.43218 | 0.46905 | 0.61319 | 0.44033 | 0.53028 | 0.62683 | 0.439 | 0.54525 | 0.64893 | 0.45045 | 0.5458 | 0.5716 | 0.4571 | 0.47208 | 0.49687 | 0.59895 | 0.45496 | 0.53216 | 0.59045 | 0.5141 | 0.51197 | 0.59935 | 0.47181 | 0.63552 | 0.44006 | 0.50563 | 0.47758 | 0.54184 | 0.45114 | 0.61245 | 0.63229 | 0.4692 | 0.45171 | 0.54871 | 0.63384 | 0.63597 | 0.52835 | 0.58614 | 0.47683 | 0.53677 | 0.51226 | 0.45642 | 0.44556 | 0.45193 | 0.46449 | 0.59189 | 0.55783 | 0.64047 | 0.6264 | 0.47764 | 0.43602 | 0.4835 | 0.60256 | 0.50866 | 0.52377 | 0.54633 | 0.47995 | 0.50914 | 0.52367 | 0.43225 | 0.47425 | 0.53543 | 0.5631 | 0.43303 | 0.51253 | 0.61264 | 0.59772 | 0.58798 | 0.44275 | 0.5817 | 0.53764 | 0.46043 | 0.61267 | 0.5187 | 0.456 | 0.48897 | 0.59833 | 0.61697 | 0.45359 | 0.52082 | 0.47526 | 0.64235 | 0.49726 | 0.53904 | 0.5517 | 0.515 | 0.63979 | 0.54721 | 0.51055 | 0.55486 | 0.49079 | 0.63776 | 0.6147 | 0.56652 | 0.64728 | 0.5387 | 0.47719 | 0.52545 | 0.57796 | 0.57175 | 0.53401 | 0.60123 | 0.53411 | 0.60857 | 0.5198 | 0.45533 | 0.44478 | 0.5909 | 0.58118 | 0.60818 | 0.49661 | 0.44021 | 0.56805 | 0.43178 | 0.54583 | 0.52738 | 0.64225 | 0.59386 | 0.63463 | 0.6454 | 0.48371 | 0.50997 | 0.4814 | 0.4692 | 0.55265 | 0.54075 | 0.5171 | 0.48462 | 0.60758 | 0.59263 | 0.45953 | 0.50438 | 0.59333 | 0.59425 | 0.59274 | 0.55196 | 0.56756 | 0.45573 | 0.49851 | 0.52287 | 0.60216 | 0.62919 | 0.43714 | 0.62598 | 0.54646 | 0.62295 | 0.54963 | 0.49302 | 0.58373 | 0.44914 | 0.56759 | 0.56448 | 0.56187 | 0.51226 | 0.58844 | 0.59905 | 0.5811 | 0.44817 | 0.58243 | 0.50193 | 0.4468 | 0.51369 | 0.48549 | 0.56156 | 0.52326 | 0.5483 | 0.50001 | 0.46546 | 0.61872 | 0.49285 | 0.53593 | 0.59475 | 0.56677 | 0.4513 | 0.55223 | 0.45133 | 0.48481 | 0.5969 | 0.50593 | 0.52997 | 0.45599 | 0.56477 | 0.4832 | 0.55814 | 0.46433 | 0.60091 | 0.51388 | 0.48667 | 0.49967 | 0.49829 | 0.45227 | 0.55849 | 0.44674 | 0.55248 | 0.43644 | 0.59307 | 0.56182 | 0.51768 | 0.59986 | 0.58725 | 0.51192 | 0.62221 | 0.43229 | 0.47925 | 0.49444 | 0.50536 | 0.47886 | 0.54232 | 0.54001 | 0.55439 | 0.43255 | 0.49689 | 0.58121 | 0.6135 | 0.57013 | 0.48323 | 0.5103 | 0.44227 | 0.54735 | 0.55434 | 0.56091 | 0.48567 | 0.44456 | 0.48609 | 0.61132 | 0.46035 | 0.49691 | 0.44481 | 0.61556 | 0.57442 | 0.62956 | 0.44819 | 0.45221 | 0.51962 | 0.47283 | 0.45183 | 0.55472 | 0.44764 | 0.48716 | 0.49889 | 0.49213 | 0.47011 | 0.58872 | 0.63699 | 0.44577 | 0.49271 | 0.59566 | 0.63675 | 0.62341 | 0.59503 | 0.45809 | 0.52724 | 0.57285 | 0.58841 | 0.62733 | 0.53228 | 0.48453 | 0.48881 | 0.4374 | 0.47913 | 0.57951 | 0.56154 | 0.47184 | 0.51653 | 0.59259 | 0.62091 | 0.61193 | 0.62359 | 0.49667 | 0.44751 | 0.58974 | 0.58558 | 0.55281 | 0.50742 | 0.46459 | 0.43345 | 0.5139 | 0.57588 | 0.64596 | 0.60566 | 0.59034 | 0.64124 | 0.50692 | 0.46311 | 0.50872 | 0.60975 | 0.46493 | 0.4619 | 0.5158 | 0.60065 | 0.62071 | 0.5268 | 0.44553 | 0.45057 | 0.62612 | 0.57957 | 0.57959 | 0.56674 | 0.4911 | 0.47269 | 0.57118 | 0.63967 | 0.48572 | 0.47251 | 0.47411 | 0.46183 | 0.62698 | 0.53687 | 0.50931 | 0.61074 | 0.50726 | 0.64974 | 0.51294 | 0.6242 | 0.58785 | 0.55833 | 0.53292 | 0.6407 | 0.63238 | 0.47261 | 0.47584 | 0.62425 | 0.62993 | 0.59229 | 0.54551 | 0.51058 | 0.43291 | 0.62554 | 0.61803 | 0.56497 | 0.54394 | 0.53839 | 0.50672 | 0.48145 | 0.46562 | 0.62655 | 0.6421 | 0.46178 | 0.44263 | 0.46681 | 0.52194 | 0.45821 | 0.57955 | 0.51146 | 0.64173 | 0.59917 | 0.54697 | 0.53464 | 0.49903 | 0.63687 | 0.56649 | 0.59509 | 0.44685 | 0.48086 | 0.50732 | 0.59839 | 0.4982 | 0.44619 | 0.47318 | 0.50943 | 0.50641 | 0.49819 | 0.46835 | 0.5385 | 0.47858 | 0.54485 | 0.60624 | 0.58049 | 0.49633 | 0.64175 | 0.58036 | 0.51221 | 0.5457 | 0.54119 | 0.58783 | 0.51395 | 0.52534 | 0.61895 | 0.60581 | 0.47868 | 0.47468 | 0.64164 | 0.55717 | 0.43403 | 0.57712 | 0.636 | 0.5623 | 0.43701 | 0.48348 | 0.46473 | 0.51401 | 0.43717 | 0.62372 | 0.64837 | 0.46328 | 0.45797 | 0.61788 | 0.61988 | 0.60638 | 0.43505 | 0.48428 | 0.58724 | 0.58695 | 0.5084 | 0.46246 | 0.56844 | 0.44427 | 0.60962 | 0.5119 | 0.61626 | 0.54783 | 0.4672 | 0.64071 | 0.64759 | 0.56793 | 0.44523 | 0.56829 | 0.54839 | 0.49176 | 0.4587 | 0.60643 | 0.54043 | 0.44949 | 0.59467 | 0.4505 | 0.52949 | 0.43583 | 0.59327 | 0.63005 | 0.46343 | 0.5782 | 0.62662 | 0.60991 | 0.51111 | 0.49694 | 0.47729 | 0.51071 | 0.50746 | 0.45875 | 0.54075 | 0.4496 | 0.59683 | 0.49825 | 0.46457 | 0.50928 | 0.50538 | 0.5046 | 0.55733 | 0.47777 | 0.61737 | 0.63903 | 0.64633 | 0.64257 | 0.59503 | 0.57446 | 0.44691 | 0.53651 | 0.52972 | 0.55022 | 0.60727 | 0.50414 | 0.59733 | 0.48734 | 0.59783 | 0.50863 | 0.61595 | 0.44864 | 0.47408 | 0.45413 | 0.4733 | 0.46711 | 0.56359 | 0.44119 | 0.63455 | 0.43123 | 0.50177 | 0.48483 | 0.49791 | 0.63448 | 0.52543 | 0.54976 | 0.56653 | 0.55185 | 0.6414 | 0.45926 | 0.56075 | 0.50128 | 0.60416 | 0.43426 | 0.49545 | 0.57946 | 0.60655 | 0.58054 | 0.56197 | 0.50655 | 0.60942 | 0.56047 | 0.53602 | 0.50099 | 0.63696 | 0.43027 | 0.47299 | 0.64414 | 0.52665 | 0.45183 | 0.56856 | 0.51261 | 0.53674 | 0.47151 | 0.51852 | 0.4806 | 0.55009 | 0.59795 | 0.60651 | 0.63496 | 0.52449 | 0.47649 | 0.61651 | 0.51157 | 0.58753 | 0.4957 | 0.50202 | 0.56857 | 0.64136 | 0.47923 | 0.53665 | 0.51555 | 0.57185 | 0.48325 | 0.61419 | 0.56692 | 0.48229 | 0.47501 | 0.46404 | 0.60148 | 0.55024 | 0.54747 | 0.50059 | 0.64604 | 0.59331 | 0.58048 | 0.51658 | 0.45444 | 0.53789 | 0.44104 | 0.6058 | 0.52408 | 0.5843 | 0.50718 | 0.61483 | 0.59133 | 0.60431 | 0.57855 | 0.43968 | 0.48173 | 0.62419 | 0.56841 | 0.64207 | 0.56555 | 0.45858 | 0.59399 | 0.47616 | 0.47995 | 0.54922 | 0.60953 | 0.45041 | 0.6096 | 0.53902 | 0.5703 | 0.60938 | 0.51671 | 0.45043 | 0.44585 | 0.6086 | 0.52324 | 0.58953 | 0.59595 | 0.64529 | 0.50484 | 0.53886 | 0.6096 | 0.52404 | 0.46461 | 0.43817 | 0.56687 | 0.49989 | 0.54581 | 0.4531 | 0.4899 | 0.50961 | 0.55395 | 0.47908 | 0.64989 | 0.47981 | 0.63624 | 0.433 | 0.46755 | 0.59116 | 0.43034 | 0.53626 | 0.59101 | 0.52441 | 0.6329 | 0.62708 | 0.54642 | 0.57071 | 0.6244 | 0.64688 | 0.64299 | 0.49859 | 0.63137 | 0.64581 | 0.63439 | 0.55005 | 0.57861 | 0.47564 | 0.584 | 0.58956 | 0.59036 | 0.53547 | 0.59407 | 0.64196 | 0.51806 | 0.47827 | 0.49818 | 0.4539 | 0.54525 | 0.58451 | 0.44238 | 0.43696 | 0.46355 | 0.44668 | 0.48946 | 0.49341 | 0.55574 | 0.50301 | 0.50807 | 0.52522 | 0.59118 | 0.52841 | 0.45126 | 0.5936 | 0.59524 | 0.4707 | 0.50691 | 0.56922 | 0.48708 | 0.61967 | 0.62043 | 0.5299 | 0.47084 | 0.59652 | 0.45018 | 0.59397 | 0.54582 | 0.53997 | 0.48817 | 0.55821 | 0.6024 | 0.50702 | 0.61563 | 0.50976 | 0.51953 | 0.52306 | 0.5273 | 0.55716 | 0.60296 | 0.60665 | 0.51201 | 0.47376 | 0.50283 | 0.62068 | 0.59618 | 0.45437 | 0.45663 | 0.47518 | 0.45398 | 0.43793 | 0.57036 | 0.55654 | 0.51674 | 0.44296 | 0.58448 | 0.49019 | 0.46433 | 0.48948 | 0.52413 | 0.50326 | 0.54071 | 0.53129 | 0.51323 | 0.59782 | 0.56369 | 0.5208 | 0.61292 | 0.4327 | 0.52038 | 0.50089 | 0.46891 | 0.45338 | 0.43673 | 0.54558 | 0.62466 | 0.62287 | 0.55953 | 0.47638 | 0.53128 | 0.47895 | 0.5788 | 0.6241 | 0.54473 | 0.59196 | 0.54235 | 0.58687 | 0.44258 | 0.45488 | 0.56123 | 0.57646 | 0.45247 | 0.62034 | 0.62461 | 0.43228 | 0.64051 | 0.50147 | 0.56393 | 0.48223 | 0.50143 | 0.60625 | 0.44914 | 0.64907 | 0.60771 | 0.5343 | 0.59333 | 0.51833 | 0.53154 | 0.6127 | 0.52584 | 0.45793 | 0.59213 | 0.59942 | 0.55747 | 0.6107 | 0.48634 | 0.44195 | 0.49734 | 0.46516 | 0.49705 | 0.44464 | 0.61763 | 0.43653 | 0.52517 | 0.56366 | 0.60496 | 0.57873 | 0.60567 | 0.5304 | 0.54502 | 0.4544 | 0.45902 | 0.58881 | 0.5291 | 0.45958 | 0.48812 | 0.45256 | 0.564 | 0.5682 | 0.60928 | 0.5912 | 0.53429 | 0.50578 | 0.51704 | 0.45483 | 0.61498 | 0.62014 | 0.4997 | 0.51779 | 0.60391 | 0.51385 | 0.524 | 0.6478 | 0.539 | 0.57914 | 0.52645 | 0.60812 | 0.44868 | 0.44274 | 0.4364 | 0.5603 | 0.45275 | 0.59063 | 0.60447 | 0.48249 | 0.61712 | 0.51025 | 0.61436 | 0.56747 | 0.48608 | 0.50919 | 0.49548 | 0.55814 | 0.62089 | 0.60536 | 0.63028 | 0.55473 | 0.62444 | 0.55978 | 0.62283 | 0.52969 | 0.45196 | 0.61359 | 0.49795 | 0.61728 | 0.50792 | 0.55899 | 0.5472 | 0.56439 | 0.48784 | 0.46207 | 0.59212 | 0.56099 | 0.49813 | 0.50079 | 0.58143 | 0.55116 | 0.45822 | 0.57753 | 0.59707 | 0.4418 | 0.49926 | 0.61874 | 0.44064 | 0.6063 | 0.58141 | 0.56168 | 0.58964 | 0.54114 | 0.56791 | 0.61226 | 0.58392 | 0.43487 | 0.64521 | 0.43345 | 0.58501 | 0.57563 | 0.59413 | 0.5775 | 0.61941 | 0.5058 | 0.59491 | 0.63462 | 0.62039 | 0.54672 | 0.4448 | 0.6371 | 0.44658 | 0.63499 | 0.56318 | 0.51855 | 0.5878 | 0.52515 | 0.63559 | 0.55682 | 0.51081 | 0.52474 | 0.43692 | 0.45911 | 0.50085 | 0.62088 | 0.63399 | 0.62095 | 0.59304 | 0.60649 | 0.56315 | 0.60221 | 0.59288 | 0.60495 | 0.43341 | 0.453 | 0.468 | 0.58805 | 0.59463 | 0.64802 | 0.59654 | 0.52812 | 0.62647 | 0.46359 | 0.60269 | 0.56976 | 0.61131 | 0.56378 | 0.62647 | 0.43557 | 0.52826 | 0.63467 | 0.61428 | 0.52494 | 0.57124 | 0.6041 | 0.52474 | 0.48814 | 0.51941 | 0.62823 | 0.49434 | 0.64039 | 0.49141 | 0.52102 | 0.45399 | 0.46796 | 0.57035 | 0.59634 | 0.64214 | 0.49472 | 0.54051 | 0.51467 | 0.47318 | 0.57619 | 0.48453 | 0.47169 | 0.46806 | 0.51699 | 0.43545 | 0.61914 | 0.62736 | 0.45914 | 0.54356 | 0.53863 | 0.57893 | 0.43816 | 0.64036 | 0.56132 | 0.64369 | 0.46523 | 0.64348 | 0.45313 | 0.43196 | 0.5696 | 0.59553 | 0.45067 | 0.63197 | 0.45298 | 0.59173 | 0.61484 | 0.5419 | 0.61237 | 0.59167 | 0.43854 | 0.61681 | 0.54122 | 0.63623 | 0.63852 | 0.48829 | 0.62073 | 0.59851 | 0.43847 | 0.48396 | 0.52757 | 0.63762 | 0.57847 | 0.45119 | 0.46768 | 0.50812 | 0.63116 | 0.63509 | 0.59364 | 0.57425 | 0.52102 | 0.57713 | 0.455 | 0.50093 | 0.53993 | 0.64134 | 0.48748 | 0.53151 | 0.52516 | 0.46726 | 0.55089 | 0.60288 | 0.55297 | 0.52004 | 0.49716 | 0.43295 | 0.64513 | 0.48523 | 0.63901 | 0.49224 | 0.55176 | 0.63429 | 0.56885 | 0.4831 | 0.63649 | 0.51858 | 0.45959 | 0.62085 | 0.58211 | 0.49431 | 0.61971 | 0.59522 | 0.48068 | 0.49588 | 0.54376 | 0.63324 | 0.61628 | 0.59996 | 0.55413 | 0.46248 | 0.50527 | 0.52416 | 0.45259 | 0.58465 | 0.61803 | 0.46375 | 0.58358 | 0.45494 | 0.59685 | 0.46519 | 0.622 | 0.45916 | 0.47157 | 0.57922 | 0.53616 | 0.45392 | 0.43433 | 0.46594 | 0.53197 | 0.58211 | 0.57027 | 0.56453 | 0.55001 | 0.50696 | 0.57635 | 0.46743 | 0.55171 | 0.62753 | 0.5865 | 0.6269 | 0.62092 | 0.60243 | 0.62959 | 0.48346 | 0.52758 | 0.53173 | 0.63203 | 0.54212 | 0.62036 | 0.56021 | 0.51955 | 0.49529 | 0.50663 | 0.64644 | 0.47842 | 0.47155 | 0.45189 | 0.44483 | 0.43654 | 0.63722 | 0.46935 | 0.52118 | 0.46146 | 0.53119 | 0.51356 | 0.47963 | 0.53935 | 0.54355 | 0.52412 | 0.50755 | 0.63284 | 0.5624 | 0.60741 | 0.57099 | 0.50208 | 0.63654 | 0.48215 | 0.45376 | 0.62883 | 0.48578 | 0.52698 | 0.50555 | 0.55928 | 0.6123 | 0.52373 | 0.58143 | 0.64724 | 0.47232 | 0.5035 | 0.64647 | 0.43276 | 0.49191 | 0.53646 | 0.4888 | 0.57745 | 0.64717 | 0.62444 | 0.59353 | 0.51703 | 0.63253 | 0.44627 | 0.47745 | 0.45467 | 0.49395 | 0.49895 | 0.56361 | 0.55413 | 0.4962 | 0.46053 | 0.62655 | 0.47587 | 0.57174 | 0.61634 | 0.49049 | 0.61399 | 0.54266 | 0.48323 | 0.44609 | 0.47865 | 0.46732 | 0.51534 | 0.61545 | 0.61433 | 0.57302 | 0.60451 | 0.50945 | 0.53786 | 0.64283 | 0.44647 | 0.54006 | 0.50659 | 0.646 | 0.52384 | 0.61034 | 0.49842 | 0.64396 | 0.57289 | 0.52717 | 0.63092 | 0.45887 | 0.55247 | 0.46343 | 0.45 | 0.61084 | 0.54155 | 0.4543 | 0.43277 | 0.4943 | 0.55212 | 0.48278 | 0.55035 | 0.58303 | 0.56558 | 0.5458 | 0.53619 | 0.4517 | 0.53564 | 0.4595 | 0.6245 | 0.45957 | 0.56171 | 0.64401 | 0.60163 | 0.55048 | 0.43502 | 0.50403 | 0.54564 | 0.48744 | 0.59403 | 0.54063 | 0.60804 | 0.5472 | 0.60142 | 0.48055 | 0.5869 | 0.60379 | 0.60182 | 0.5862 | 0.48815 | 0.52838 | 0.50374 | 0.51112 | 0.49117 | 0.47252 | 0.52753 | 0.43425 | 0.44635 | 0.51343 | 0.62827 | 0.49003 | 0.46381 | 0.51647 | 0.49002 | 0.55483 | 0.62858 | 0.5105 | 0.50508 | 0.44001 | 0.60341 | 0.62767 | 0.61149 | 0.44637 | 0.4721 | 0.5102 | 0.58426 | 0.4645 | 0.47215 | 0.61059 | 0.62311 | 0.44343 | 0.59296 | 0.55746 | 0.45086 | 0.6112 | 0.55856 | 0.54952 | 0.62831 | 0.61294 | 0.58233 | 0.59024 | 0.59062 | 0.63539 | 0.54696 | 0.47285 | 0.5195 | 0.62768 | 0.64713 | 0.56457 | 0.4625 | 0.47506 | 0.48468 | 0.50004 | 0.48325 | 0.64637 | 0.49143 | 0.52788 | 0.46748 | 0.62549 | 0.62403 | 0.63487 | 0.60088 | 0.48686 | 0.58757 | 0.56881 | 0.6478 | 0.50307 | 0.64492 | 0.57786 | 0.61341 | 0.51705 | 0.43633 | 0.53792 | 0.53198 | 0.57411 | 0.43833 | 0.4337 | 0.48541 | 0.4474 | 0.6327 | 0.45419 | 0.45643 | 0.45804 | 0.46722 | 0.53956 | 0.64611 | 0.58027 | 0.54672 | 0.58708 | 0.4333 | 0.56461 | 0.57797 | 0.54055 | 0.59912 | 0.62907 | 0.5255 | 0.61645 | 0.44326 | 0.6165 | 0.54522 | 0.48448 | 0.49015 | 0.63532 | 0.45243 | 0.58318 | 0.51459 | 0.48669 | 0.44488 | 0.4745 | 0.45237 | 0.64185 | 0.53863 | 0.49367 | 0.6472 | 0.53743 | 0.47456 | 0.48151 | 0.53668 | 0.58697 | 0.46393 | 0.62479 | 0.56642 | 0.60496 | 0.62956 | 0.63948 | 0.50931 | 0.52512 | 0.47198 | 0.45943 | 0.48424 | 0.44029 | 0.48404 | 0.60607 | 0.51115 | 0.43081 | 0.54841 | 0.64901 | 0.48138 | 0.48668 | 0.60967 | 0.50713 | 0.47949 | 0.62509 | 0.50962 | 0.57699 | 0.6391 | 0.43185 | 0.60904 | 0.51222 | 0.45116 | 0.53686 | 0.56905 | 0.52395 | 0.60442 | 0.61446 | 0.64286 | 0.4306 | 0.43402 | 0.60933 | 0.63619 | 0.46403 | 0.43746 | 0.44032 | 0.52889 | 0.49197 | 0.53689 | 0.48593 | 0.49737 | 0.59644 | 0.44997 | 0.53747 | 0.52312 | 0.48654 | 0.4962 | 0.53254 | 0.62533 | 0.51644 | 0.45512 | 0.58228 | 0.64868 | 0.59962 | 0.43917 | 0.55915 | 0.44142 | 0.52446 | 0.63551 | 0.6199 | 0.52956 | 0.46591 | 0.60516 | 0.50722 | 0.58847 | 0.64107 | 0.56365 | 0.51622 | 0.48629 | 0.5966 | 0.43753 | 0.50979 | 0.50445 | 0.53902 | 0.45227 | 0.59812 | 0.64178 | 0.53893 | 0.59283 | 0.53276 | 0.52054 | 0.46652 | 0.59199 | 0.5381 | 0.48885 | 0.45009 | 0.53651 | 0.45933 | 0.62232 | 0.45354 | 0.53466 | 0.50483 | 0.47377 | 0.54739 | 0.6315 | 0.5906 | 0.59958 | 0.47336 | 0.49459 | 0.53203 | 0.45833 | 0.57228 | 0.63466 | 0.43358 | 0.5242 | 0.44164 | 0.50244 | 0.44534 | 0.57705 | 0.52144 | 0.4752 | 0.56071 | 0.46774 | 0.49505 | 0.49868 | 0.44659 | 0.48771 | 0.474 | 0.53026 | 0.48138 | 0.56641 | 0.52558 | 0.47784 | 0.61623 | 0.44666 | 0.52239 | 0.62566 | 0.48912 | 0.55005 | 0.43816 | 0.56101 | 0.50651 | 0.53811 | 0.53661 | 0.60073 | 0.51185 | 0.64851 | 0.46644 | 0.47949 | 0.50961 | 0.61584 | 0.50037 | 0.43644 | 0.64849 | 0.49048 | 0.62798 | 0.52263 | 0.58995 | 0.53573 | 0.56685 | 0.61372 | 0.63665 | 0.51666 | 0.64529 | 0.62799 | 0.58496 | 0.56707 | 0.52485 | 0.46541 | 0.56772 | 0.49883 | 0.59152 | 0.53364 | 0.44073 | 0.46215 | 0.56587 | 0.43605 | 0.47958 | 0.53855 | 0.52351 | 0.61345 | 0.52317 | 0.62611 | 0.49427 | 0.49772 | 0.43585 | 0.5576 | 0.44862 | 0.60991 | 0.52585 | 0.62751 | 0.64386 | 0.59339 | 0.5503 | 0.59716 | 0.57057 | 0.64226 | 0.59505 | 0.45548 | 0.49367 | 0.44949 | 0.52054 | 0.48734 | 0.46084 | 0.45073 | 0.64202 | 0.43447 | 0.51566 | 0.64291 | 0.49317 | 0.53038 | 0.6286 | 0.53242 | 0.5704 | 0.47156 | 0.49282 | 0.49064 | 0.60206 | 0.49347 | 0.61249 | 0.64314 | 0.49963 | 0.56059 | 0.47703 | 0.47664 | 0.64286 | 0.47638 | 0.53365 | 0.43789 | 0.60028 | 0.52764 | 0.64296 | 0.43587 | 0.64322 | 0.45029 | 0.62589 | 0.64664 | 0.47477 | 0.60136 | 0.50097 | 0.59731 | 0.52673 | 0.44825 | 0.60844 | 0.6015 | 0.6361 | 0.5564 | 0.57679 | 0.62485 | 0.4549 | 0.44977 | 0.44578 | 0.51155 | 0.49181 | 0.57756 | 0.45704 | 0.44101 | 0.57058 | 0.64624 | 0.45353 | 0.57966 | 0.61521 | 0.51473 | 0.62 | 0.64351 | 0.64841 | 0.55062 | 0.53399 | 0.5561 | 0.48815 | 0.46274 | 0.51649 | 0.47572 | 0.60245 | 0.60623 | 0.5151 | 0.45949 | 0.48863 | 0.5327 | 0.6236 | 0.53912 | 0.5996 | 0.50287 | 0.64038 | 0.60275 | 0.44055 | 0.43753 | 0.48663 | 0.51054 | 0.48592 | 0.45834 | 0.62168 | 0.59069 | 0.48994 | 0.52686 | 0.58781 | 0.47365 | 0.50128 | 0.63076 | 0.47311 | 0.44059 | 0.63676 | 0.58426 | 0.45962 | 0.60147 | 0.62066 | 0.5579 | 0.46331 | 0.63335 | 0.60146 | 0.51885 | 0.55136 | 0.60297 | 0.55698 | 0.44086 | 0.54213 | 0.54996 | 0.51699 | 0.63571 | 0.61192 | 0.52268 | 0.62478 | 0.58334 | 0.4697 | 0.63434 | 0.46598 | 0.62141 | 0.59615 | 0.58687 | 0.55697 | 0.61629 | 0.46438 | 0.45802 | 0.48501 | 0.51362 | 0.48701 | 0.54699 | 0.61412 | 0.49299 | 0.45583 | 0.43125 | 0.52348 | 0.63621 | 0.61036 | 0.48516 | 0.54921 | 0.60774 | 0.54507 | 0.56471 | 0.59013 | 0.53655 | 0.50432 | 0.56729 | 0.56499 | 0.58139 | 0.53324 | 0.61685 | 0.49707 | 0.50688 | 0.47404 | 0.53744 | 0.64575 | 0.6082 | 0.57793 | 0.64321 | 0.48418 | 0.52115 | 0.6093 | 0.62419 | 0.61078 | 0.5974 | 0.4769 | 0.5849 | 0.46379 | 0.49768 | 0.50069 | 0.55059 | 0.5232 | 0.47548 | 0.59728 | 0.62941 | 0.62736 | 0.49308 | 0.51819 | 0.52941 | 0.62324 | 0.601 | 0.59207 | 0.47314 | 0.5686 | 0.58412 | 0.47585 | 0.63565 | 0.50916 | 0.47971 | 0.62275 | 0.6131 | 0.61669 | 0.48166 | 0.5792 | 0.55439 | 0.56874 | 0.61958 | 0.55968 | 0.43966 | 0.60464 | 0.46893 | 0.64603 | 0.44521 | 0.60342 | 0.43206 | 0.53678 | 0.44861 | 0.49807 | 0.53498 | 0.62263 | 0.55123 | 0.56588 | 0.54257 | 0.58093 | 0.55578 | 0.50126 | 0.6132 | 0.62767 | 0.44171 | 0.61132 | 0.50982 | 0.51656 | 0.56999 | 0.55084 | 0.44235 | 0.43016 | 0.61005 | 0.54809 | 0.43337 | 0.52349 | 0.58768 | 0.53183 | 0.47093 | 0.53166 | 0.53688 | 0.63862 | 0.55283 | 0.52749 | 0.6284 | 0.47983 | 0.46229 | 0.47575 | 0.44548 | 0.48374 | 0.44964 | 0.57308 | 0.52571 | 0.53479 | 0.45267 | 0.62413 | 0.51901 | 0.43326 | 0.58856 | 0.53995 | 0.5328 | 0.64701 | 0.54883 | 0.57136 | 0.59078 | 0.51776 | 0.5879 | 0.4634 | 0.45877 | 0.60914 | 0.62298 | 0.61448 | 0.43355 | 0.45533 | 0.47571 | 0.60526 | 0.61922 | 0.4779 | 0.64211 | 0.46685 | 0.64168 | 0.59023 | 0.58689 | 0.50567 | 0.55918 | 0.54323 | 0.48396 | 0.64322 | 0.58377 | 0.56347 | 0.54221 | 0.4418 | 0.59884 | 0.43442 | 0.63037 | 0.58308 | 0.48656 | 0.57336 | 0.60901 | 0.64096 | 0.51879 | 0.49224 | 0.48472 | 0.45594 | 0.56252 | 0.54004 | 0.63393 | 0.45122 | 0.64296 | 0.60844 | 0.53381 | 0.43782 | 0.52273 | 0.48694 | 0.45748 | 0.55394 | 0.49988 | 0.52103 | 0.46783 | 0.47928 | 0.52342 | 0.44886 | 0.52304 | 0.61916 | 0.57463 | 0.47747 | 0.52319 | 0.45497 | 0.63123 | 0.48524 | 0.63402 | 0.50895 | 0.46585 | 0.59945 | 0.46219 | 0.6232 | 0.46809 | 0.55722 | 0.50929 | 0.44238 | 0.57819 | 0.56411 | 0.55973 | 0.43281 | 0.44834 | 0.56324 | 0.5956 | 0.56387 | 0.595 | 0.58311 | 0.45959 | 0.61686 | 0.63042 | 0.6369 | 0.48743 | 0.43169 | 0.64009 | 0.64542 | 0.47898 | 0.62434 | 0.43452 | 0.57969 | 0.534 | 0.44624 | 0.48226 | 0.43399 | 0.57312 | 0.48474 | 0.59338 | 0.58412 | 0.60975 | 0.60623 | 0.60077 | 0.50656 | 0.61728 | 0.57206 | 0.5287 | 0.61951 | 0.63568 | 0.60884 | 0.58125 | 0.63994 | 0.525 | 0.5629 | 0.54682 | 0.57132 | 0.4449 | 0.56895 | 0.60621 | 0.43373 | 0.54589 | 0.45248 | 0.58511 | 0.55249 | 0.44997 | 0.59521 | 0.46102 | 0.5141 | 0.45775 | 0.63296 | 0.5068 | 0.51012 | 0.4576 | 0.573 | 0.526 | 0.44406 | 0.47222 | 0.53408 | 0.57411 | 0.63719 | 0.52825 | 0.53052 | 0.51288 | 0.58553 | 0.52366 | 0.62698 | 0.46249 | 0.50285 | 0.59895 | 0.57006 | 0.64791 | 0.51172 | 0.58533 | 0.44272 | 0.61393 | 0.5512 | 0.5934 | 0.47516 | 0.4495 | 0.44683 | 0.52066 | 0.47 | 0.48864 | 0.63223 | 0.63581 | 0.5171 | 0.60578 | 0.57597 | 0.4349 | 0.49255 | 0.54673 | 0.49357 | 0.64383 | 0.60723 | 0.47918 | 0.56007 | 0.48347 | 0.64857 | 0.49511 | 0.5201 | 0.48941 | 0.58067 | 0.46877 | 0.57265 | 0.59461 | 0.46132 | 0.57941 | 0.51246 | 0.55259 | 0.5811 | 0.58875 | 0.63117 | 0.60466 | 0.49976 | 0.64942 | 0.4748 | 0.51027 | 0.58727 | 0.45488 | 0.5593 | 0.43954 | 0.58813 | 0.46896 | 0.60348 | 0.59001 | 0.61447 | 0.62223 | 0.43808 | 0.4752 | 0.63225 | 0.48216 | 0.57695 | 0.63017 | 0.61781 | 0.60948 | 0.55171 | 0.50705 | 0.64473 | 0.63087 | 0.5265 | 0.45148 | 0.45539 | 0.47042 | 0.43639 | 0.49719 | 0.52937 | 0.62452 | 0.49896 | 0.50468 | 0.49726 | 0.52546 | 0.6384 | 0.47442 | 0.4489 | 0.45901 | 0.53647 | 0.51051 | 0.61391 | 0.43938 | 0.58454 | 0.52658 | 0.59737 | 0.43817 | 0.5592 | 0.47346 | 0.52678 | 0.54022 | 0.46761 | 0.64041 | 0.64563 | 0.53498 | 0.50054 | 0.48918 | 0.56953 | 0.59048 | 0.5557 | 0.51098 | 0.54278 | 0.59163 | 0.53455 | 0.43312 | 0.56764 | 0.51095 | 0.49018 | 0.44985 | 0.55393 | 0.45739 | 0.49725 | 0.51916 | 0.62147 | 0.58431 | 0.53576 | 0.54731 | 0.51185 | 0.46893 | 0.55439 | 0.47347 | 0.46467 | 0.57458 | 0.57728 | 0.62625 | 0.59809 | 0.43319 | 0.6026 | 0.45001 | 0.45383 | 0.64835 | 0.62142 | 0.53046 | 0.6027 | 0.60596 | 0.58031 | 0.43139 | 0.4975 | 0.61073 | 0.53802 | 0.6215 | 0.6122 | 0.58152 | 0.50462 | 0.50629 | 0.46223 | 0.61996 | 0.47367 | 0.48149 | 0.60434 | 0.5279 | 0.52408 | 0.64816 | 0.51267 | 0.58819 | 0.49622 | 0.51849 | 0.47145 | 0.59503 | 0.50837 | 0.56164 | 0.61623 | 0.5589 | 0.56999 | 0.46196 | 0.62072 | 0.48003 | 0.46067 | 0.4621 | 0.54498 | 0.52474 | 0.46956 | 0.44977 | 0.48383 | 0.478 | 0.64734 | 0.47271 | 0.55293 | 0.49936 | 0.5818 | 0.487 | 0.58926 | 0.64204 | 0.4323 | 0.64291 | 0.64767 | 0.43727 | 0.52263 | 0.60674 | 0.61523 | 0.57284 | 0.6236 | 0.62173 | 0.58294 | 0.56564 | 0.5609 | 0.6307 | 0.56969 | 0.46195 | 0.58218 | 0.56201 | 0.56551 | 0.5331 | 0.5502 | 0.50456 | 0.62532 | 0.5517 | 0.43397 | 0.61494 | 0.47233 | 0.45481 | 0.57336 | 0.44248 | 0.48101 | 0.52868 | 0.53834 | 0.45286 | 0.44824 | 0.46375 | 0.52165 | 0.5922 | 0.61375 | 0.5516 | 0.47574 | 0.51448 | 0.45335 | 0.56196 | 0.60819 | 0.46563 | 0.64786 | 0.43014 | 0.63343 | 0.58198 | 0.55574 | 0.48329 | 0.4558 | 0.52745 | 0.62432 | 0.49685 | 0.46005 | 0.6427 | 0.43503 | 0.6323 | 0.54318 | 0.49833 | 0.53895 | 0.58854 | 0.54289 | 0.64302 | 0.44884 | 0.54133 | 0.64783 | 0.49428 | 0.64499 | 0.47303 | 0.61356 | 0.50887 | 0.62241 | 0.59798 | 0.62763 | 0.57846 | 0.51798 | 0.55523 | 0.62474 | 0.59156 | 0.46398 | 0.64371 | 0.58891 | 0.45699 | 0.50144 | 0.45182 | 0.60804 | 0.60351 | 0.50393 | 0.52843 | 0.64902 | 0.44946 | 0.44067 | 0.64462 | 0.46317 | 0.45377 | 0.6414 | 0.4619 | 0.63495 | 0.50843 | 0.61799 | 0.59716 | 0.50618 | 0.61754 | 0.60972 | 0.44615 | 0.64203 | 0.57202 | 0.62318 | 0.63857 | 0.55167 | 0.55371 | 0.62052 | 0.6256 | 0.46776 | 0.54992 | 0.59959 | 0.6289 | 0.44456 | 0.55051 | 0.61033 | 0.57124 | 0.56996 | 0.48951 | 0.56541 | 0.5236 | 0.54022 | 0.50136 | 0.61695 | 0.59226 | 0.64289 | 0.48747 | 0.54395 | 0.43424 | 0.63618 | 0.58824 | 0.64042 | 0.63335 | 0.5951 | 0.46468 | 0.59618 | 0.44672 | 0.47732 | 0.5406 | 0.45529 | 0.43144 | 0.64552 | 0.43774 | 0.43593 | 0.61202 | 0.55131 | 0.44646 | 0.46866 | 0.47201 | 0.64372 | 0.57361 | 0.46345 | 0.4866 | 0.47013 | 0.51941 | 0.55713 | 0.48941 | 0.43155 | 0.5113 | 0.64938 | 0.51061 | 0.45299 | 0.53157 | 0.44797 | 0.44834 | 0.53029 | 0.5615 | 0.43649 | 0.47849 | 0.46745 | 0.6439 | 0.57704 | 0.52225 | 0.64542 | 0.52202 | 0.6459 | 0.47821 | 0.59318 | 0.54561 | 0.44704 | 0.44945 | 0.46231 | 0.60703 | 0.56706 | 0.49332 | 0.4359 | 0.5728 | 0.63777 | 0.49178 | 0.476 | 0.63069 | 0.54456 | 0.59509 | 0.48013 | 0.44847 | 0.58493 | 0.47279 | 0.51156 | 0.44517 | 0.61797 | 0.64573 | 0.53127 | 0.62697 | 0.61576 | 0.4839 | 0.48218 | 0.50993 | 0.46878 | 0.55621 | 0.62909 | 0.45873 | 0.43347 | 0.64398 | 0.62974 | 0.64586 | 0.633 | 0.51546 | 0.56001 | 0.50457 | 0.63398 | 0.5765 | 0.58681 | 0.55199 | 0.63785 | 0.58628 | 0.54109 | 0.60642 | 0.4445 | 0.43772 | 0.43347 | 0.46128 | 0.47968 | 0.48713 | 0.53852 | 0.53243 | 0.49788 | 0.48597 | 0.51167 | 0.44091 | 0.51834 | 0.43755 | 0.54733 | 0.58285 | 0.60287 | 0.60623 | 0.4887 | 0.45919 | 0.61784 | 0.52387 | 0.53773 | 0.56473 | 0.44137 | 0.47683 | 0.58665 | 0.64638 | 0.54269 | 0.47048 | 0.61611 | 0.51579 | 0.44081 | 0.57585 | 0.55046 | 0.43053 | 0.62929 | 0.59633 | 0.62264 | 0.51875 | 0.49432 | 0.58984 | 0.58788 | 0.46351 | 0.4774 | 0.57689 | 0.61582 | 0.44111 | 0.51559 | 0.44403 | 0.56824 | 0.5283 | 0.51067 | 0.44406 | 0.638 | 0.44663 | 0.4309 | 0.51218 | 0.59767 | 0.44102 | 0.63476 | 0.56685 | 0.47639 | 0.59095 | 0.64981 | 0.50347 | 0.48098 | 0.49036 | 0.51694 | 0.56426 | 0.60421 | 0.55442 | 0.53213 | 0.61407 | 0.44561 | 0.53367 | 0.55634 | 0.53762 | 0.5825 | 0.48985 | 0.56403 | 0.58683 | 0.64171 | 0.59326 | 0.64488 | 0.58742 | 0.59908 | 0.45496 | 0.51958 | 0.44748 | 0.4593 | 0.43602 | 0.59941 | 0.63328 | 0.60173 | 0.54206 | 0.6473 | 0.63573 | 0.64696 | 0.48532 | 0.56061 | 0.64036 | 0.58288 | 0.55269 | 0.44695 | 0.44877 | 0.55225 | 0.5962 | 0.64202 | 0.5223 | 0.62487 | 0.56667 | 0.52975 | 0.54015 | 0.61876 | 0.60539 | 0.64482 | 0.54647 | 0.48345 | 0.55402 | 0.51703 | 0.5256 | 0.55536 | 0.62617 | 0.62199 | 0.6163 | 0.60552 | 0.64422 | 0.59201 | 0.64099 | 0.44202 | 0.61438 | 0.56263 | 0.62738 | 0.47874 | 0.4541 | 0.47508 | 0.43794 | 0.4729 | 0.63692 | 0.53375 | 0.45655 | 0.55045 | 0.5629 | 0.50287 | 0.48464 | 0.5119 | 0.44104 | 0.64322 | 0.45774 | 0.52634 | 0.51758 | 0.44648 | 0.62763 | 0.59617 | 0.4362 | 0.50641 | 0.59526 | 0.53524 | 0.52732 | 0.58343 | 0.62344 | 0.52828 | 0.64822 | 0.50633 | 0.44468 | 0.53575 | 0.63754 | 0.5309 | 0.5619 | 0.63438 | 0.44309 | 0.47977 | 0.58398 | 0.44932 | 0.5523 | 0.45928 | 0.47245 | 0.48728 | 0.44117 | 0.62069 | 0.61924 | 0.61593 | 0.59734 | 0.50984 | 0.51465 | 0.64264 | 0.6311 | 0.48982 | 0.59076 | 0.56451 | 0.51669 | 0.44898 | 0.5468 | 0.59937 | 0.57098 | 0.60455 | 0.53171 | 0.54631 | 0.45344 | 0.56567 | 0.49616 | 0.54187 | 0.55513 | 0.46418 | 0.44533 | 0.53497 | 0.4558 | 0.57465 | 0.44688 | 0.52023 | 0.64263 | 0.63041 | 0.45275 | 0.52825 | 0.50932 | 0.4935 | 0.59537 | 0.58502 | 0.62316 | 0.53184 | 0.5932 | 0.61121 | 0.62124 | 0.57103 | 0.62083 | 0.63438 | 0.60224 | 0.619 | 0.57348 | 0.57827 | 0.47043 | 0.55218 | 0.61173 | 0.51031 | 0.59215 | 0.44898 | 0.58122 | 0.46942 | 0.49637 | 0.44502 | 0.45688 | 0.51635 | 0.54155 | 0.61426 | 0.61371 | 0.49756 | 0.51717 | 0.61955 | 0.46256 | 0.46864 | 0.51345 | 0.50964 | 0.52292 | 0.56339 | 0.46878 | 0.59002 | 0.60423 | 0.58605 | 0.60158 | 0.59478 | 0.62423 | 0.50392 | 0.58919 | 0.44222 | 0.45967 | 0.63278 | 0.59753 | 0.54943 | 0.51837 | 0.5937 | 0.60931 | 0.63875 | 0.52785 | 0.54461 | 0.50235 | 0.53855 | 0.64335 | 0.46283 | 0.57718 | 0.46265 | 0.57202 | 0.50231 | 0.53936 | 0.54506 | 0.4839 | 0.56419 | 0.60878 | 0.51765 | 0.44261 | 0.54077 | 0.63894 | 0.57201 | 0.57924 | 0.51759 | 0.57398 | 0.63214 | 0.46177 | 0.57149 | 0.63378 | 0.53652 | 0.44394 | 0.63769 | 0.63885 | 0.6295 | 0.63888 | 0.48702 | 0.5221 | 0.63608 | 0.47736 | 0.53326 | 0.52431 | 0.45964 | 0.43264 | 0.59662 | 0.46036 | 0.59586 | 0.63755 | 0.50189 | 0.50366 | 0.47714 | 0.63012 | 0.59648 | 0.56127 | 0.50922 | 0.49207 | 0.4427 | 0.60886 | 0.59623 | 0.48409 | 0.56264 | 0.52464 | 0.54029 | 0.6252 | 0.5922 | 0.61394 | 0.56273 | 0.44744 | 0.60071 | 0.60879 | 0.6109 | 0.52887 | 0.44029 | 0.64294 | 0.54788 | 0.51036 | 0.5477 | 0.56109 | 0.44728 | 0.46782 | 0.50202 | 0.50915 | 0.6245 | 0.47838 | 0.55051 | 0.6494 | 0.6261 | 0.53431 | 0.64203 | 0.45943 | 0.43797 | 0.61918 | 0.57694 | 0.49997 | 0.43853 | 0.43157 | 0.45254 | 0.60745 | 0.44112 | 0.46292 | 0.62997 | 0.62199 | 0.6315 | 0.43908 | 0.57945 | 0.64631 | 0.6109 | 0.54268 | 0.48214 | 0.60206 | 0.61931 | 0.57263 | 0.5384 | 0.47373 | 0.56224 | 0.54898 | 0.57788 | 0.53358 | 0.49438 | 0.61338 | 0.51069 | 0.63115 | 0.44726 | 0.50277 | 0.54585 | 0.45982 | 0.57482 | 0.59779 | 0.44549 | 0.54108 | 0.63177 | 0.63876 | 0.47706 | 0.59769 | 0.48337 | 0.58998 | 0.63032 | 0.59339 | 0.61288 | 0.44381 | 0.56872 | 0.62811 | 0.46976 | 0.58471 | 0.57143 | 0.46562 | 0.55099 | 0.64663 | 0.63956 | 0.56125 | 0.47055 | 0.54426 | 0.5106 | 0.61682 | 0.49588 | 0.51316 | 0.59375 | 0.54287 | 0.55623 | 0.48567 | 0.5092 | 0.47401 | 0.43537 | 0.62308 | 0.50506 | 0.64394 | 0.56453 | 0.50516 | 0.5116 | 0.58198 | 0.64611 | 0.56646 | 0.54077 | 0.61512 | 0.62749 | 0.45601 | 0.53339 | 0.48032 | 0.5495 | 0.45285 | 0.61098 | 0.5584 | 0.48756 | 0.47858 | 0.43113 | 0.6294 | 0.53265 | 0.49021 | 0.62602 | 0.54078 | 0.52312 | 0.46859 | 0.51512 | 0.5345 | 0.53768 | 0.49869 | 0.64156 | 0.53648 | 0.64812 | 0.54751 | 0.59999 | 0.49772 | 0.48838 | 0.60611 | 0.43818 | 0.60495 | 0.51649 | 0.61047 | 0.46933 | 0.57103 | 0.4862 | 0.62757 | 0.52862 | 0.44037 | 0.50074 | 0.55766 | 0.45152 | 0.48835 | 0.58976 | 0.56286 | 0.58119 | 0.44382 | 0.59815 | 0.54148 | 0.49481 | 0.47738 | 0.52533 | 0.64564 | 0.60791 | 0.48448 | 0.47146 | 0.47585 | 0.59449 | 0.43039 | 0.64308 | 0.46213 | 0.56799 | 0.60158 | 0.52149 | 0.45929 | 0.61454 | 0.5376 | 0.45961 | 0.63486 | 0.53543 | 0.49808 | 0.50517 | 0.50202 | 0.57143 | 0.5082 | 0.6268 | 0.49399 | 0.53936 | 0.43834 | 0.61539 | 0.61356 | 0.47603 | 0.50403 | 0.47317 | 0.47275 | 0.62055 | 0.43838 | 0.54341 | 0.46332 | 0.48181 | 0.6466 | 0.63548 | 0.43887 | 0.61102 | 0.4626 | 0.63304 | 0.46204 | 0.56837 | 0.52368 | 0.53729 | 0.48047 | 0.57713 | 0.57531 | 0.50973 | 0.6433 | 0.47766 | 0.53516 | 0.57425 | 0.55416 | 0.44315 | 0.59671 | 0.4967 | 0.55327 | 0.64588 | 0.62661 | 0.43467 | 0.54498 | 0.54627 | 0.61805 | 0.59106 | 0.58094 | 0.60317 | 0.64644 | 0.50923 | 0.52723 | 0.45153 | 0.45478 | 0.59318 | 0.62947 | 0.61815 | 0.62408 | 0.51582 | 0.46284 | 0.50336 | 0.55462 | 0.4353 | 0.4375 | 0.5572 | 0.54299 | 0.43627 | 0.62577 | 0.50014 | 0.61642 | 0.5061 | 0.62637 | 0.60566 | 0.61333 | 0.51141 | 0.57416 | 0.64617 | 0.55815 | 0.5358 | 0.60907 | 0.50706 | 0.52048 | 0.48262 | 0.62369 | 0.59123 | 0.43062 | 0.61877 | 0.50953 | 0.60544 | 0.51564 | 0.56088 | 0.49636 | 0.4455 | 0.61633 | 0.52801 | 0.52439 | 0.48123 | 0.62699 | 0.52439 | 0.63497 | 0.55413 | 0.53197 | 0.43667 | 0.54653 | 0.56187 | 0.49509 | 0.49705 | 0.45648 | 0.57038 | 0.55248 | 0.57525 | 0.51774 | 0.57463 | 0.64 | 0.48205 | 0.59099 | 0.64025 | 0.57833 | 0.60283 | 0.57585 | 0.54491 | 0.57335 | 0.64995 | 0.51149 | 0.49708 | 0.45467 | 0.55804 | 0.5408 | 0.49471 | 0.62507 | 0.43137 | 0.55245 | 0.47255 | 0.47317 | 0.45617 | 0.44027 | 0.50802 | 0.64946 | 0.58523 | 0.59668 | 0.64207 | 0.55137 | 0.5682 | 0.63019 | 0.50176 | 0.53322 | 0.59654 | 0.55688 | 0.6234 | 0.48977 | 0.50719 | 0.59664 | 0.50692 | 0.55209 | 0.58723 | 0.43546 | 0.45856 | 0.62068 | 0.63692 | 0.55921 | 0.49363 | 0.5055 | 0.63015 | 0.59203 | 0.64705 | 0.50225 | 0.54421 | 0.53707 | 0.5598 | 0.48925 | 0.59252 | 0.57112 | 0.63136 | 0.59131 | 0.511 | 0.50886 | 0.47268 | 0.60974 | 0.60452 | 0.47377 | 0.56597 | 0.48197 | 0.54061 | 0.43084 | 0.46128 | 0.55342 | 0.60989 | 0.43293 | 0.44833 | 0.61158 | 0.63098 | 0.60598 | 0.43221 | 0.62607 | 0.49618 | 0.57212 | 0.47382 | 0.51593 | 0.59135 | 0.46792 | 0.51756 | 0.43614 | 0.63319 | 0.54244 | 0.58193 | 0.63749 | 0.55894 | 0.5111 | 0.64184 | 0.55428 | 0.53096 | 0.53717 | 0.47258 | 0.46889 | 0.62141 | 0.6475 | 0.43039 | 0.51817 | 0.56878 | 0.51754 | 0.63181 | 0.61631 | 0.6115 | 0.58872 | 0.44857 | 0.47183 | 0.46962 | 0.51904 | 0.5093 | 0.50295 | 0.50581 | 0.56722 | 0.61692 | 0.52457 | 0.55577 | 0.54462 | 0.54633 | 0.62098 | 0.61441 | 0.55298 | 0.59178 | 0.61715 | 0.54443 | 0.51003 | 0.44233 | 0.62806 | 0.4607 | 0.53035 | 0.60854 | 0.51911 | 0.54741 | 0.4666 | 0.47462 | 0.55172 | 0.46135 | 0.53439 | 0.43109 | 0.48274 | 0.52509 | 0.55012 | 0.63899 | 0.45718 | 0.5963 | 0.61893 | 0.47416 | 0.63317 | 0.61014 | 0.54767 | 0.51009 | 0.49953 | 0.59256 | 0.57199 | 0.54083 | 0.47251 | 0.53385 | 0.62992 | 0.48084 | 0.63586 | 0.43408 | 0.61857 | 0.4887 | 0.48976 | 0.49749 | 0.63694 | 0.52878 | 0.49841 | 0.46967 | 0.62628 | 0.49159 | 0.536 | 0.53871 | 0.59211 | 0.62314 | 0.5179 | 0.46057 | 0.55902 | 0.64637 | 0.5442 | 0.5825 | 0.5095 | 0.56219 | 0.53309 | 0.47936 | 0.58697 | 0.58751 | 0.61659 | 0.55197 | 0.54973 | 0.43399 | 0.52458 | 0.5057 | 0.43897 | 0.54757 | 0.5659 | 0.62459 | 0.56969 | 0.64909 | 0.56357 | 0.57857 | 0.50646 | 0.45211 | 0.54667 | 0.52747 | 0.47911 | 0.53439 | 0.5723 | 0.43787 | 0.58655 | 0.58117 | 0.64104 | 0.44131 | 0.64499 | 0.46986 | 0.58612 | 0.57514 | 0.48504 | 0.64379 | 0.56162 | 0.48082 | 0.56118 | 0.49989 | 0.58641 | 0.63438 | 0.62205 | 0.52672 | 0.53897 | 0.64918 | 0.44086 | 0.43232 | 0.50972 | 0.51377 | 0.55064 | 0.63296 | 0.48777 | 0.5037 | 0.50347 | 0.58974 | 0.54575 | 0.45924 | 0.49668 | 0.51838 | 0.52044 | 0.45694 | 0.55131 | 0.49992 | 0.51494 | 0.48718 | 0.58694 | 0.6178 | 0.55748 | 0.5884 | 0.62301 | 0.49902 | 0.63877 | 0.59137 | 0.48804 | 0.63113 | 0.48642 | 0.59341 | 0.52167 | 0.56568 | 0.5602 | 0.63141 | 0.52117 | 0.64876 | 0.51612 | 0.64632 | 0.59995 | 0.52495 | 0.48545 | 0.5348 | 0.54338 | 0.5968 | 0.51087 | 0.46262 | 0.58115 | 0.45974 | 0.52164 | 0.47935 | 0.6463 | 0.44278 | 0.62517 | 0.44719 | 0.50396 | 0.53358 | 0.51431 | 0.56307 | 0.43586 | 0.61838 | 0.52877 | 0.46949 | 0.61324 | 0.56872 | 0.62121 | 0.57391 | 0.55941 | 0.49542 | 0.5524 | 0.53339 | 0.50629 | 0.58001 | 0.43291 | 0.60915 | 0.57292 | 0.48251 | 0.50948 | 0.61185 | 0.56425 | 0.45323 | 0.6403 | 0.54129 | 0.59229 | 0.57396 | 0.62287 | 0.60039 | 0.64958 | 0.51513 | 0.53221 | 0.61833 | 0.60116 | 0.60823 | 0.64268 | 0.58638 | 0.59261 | 0.46976 | 0.55496 | 0.60611 | 0.536 | 0.45124 | 0.57602 | 0.56645 | 0.48666 | 0.54387 | 0.54829 | 0.54642 | 0.47898 | 0.49563 | 0.62502 | 0.61471 | 0.51765 | 0.64566 | 0.61452 | 0.52928 | 0.58537 | 0.59437 | 0.55265 | 0.49493 | 0.55778 | 0.62567 | 0.4907 | 0.46457 | 0.58392 | 0.51506 | 0.49173 | 0.63743 | 0.58275 | 0.58891 | 0.45784 | 0.52294 | 0.60022 | 0.43339 | 0.53083 | 0.4849 | 0.60185 | 0.50897 | 0.62062 | 0.64641 | 0.60321 | 0.45881 | 0.53409 | 0.64805 | 0.57275 | 0.56094 | 0.62385 | 0.63896 | 0.52787 | 0.44072 | 0.52413 | 0.49436 | 0.64006 | 0.61469 | 0.62279 | 0.63995 | 0.64561 | 0.44162 | 0.55924 | 0.49194 | 0.55035 | 0.50398 | 0.57848 | 0.60752 | 0.59013 | 0.56562 | 0.60675 | 0.5448 | 0.49485 | 0.50683 | 0.59105 | 0.45638 | 0.59114 | 0.54825 | 0.50768 | 0.51342 | 0.59493 | 0.5386 | 0.64627 | 0.43125 | 0.55149 | 0.53963 | 0.4829 | 0.43525 | 0.60708 | 0.44873 | 0.5215 | 0.62171 | 0.49494 | 0.63879 | 0.45069 | 0.5755 | 0.52224 | 0.51729 | 0.50116 | 0.56999 | 0.54478 | 0.61003 | 0.45843 | 0.55397 | 0.54235 | 0.63079 | 0.55694 | 0.5419 | 0.48199 | 0.60019 | 0.46198 | 0.54766 | 0.51358 | 0.51791 | 0.50555 | 0.60417 | 0.56492 | 0.43388 | 0.53233 | 0.57644 | 0.56307 | 0.43099 | 0.63469 | 0.53908 | 0.56429 | 0.47694 | 0.59303 | 0.4443 | 0.6113 | 0.44999 | 0.64499 | 0.56966 | 0.55192 | 0.45759 | 0.43472 | 0.5954 | 0.52507 | 0.48229 | 0.51958 | 0.47309 | 0.61063 | 0.52467 | 0.51324 | 0.62763 | 0.60602 | 0.48832 | 0.52289 | 0.59611 | 0.57115 | 0.58345 | 0.52844 | 0.46259 | 0.52782 | 0.50375 | 0.63873 | 0.43475 | 0.43602 | 0.58816 | 0.54886 | 0.4902 | 0.50172 | 0.4999 | 0.51582 | 0.44475 | 0.43077 | 0.43086 | 0.55298 | 0.48108 | 0.62497 | 0.60533 | 0.46099 | 0.62397 | 0.43507 | 0.58138 | 0.51303 | 0.59538 | 0.60904 | 0.48296 | 0.59531 | 0.61693 | 0.52081 | 0.60124 | 0.44736 | 0.59577 | 0.64411 | 0.48898 | 0.43914 | 0.63533 | 0.57931 | 0.62163 | 0.61384 | 0.53005 | 0.51214 | 0.48693 | 0.43729 | 0.51687 | 0.64298 | 0.46449 | 0.54819 | 0.46501 | 0.60664 | 0.56755 | 0.54403 | 0.45715 | 0.44613 | 0.51682 | 0.45485 | 0.59528 | 0.50876 | 0.59772 | 0.61047 | 0.64588 | 0.62625 | 0.61129 | 0.5357 | 0.48825 | 0.53986 | 0.46173 | 0.56021 | 0.60353 | 0.50456 | 0.47546 | 0.57583 | 0.59932 | 0.44492 | 0.44478 | 0.54166 | 0.49088 | 0.59102 | 0.49062 | 0.46427 | 0.55512 | 0.51009 | 0.53005 | 0.4908 | 0.45978 | 0.56755 | 0.55897 | 0.59471 | 0.52989 | 0.47201 | 0.58827 | 0.45517 | 0.62985 | 0.57126 | 0.61982 | 0.53482 | 0.43204 | 0.64506 | 0.44824 | 0.45508 | 0.64731 | 0.44949 | 0.49226 | 0.59777 | 0.52481 | 0.51051 | 0.43929 | 0.54638 | 0.58263 | 0.46097 | 0.56344 | 0.60675 | 0.57603 | 0.53594 | 0.50874 | 0.45942 | 0.61147 | 0.52654 | 0.62376 | 0.54969 | 0.64767 | 0.60007 | 0.52572 | 0.55552 | 0.49352 | 0.5322 | 0.47426 | 0.60681 | 0.47939 | 0.58594 | 0.51598 | 0.43304 | 0.55577 | 0.52375 | 0.59405 | 0.51477 | 0.62289 | 0.46543 | 0.54963 | 0.51907 | 0.51711 | 0.5635 | 0.45713 | 0.57966 | 0.4376 | 0.43469 | 0.48588 | 0.55683 | 0.48365 | 0.46186 | 0.49705 | 0.58855 | 0.52762 | 0.59396 | 0.44954 | 0.53283 | 0.45574 | 0.5419 | 0.50472 | 0.61495 | 0.53332 | 0.55337 | 0.57488 | 0.62535 | 0.64338 | 0.63738 | 0.53619 | 0.62699 | 0.43177 | 0.64091 | 0.56121 | 0.46967 | 0.50979 | 0.52953 | 0.5601 | 0.57254 | 0.60335 | 0.60192 | 0.54435 | 0.57566 | 0.60741 | 0.52809 | 0.44358 | 0.52898 | 0.54642 | 0.62682 | 0.5541 | 0.43831 | 0.52737 | 0.57385 | 0.4822 | 0.47941 | 0.43012 | 0.56046 | 0.48466 | 0.56399 | 0.55376 | 0.57353 | 0.64095 | 0.54139 | 0.46113 | 0.58135 | 0.51716 | 0.6187 | 0.46992 | 0.58271 | 0.53488 | 0.5 | 0.44298 | 0.59469 | 0.43478 | 0.63292 | 0.64663 | 0.61191 | 0.61514 | 0.46411 | 0.49795 | 0.63522 | 0.50105 | 0.46557 | 0.51901 | 0.44686 | 0.50868 | 0.52997 | 0.45396 | 0.52953 | 0.45696 | 0.56092 | 0.45929 | 0.45009 | 0.64049 | 0.55701 | 0.57563 | 0.47448 | 0.62952 | 0.55227 | 0.58975 | 0.63832 | 0.64307 | 0.61723 | 0.43278 | 0.62519 | 0.51396 | 0.51501 | 0.55498 | 0.60545 | 0.5452 | 0.59311 | 0.48176 | 0.63745 | 0.533 | 0.50216 | 0.58477 | 0.52639 | 0.4759 | 0.6013 | 0.49628 | 0.56958 | 0.4387 | 0.50928 | 0.53263 | 0.57486 | 0.48661 | 0.5956 | 0.47832 | 0.49887 | 0.47281 | 0.49414 | 0.61505 | 0.55084 | 0.47793 | 0.59134 | 0.44529 | 0.45667 | 0.44492 | 0.64144 | 0.59186 | 0.43748 | 0.50556 | 0.48222 | 0.50932 | 0.52123 | 0.63623 | 0.6135 | 0.56993 | 0.53831 | 0.60471 | 0.54085 | 0.56149 | 0.51721 | 0.45062 | 0.59994 | 0.60474 | 0.51762 | 0.6301 | 0.60287 | 0.6141 | 0.61391 | 0.47238 | 0.52945 | 0.60762 | 0.5798 | 0.52933 | 0.51877 | 0.54575 | 0.48249 | 0.64327 | 0.61987 | 0.47162 | 0.60946 | 0.62947 | 0.54924 | 0.53311 | 0.5871 | 0.60254 | 0.54476 | 0.52462 | 0.50779 | 0.58941 | 0.5475 | 0.53761 | 0.51506 | 0.59483 | 0.63213 | 0.55644 | 0.47438 | 0.63951 | 0.58283 | 0.6404 | 0.46144 | 0.64891 | 0.51809 | 0.47422 | 0.6058 | 0.5992 | 0.46155 | 0.46841 | 0.44844 | 0.56615 | 0.49367 | 0.51125 | 0.47004 | 0.49751 | 0.59403 | 0.6081 | 0.49961 | 0.6033 | 0.52211 | 0.45623 | 0.47011 | 0.58791 | 0.55549 | 0.52804 | 0.60816 | 0.46294 | 0.52356 | 0.58905 | 0.4549 | 0.64691 | 0.59374 | 0.5773 | 0.51109 | 0.49111 | 0.50309 | 0.47634 | 0.56462 | 0.58427 | 0.5248 | 0.61235 | 0.64018 | 0.55334 | 0.44181 | 0.45902 | 0.5888 | 0.51166 | 0.46505 | 0.4509 | 0.59157 | 0.59426 | 0.62859 | 0.59842 | 0.49029 | 0.49326 | 0.43296 | 0.45545 | 0.62536 | 0.48718 | 0.61719 | 0.47202 | 0.49754 | 0.50172 | 0.43891 | 0.48596 | 0.56267 | 0.64933 | 0.64352 | 0.6078 | 0.54065 | 0.62955 | 0.6099 | 0.56431 | 0.52922 | 0.60861 | 0.55152 | 0.48846 | 0.43507 | 0.60461 | 0.45573 | 0.46217 | 0.56643 | 0.45641 | 0.58778 | 0.49415 | 0.60484 | 0.57242 | 0.45151 | 0.56058 | 0.56858 | 0.43781 | 0.58254 | 0.52022 | 0.5743 | 0.57807 | 0.48044 | 0.6057 | 0.54094 | 0.62941 | 0.50071 | 0.51496 | 0.5494 | 0.4568 | 0.47058 | 0.43778 | 0.50078 | 0.58321 | 0.45365 | 0.48268 | 0.49233 | 0.59018 | 0.48104 | 0.47784 | 0.47537 | 0.61565 | 0.60653 | 0.45302 | 0.58395 | 0.64008 | 0.5731 | 0.47535 | 0.46204 | 0.56432 | 0.56299 | 0.473 | 0.51819 | 0.43321 | 0.46569 | 0.63688 | 0.53028 | 0.49192 | 0.52615 | 0.59012 | 0.53704 | 0.50556 | 0.56479 | 0.63535 | 0.49417 | 0.49703 | 0.55439 | 0.5969 | 0.64733 | 0.52351 | 0.45819 | 0.61749 | 0.43264 | 0.52024 | 0.47774 | 0.43224 | 0.64465 | 0.48015 | 0.58775 | 0.61466 | 0.63334 | 0.64756 | 0.63905 | 0.56596 | 0.4813 | 0.56823 | 0.58191 | 0.55587 | 0.43957 | 0.58798 | 0.6029 | 0.4996 | 0.49495 | 0.55183 | 0.43746 | 0.63994 | 0.45469 | 0.55186 | 0.60962 | 0.43787 | 0.59814 | 0.6443 | 0.62496 | 0.49667 | 0.50312 | 0.62371 | 0.62105 | 0.54567 | 0.54596 | 0.56375 | 0.63465 | 0.52627 | 0.43918 | 0.43331 | 0.48387 | 0.6018 | 0.48709 | 0.59306 | 0.52984 | 0.51651 | 0.63086 | 0.63814 | 0.47919 | 0.55191 | 0.60943 | 0.49099 | 0.4698 | 0.43223 | 0.55603 | 0.4373 | 0.58856 | 0.45937 | 0.5189 | 0.61781 | 0.57449 | 0.51969 | 0.47579 | 0.57277 | 0.4492 | 0.55325 | 0.4332 | 0.48467 | 0.47973 | 0.53047 | 0.63191 | 0.56116 | 0.59939 | 0.52643 | 0.47275 | 0.59594 | 0.6281 | 0.52734 | 0.55887 | 0.59322 | 0.5738 | 0.51346 | 0.4687 | 0.46344 | 0.57386 | 0.46955 | 0.6356 | 0.63802 | 0.54702 | 0.6289 | 0.4465 | 0.5066 | 0.4911 | 0.53331 | 0.61593 | 0.56585 | 0.437 | 0.58661 | 0.61736 | 0.62267 | 0.53083 | 0.53142 | 0.43061 | 0.5864 | 0.49272 | 0.6035 | 0.57273 | 0.62554 | 0.58448 | 0.49525 | 0.45641 | 0.51499 | 0.62624 | 0.6247 | 0.5527 | 0.5838 | 0.47153 | 0.43083 | 0.48541 | 0.53854 | 0.5555 | 0.60668 | 0.6305 | 0.49234 | 0.55254 | 0.58491 | 0.62635 | 0.63314 | 0.62429 | 0.62471 | 0.44389 | 0.45287 | 0.44745 | 0.50614 | 0.62612 | 0.55617 | 0.49976 | 0.44157 | 0.60641 | 0.57296 | 0.46273 | 0.57881 | 0.5996 | 0.58324 | 0.57441 | 0.54768 | 0.59054 | 0.47475 | 0.47201 | 0.56142 | 0.57856 | 0.6048 | 0.62543 | 0.62792 | 0.57559 | 0.62754 | 0.64023 | 0.52934 | 0.55985 | 0.55642 | 0.45709 | 0.5881 | 0.57188 | 0.46073 | 0.5957 | 0.50505 | 0.46207 | 0.59828 | 0.55826 | 0.60404 | 0.44956 | 0.44154 | 0.536 | 0.53906 | 0.57757 | 0.64515 | 0.56946 | 0.61459 | 0.62077 | 0.51484 | 0.57722 | 0.45291 | 0.47921 | 0.52054 | 0.61876 | 0.50451 | 0.44908 | 0.53808 | 0.50647 | 0.49094 | 0.50768 | 0.45222 | 0.51676 | 0.56342 | 0.434 | 0.53 | 0.64083 | 0.59649 | 0.62768 | 0.52162 | 0.47029 | 0.46117 | 0.47022 | 0.61324 | 0.55694 | 0.4587 | 0.44045 | 0.61048 | 0.54242 | 0.47431 | 0.45745 | 0.62124 | 0.57676 | 0.5047 | 0.44076 | 0.50268 | 0.63671 | 0.46222 | 0.58825 | 0.57215 | 0.4487 | 0.49645 | 0.57499 | 0.50431 | 0.62805 | 0.56504 | 0.61869 | 0.64314 | 0.54107 | 0.63231 | 0.61175 | 0.64351 | 0.58533 | 0.57869 | 0.55212 | 0.59099 | 0.61544 | 0.44397 | 0.47363 | 0.44507 | 0.43523 | 0.48047 | 0.44056 | 0.46524 | 0.52949 | 0.45088 | 0.58368 | 0.62004 | 0.47756 | 0.54102 | 0.63373 | 0.4526 | 0.62919 | 0.50975 | 0.62783 | 0.44296 | 0.61053 | 0.54547 | 0.61122 | 0.56392 | 0.60307 | 0.50597 | 0.61735 | 0.63751 | 0.59309 | 0.56507 | 0.48271 | 0.52671 | 0.59843 | 0.63846 | 0.51796 | 0.55154 | 0.45538 | 0.57043 | 0.50603 | 0.60693 | 0.46674 | 0.59065 | 0.53908 | 0.57033 | 0.58106 | 0.55165 | 0.5652 | 0.48527 | 0.51098 | 0.5137 | 0.49517 | 0.50693 | 0.59129 | 0.50923 | 0.44072 | 0.56958 | 0.50241 | 0.5516 | 0.64235 | 0.43657 | 0.6339 | 0.49232 | 0.55327 | 0.43438 | 0.56834 | 0.5204 | 0.51967 | 0.51681 | 0.5789 | 0.55832 | 0.61632 | 0.43063 | 0.44803 | 0.61042 | 0.54735 | 0.61786 | 0.58137 | 0.60826 | 0.47214 | 0.60935 | 0.48578 | 0.44616 | 0.56615 | 0.54164 | 0.5579 | 0.50711 | 0.64647 | 0.63717 | 0.64039 | 0.64821 | 0.64378 | 0.56358 | 0.60013 | 0.6471 | 0.58708 | 0.43398 | 0.62879 | 0.43821 | 0.55619 | 0.58584 | 0.48509 | 0.63182 | 0.47446 | 0.61649 | 0.55436 | 0.53219 | 0.45058 | 0.62708 | 0.47145 | 0.45312 | 0.43695 | 0.49417 | 0.60801 | 0.45731 | 0.43268 | 0.57006 | 0.53245 | 0.53308 | 0.56917 | 0.59974 | 0.46922 | 0.54364 | 0.55728 | 0.54779 | 0.43371 | 0.55381 | 0.45154 | 0.50401 | 0.59221 | 0.54705 | 0.62869 | 0.49466 | 0.45241 | 0.62988 | 0.59909 | 0.52286 | 0.6358 | 0.47239 | 0.43524 | 0.53996 | 0.54391 | 0.5948 | 0.49745 | 0.60892 | 0.49896 | 0.59074 | 0.64528 | 0.60135 | 0.57996 | 0.44813 | 0.61955 | 0.49459 | 0.62812 | 0.47771 | 0.52247 | 0.59896 | 0.63945 | 0.64213 | 0.62149 | 0.46309 | 0.5492 | 0.55401 | 0.56888 | 0.58017 | 0.47801 | 0.54091 | 0.60715 | 0.46963 | 0.5253 | 0.52962 | 0.57236 | 0.53985 | 0.6131 | 0.6077 | 0.44978 | 0.55447 | 0.4307 | 0.49666 | 0.49437 | 0.50818 | 0.43856 | 0.58589 | 0.64109 | 0.44381 | 0.61521 | 0.49469 | 0.64669 | 0.43958 | 0.48983 | 0.61631 | 0.48149 | 0.60226 | 0.51837 | 0.625 | 0.62538 | 0.57794 | 0.61774 | 0.52484 | 0.43739 | 0.59793 | 0.60611 | 0.48749 | 0.53008 | 0.463 | 0.55183 | 0.51977 | 0.63882 | 0.45263 | 0.44799 | 0.44733 | 0.49299 | 0.53944 | 0.59174 | 0.43691 | 0.53231 | 0.48116 | 0.54313 | 0.55434 | 0.5237 | 0.48317 | 0.48858 | 0.63067 | 0.45224 | 0.45835 | 0.62257 | 0.61052 | 0.54169 | 0.43994 | 0.56972 | 0.51425 | 0.63474 | 0.52242 | 0.57291 | 0.64765 | 0.5277 | 0.50606 | 0.61973 | 0.56266 | 0.46311 | 0.58054 | 0.57636 | 0.54994 | 0.55319 | 0.58185 | 0.52617 | 0.60846 | 0.55023 | 0.6319 | 0.56705 | 0.4776 | 0.44978 | 0.55639 | 0.6422 | 0.51053 | 0.50144 | 0.46186 | 0.4998 | 0.43736 | 0.57114 | 0.6432 | 0.47415 | 0.57487 | 0.54626 | 0.45801 | 0.54331 | 0.58865 | 0.46755 | 0.58475 | 0.56569 | 0.4404 | 0.58616 | 0.48462 | 0.49841 | 0.5034 | 0.54995 | 0.47939 | 0.50323 | 0.49373 | 0.6261 | 0.59592 | 0.63428 | 0.53992 | 0.54583 | 0.64466 | 0.52206 | 0.64628 | 0.61744 | 0.5127 | 0.48743 | 0.52928 | 0.58524 | 0.6428 | 0.48135 | 0.49801 | 0.56966 | 0.56802 | 0.53713 | 0.51505 | 0.56239 | 0.46215 | 0.46825 | 0.64725 | 0.45408 | 0.56598 | 0.49783 | 0.63939 | 0.61103 | 0.52577 | 0.55965 | 0.48553 | 0.61405 | 0.6176 | 0.48271 | 0.47476 | 0.62912 | 0.51851 | 0.53941 | 0.50564 | 0.43753 | 0.50914 | 0.54622 | 0.53143 | 0.61661 | 0.46296 | 0.59678 | 0.47478 | 0.59139 | 0.64084 | 0.51057 | 0.62642 | 0.45803 | 0.63831 | 0.61475 | 0.60711 | 0.62277 | 0.48771 | 0.59487 | 0.61339 | 0.63726 | 0.63908 | 0.47994 | 0.55232 | 0.6355 | 0.53536 | 0.54986 | 0.64629 | 0.59122 | 0.44221 | 0.44083 | 0.45634 | 0.59437 | 0.50349 | 0.63486 | 0.44491 | 0.47528 | 0.4757 | 0.62057 | 0.55531 | 0.48301 | 0.61157 | 0.48392 | 0.49719 | 0.51241 | 0.47863 | 0.47147 | 0.62044 | 0.54026 | 0.56572 | 0.64981 | 0.49155 | 0.63286 | 0.61018 | 0.52948 | 0.49216 | 0.56738 | 0.4353 | 0.50286 | 0.61683 | 0.60291 | 0.54753 | 0.53361 | 0.62359 | 0.44641 | 0.6388 | 0.60535 | 0.55674 | 0.49879 | 0.57045 | 0.64413 | 0.50112 | 0.58287 | 0.46071 | 0.62682 | 0.43964 | 0.55298 | 0.58285 | 0.52777 | 0.53768 | 0.53127 | 0.46095 | 0.50562 | 0.63711 | 0.56761 | 0.62306 | 0.60567 | 0.45592 | 0.58218 | 0.56371 | 0.53446 | 0.45916 | 0.50734 | 0.55928 | 0.45609 | 0.48263 | 0.49975 | 0.47344 | 0.64488 | 0.54752 | 0.52091 | 0.64166 | 0.49293 | 0.59552 | 0.58836 | 0.6172 | 0.48831 | 0.56305 | 0.50396 | 0.46814 | 0.5746 | 0.58827 | 0.50967 | 0.64736 | 0.59514 | 0.55274 | 0.53347 | 0.63712 | 0.64791 | 0.53862 | 0.46156 | 0.6485 | 0.57264 | 0.6122 | 0.62287 | 0.56107 | 0.54701 | 0.47895 | 0.58956 | 0.57902 | 0.44239 | 0.58615 | 0.44304 | 0.55535 | 0.55281 | 0.64576 | 0.63411 | 0.50236 | 0.52144 | 0.51673 | 0.62813 | 0.46912 | 0.43047 | 0.47899 | 0.60317 | 0.58607 | 0.48285 | 0.56521 | 0.62916 | 0.63994 | 0.64868 | 0.64769 | 0.57116 | 0.51948 | 0.44383 | 0.56003 | 0.49017 | 0.61385 | 0.54984 | 0.47501 | 0.45343 | 0.59075 | 0.63084 | 0.55866 | 0.4558 | 0.6482 | 0.4867 | 0.45673 | 0.57737 | 0.63916 | 0.53837 | 0.48033 | 0.54828 | 0.48887 | 0.54072 | 0.58948 | 0.61313 | 0.49247 | 0.64627 | 0.43446 | 0.57627 | 0.51899 | 0.64645 | 0.43086 | 0.49455 | 0.47699 | 0.53039 | 0.56944 | 0.55029 | 0.57167 | 0.44747 | 0.52715 | 0.54192 | 0.5743 | 0.54421 | 0.50807 | 0.58232 | 0.44845 | 0.59369 | 0.59634 | 0.49996 | 0.53086 | 0.56953 | 0.57621 | 0.55139 | 0.64735 | 0.50001 | 0.61228 | 0.5717 | 0.50878 | 0.55279 | 0.48327 | 0.57875 | 0.57898 | 0.50877 | 0.61478 | 0.49853 | 0.46326 | 0.57027 | 0.55981 | 0.59459 | 0.48453 | 0.54689 | 0.62228 | 0.59894 | 0.46608 | 0.51967 | 0.44012 | 0.52275 | 0.64972 | 0.50175 | 0.58379 | 0.54821 | 0.55106 | 0.48037 | 0.51297 | 0.53846 | 0.63115 | 0.56866 | 0.48957 | 0.52422 | 0.54239 | 0.46131 | 0.50771 | 0.46781 | 0.49681 | 0.55937 | 0.48668 | 0.60844 | 0.47037 | 0.43234 | 0.52262 | 0.57369 | 0.47391 | 0.64629 | 0.44571 | 0.53377 | 0.64169 | 0.61849 | 0.58977 | 0.44766 | 0.63613 | 0.44016 | 0.59022 | 0.50042 | 0.5373 | 0.56635 | 0.56928 | 0.5934 | 0.58729 | 0.50178 | 0.53279 | 0.63834 | 0.54659 | 0.53204 | 0.56757 | 0.53629 | 0.47893 | 0.44209 | 0.62334 | 0.4744 | 0.47756 | 0.55828 | 0.43936 | 0.4657 | 0.47888 | 0.63969 | 0.44538 | 0.56593 | 0.47425 | 0.62163 | 0.46973 | 0.43368 | 0.63072 | 0.5423 | 0.58321 | 0.56006 | 0.5604 | 0.61837 | 0.63494 | 0.52939 | 0.47576 | 0.48291 | 0.55019 | 0.54228 | 0.64833 | 0.45353 | 0.5792 | 0.56012 | 0.54203 | 0.48984 | 0.63385 | 0.50941 | 0.52476 | 0.53731 | 0.59778 | 0.52436 | 0.62806 | 0.62649 | 0.43086 | 0.43609 | 0.53946 | 0.43081 | 0.64873 | 0.62579 | 0.48066 | 0.45622 | 0.56575 | 0.57342 | 0.52016 | 0.47226 | 0.63247 | 0.49138 | 0.59668 | 0.52206 | 0.57029 | 0.48714 | 0.48446 | 0.63139 | 0.56214 | 0.63974 | 0.58092 | 0.52543 | 0.61469 | 0.58432 | 0.53518 | 0.44465 | 0.4481 | 0.61573 | 0.43105 | 0.58937 | 0.49567 | 0.4877 | 0.56109 | 0.46126 | 0.43381 | 0.44021 | 0.64447 | 0.43265 | 0.43826 | 0.62221 | 0.5922 | 0.44192 | 0.57729 | 0.44499 | 0.50307 | 0.43886 | 0.62219 | 0.60145 | 0.59322 | 0.60009 | 0.47077 | 0.47957 | 0.63143 | 0.6387 | 0.57472 | 0.47863 | 0.63893 | 0.47357 | 0.61064 | 0.53645 | 0.54903 | 0.6442 | 0.6494 | 0.51963 | 0.47172 | 0.61891 | 0.61183 | 0.59423 | 0.57434 | 0.5837 | 0.4303 | 0.59883 | 0.51505 | 0.54203 | 0.45275 | 0.51635 | 0.61654 | 0.5648 | 0.52363 | 0.63467 | 0.57093 | 0.47033 | 0.52316 | 0.53924 | 0.57717 | 0.55615 | 0.50757 | 0.5199 | 0.60021 | 0.61433 | 0.43086 | 0.47301 | 0.5582 | 0.55614 | 0.51375 | 0.43744 | 0.52065 | 0.57736 | 0.64171 | 0.60159 | 0.60415 | 0.61497 | 0.53072 | 0.53259 | 0.43324 | 0.48466 | 0.58805 | 0.52286 | 0.56148 | 0.60462 | 0.5358 | 0.61698 | 0.56633 | 0.63171 | 0.51983 | 0.45297 | 0.50731 | 0.5497 | 0.46721 | 0.44144 | 0.55016 | 0.53891 | 0.63806 | 0.52377 | 0.5455 | 0.51842 | 0.64168 | 0.6063 | 0.62416 | 0.58662 | 0.57659 | 0.64231 | 0.55885 | 0.57137 | 0.62946 | 0.48695 | 0.64818 | 0.57977 | 0.56342 | 0.56868 | 0.54577 | 0.44916 | 0.60977 | 0.54177 | 0.51375 | 0.62069 | 0.61208 | 0.44819 | 0.49963 | 0.50159 | 0.45352 | 0.55392 | 0.45007 | 0.62899 | 0.53448 | 0.54324 | 0.48433 | 0.45366 | 0.62062 | 0.48576 | 0.53299 | 0.63759 | 0.53436 | 0.53933 | 0.49379 | 0.46296 | 0.58238 | 0.51944 | 0.64171 | 0.43085 | 0.58772 | 0.43143 | 0.4958 | 0.49736 | 0.5478 | 0.50357 | 0.63772 | 0.60827 | 0.62139 | 0.57395 | 0.50274 | 0.49528 | 0.63766 | 0.57774 | 0.48893 | 0.59691 | 0.55167 | 0.58167 | 0.45681 | 0.63356 | 0.43996 | 0.62359 | 0.47252 | 0.63591 | 0.52642 | 0.5595 | 0.44905 | 0.59312 | 0.57008 | 0.58133 | 0.55764 | 0.56182 | 0.4918 | 0.64915 | 0.44867 | 0.45151 | 0.59401 | 0.4822 | 0.58452 | 0.60378 | 0.51652 | 0.55079 | 0.60826 | 0.48483 | 0.61733 | 0.56116 | 0.43812 | 0.53121 | 0.4559 | 0.5586 | 0.55926 | 0.47494 | 0.44265 | 0.61786 | 0.60353 | 0.46038 | 0.61913 | 0.45573 | 0.58787 | 0.62879 | 0.43682 | 0.58275 | 0.53116 | 0.47142 | 0.5461 | 0.48445 | 0.62011 | 0.55072 | 0.54659 | 0.46164
Susceptible ventilation rate qs | q_sus | normal | 0.00012133 | 1.2133e-05 | m3/s | Ventilation rates from Adams (1993) | q_sus | 0.00013887 | 0.0001345 | 0.00014606 | 0.00010932 | 0.00010922 | 0.00012517 | 0.00013343 | 8.739e-05 | 0.00013036 | 0.0001264 | 0.0001184 | 0.00010901 | 0.00010814 | 0.00013093 | 0.0001127 | 0.00010999 | 0.00012439 | 0.00011985 | 0.00012847 | 0.00013511 | 9.8006e-05 | 0.00014661 | 0.00010428 | 0.00012251 | 0.00013286 | 0.00010884 | 0.00012247 | 0.00011124 | 0.0001303 | 0.00012155 | 0.00012146 | 0.00011079 | 0.00012835 | 0.00013843 | 0.00011085 | 0.00012341 | 0.00012274 | 0.00011095 | 0.0001203 | 0.00012873 | 0.00011741 | 0.00012357 | 0.00011337 | 0.00011289 | 0.00011848 | 0.00011415 | 0.00013259 | 0.00012708 | 0.00010356 | 0.0001405 | 0.00011808 | 0.00013738 | 0.00013878 | 0.00010621 | 0.00013175 | 0.00014152 | 0.00012833 | 0.00011032 | 0.00014047 | 0.00011733 | 0.00011744 | 0.00014095 | 0.00011171 | 0.00014719 | 0.00010242 | 0.00012883 | 0.00012248 | 0.00012016 | 0.00014277 | 0.00011757 | 0.00010412 | 0.00011864 | 0.0001458 | 0.00012642 | 0.00012527 | 0.00011662 | 0.00010706 | 0.00013273 | 0.0001275 | 0.00010987 | 0.00012465 | 0.00013739 | 0.00011644 | 0.00011456 | 0.00012837 | 0.00010732 | 0.00011545 | 0.00012497 | 0.00012775 | 0.0001379 | 0.00012932 | 0.00011422 | 9.5483e-05 | 0.00012146 | 0.00012444 | 0.0001161 | 0.00011672 | 0.00011345 | 0.00010613 | 0.00010776 | 0.0001247 | 0.00012782 | 0.00010787 | 0.00011126 | 0.00014225 | 0.00011072 | 0.00011395 | 0.0001136 | 0.00013451 | 0.00011532 | 0.00012511 | 0.00012396 | 0.0001192 | 0.00012026 | 0.00011266 | 0.00011837 | 0.00010978 | 0.00012731 | 0.00010612 | 0.00011399 | 0.00012741 | 0.00012818 | 0.00011332 | 0.00011852 | 0.0001353 | 0.00010852 | 0.00011725 | 0.00010734 | 0.0001252 | 0.0001215 | 0.00012098 | 0.00012632 | 0.00012801 | 0.00011435 | 0.00011595 | 0.00012702 | 0.00012296 | 0.00014932 | 0.00012008 | 0.00010266 | 0.00012599 | 0.00011798 | 0.00012718 | 0.00011375 | 0.00012321 | 0.00011702 | 0.00012332 | 0.00011654 | 0.00013777 | 0.00012738 | 0.00012013 | 0.00012101 | 0.00012157 | 0.00010761 | 0.00013943 | 0.00011335 | 0.00010827 | 0.00012199 | 0.00011804 | 0.00011972 | 0.00013689 | 0.00012073 | 0.000111 | 0.00013472 | 0.00012754 | 0.00011596 | 0.0001191 | 0.00013209 | 0.0001201 | 0.00011415 | 0.00013364 | 0.00011359 | 0.00011898 | 0.00014884 | 0.00013335 | 0.00011168 | 0.00010829 | 0.00011486 | 0.00012199 | 0.00012457 | 0.00012132 | 0.0001354 | 0.00013255 | 0.00010561 | 0.00011704 | 0.00013925 | 0.00011983 | 0.00012065 | 0.00010861 | 0.00011363 | 0.00011902 | 0.00012677 | 0.00012995 | 0.00013461 | 0.00014536 | 0.00011916 | 0.00013923 | 0.0001006 | 0.00011621 | 0.0001242 | 0.00014047 | 0.00013463 | 0.00012242 | 7.8743e-05 | 0.00010595 | 0.00011758 | 8.6078e-05 | 0.00013643 | 0.00012124 | 0.0001424 | 0.00011923 | 0.00010536 | 0.00011537 | 0.00015485 | 0.00012237 | 9.9284e-05 | 0.00011649 | 0.00011576 | 0.00013229 | 0.00011702 | 0.00012948 | 0.00012676 | 0.00013058 | 0.00015013 | 0.00012849 | 0.00010039 | 0.00014524 | 0.00011393 | 0.00013879 | 0.00012306 | 0.00011407 | 0.00012704 | 0.0001238 | 0.00011325 | 0.00012662 | 0.00012322 | 0.00010369 | 0.00013477 | 0.00012815 | 0.00014185 | 0.00010002 | 0.00011778 | 0.00011216 | 0.00012847 | 0.00010337 | 0.00011389 | 0.00014269 | 0.00011787 | 0.00011636 | 0.00012013 | 0.00013062 | 0.00013017 | 0.00013065 | 0.00011578 | 0.00013551 | 0.00013454 | 0.00013282 | 0.00013719 | 0.0001316 | 0.0001385 | 0.00010801 | 0.00011384 | 0.00011791 | 0.00010952 | 0.00010229 | 8.6748e-05 | 0.00013296 | 0.00011099 | 0.00013411 | 0.00012855 | 0.00013796 | 0.00011177 | 0.00012217 | 0.00013234 | 0.00013892 | 0.00012784 | 0.00011534 | 0.00013342 | 0.0001256 | 0.00012147 | 0.00011162 | 0.00011785 | 9.7216e-05 | 0.00013014 | 0.00012188 | 0.00010897 | 0.00010399 | 0.00013823 | 0.00011412 | 0.00015205 | 0.00012944 | 0.00013139 | 0.00010955 | 0.00010946 | 0.00015136 | 0.00011071 | 0.00010757 | 0.00011434 | 0.0001117 | 0.00010117 | 0.00012577 | 0.00013132 | 0.00012892 | 0.00012311 | 0.00012368 | 0.00012984 | 0.00010302 | 0.00011143 | 0.00011524 | 0.0001152 | 0.00012723 | 0.00011769 | 0.00012643 | 0.00012258 | 0.00012327 | 0.00013916 | 0.00012095 | 0.00011673 | 0.00012903 | 0.00011433 | 0.00013898 | 0.00012476 | 0.00011759 | 0.0001056 | 0.00012282 | 9.7509e-05 | 0.00013078 | 0.00013679 | 0.00012056 | 0.00013701 | 0.00011404 | 0.00011827 | 0.00012384 | 0.00011347 | 0.00012841 | 0.00010463 | 0.00012785 | 0.00011677 | 0.00012064 | 9.2939e-05 | 0.0001168 | 0.00013001 | 0.00011092 | 0.0001106 | 0.0001167 | 8.9228e-05 | 9.6331e-05 | 0.00011626 | 0.00012988 | 0.00011093 | 0.00010578 | 0.00011654 | 0.00010972 | 9.8018e-05 | 0.00011627 | 0.00010382 | 9.3374e-05 | 0.00010241 | 0.00013266 | 0.00012364 | 0.0001168 | 0.00012722 | 0.0001303 | 0.00012742 | 0.00010654 | 0.00011615 | 0.00011107 | 9.3652e-05 | 0.0001396 | 0.00011976 | 0.00011646 | 0.00013421 | 0.00013556 | 9.4477e-05 | 0.00013279 | 0.00012488 | 0.00013048 | 0.00014085 | 0.00012528 | 0.0001173 | 0.00011873 | 0.00012899 | 0.00013602 | 0.00012863 | 0.00013743 | 0.00013876 | 0.00012518 | 0.00010769 | 0.00011263 | 0.00011581 | 0.00010418 | 0.00013762 | 0.00012016 | 0.00013056 | 0.00013584 | 0.0001333 | 0.00010985 | 0.00012283 | 0.00010559 | 0.00010457 | 0.0001142 | 0.00012386 | 0.00011595 | 0.00010102 | 0.00011057 | 0.00010983 | 0.00013627 | 0.00012949 | 0.00012576 | 0.00012752 | 0.00014169 | 0.00012455 | 0.00012718 | 0.00012874 | 0.00010762 | 0.00014145 | 0.00012197 | 0.0001046 | 0.00014974 | 0.00011371 | 0.00010881 | 0.00013268 | 0.00011906 | 0.00011482 | 0.00012991 | 0.00013076 | 0.00013517 | 0.00011646 | 0.00013346 | 0.00012127 | 0.00013358 | 0.00014249 | 0.00011776 | 0.00010891 | 0.0001036 | 0.00010767 | 0.00013223 | 0.00013376 | 0.00010995 | 0.00014796 | 0.00011764 | 0.00011205 | 0.00012998 | 0.00011551 | 0.00014328 | 0.00013805 | 0.00013535 | 0.00012145 | 0.00012604 | 0.00014137 | 0.00012373 | 0.00013954 | 0.00012431 | 0.00013276 | 0.00013306 | 0.00012545 | 0.00013134 | 0.00013502 | 0.00011695 | 0.00012386 | 0.0001266 | 0.00011381 | 0.00011011 | 0.00012599 | 0.0001124 | 0.00013439 | 0.00010031 | 0.00013917 | 0.0001285 | 0.00013106 | 0.00012409 | 0.00013996 | 0.0001266 | 0.00010969 | 0.00011923 | 0.00011451 | 0.00014201 | 9.5642e-05 | 0.00011862 | 0.0001073 | 0.00011766 | 0.0001319 | 0.00014507 | 0.00013358 | 9.4568e-05 | 0.00012293 | 0.00012283 | 0.00013769 | 0.00012455 | 0.00012922 | 0.00013754 | 0.00010676 | 0.00013496 | 0.00011546 | 0.00012415 | 0.00010066 | 0.00010452 | 0.00013306 | 9.9888e-05 | 0.0001209 | 0.00013439 | 0.00010829 | 9.8348e-05 | 0.00013063 | 0.00012201 | 0.00013453 | 0.00010627 | 0.00014259 | 0.00014142 | 0.00012268 | 0.00010793 | 0.00011689 | 0.00012544 | 0.00012217 | 0.0001513 | 0.00014267 | 0.00013607 | 0.00012769 | 0.00010944 | 0.00013906 | 0.00011762 | 0.00012774 | 0.00013552 | 0.00011173 | 0.00012344 | 0.00012999 | 0.00013822 | 9.6263e-05 | 0.00011726 | 0.00013089 | 0.00012266 | 0.00012602 | 0.0001177 | 0.00011803 | 0.00010834 | 0.00014285 | 0.0001168 | 0.00012329 | 0.00012613 | 0.00010859 | 0.00011663 | 0.00012356 | 0.00013904 | 0.00013302 | 0.00012333 | 0.00013171 | 0.0001113 | 0.00011676 | 0.00012852 | 0.0001096 | 0.00012524 | 0.00012815 | 0.00011384 | 0.00011697 | 0.00010176 | 0.00010524 | 0.00011148 | 0.000125 | 0.00011234 | 0.00011998 | 0.00012655 | 0.00011546 | 9.0175e-05 | 0.00012941 | 0.00011007 | 0.00011363 | 0.00012958 | 0.00011342 | 0.00012574 | 0.00012793 | 0.00011339 | 0.00010902 | 0.00013564 | 0.00013183 | 0.00013167 | 0.00015084 | 9.7714e-05 | 0.00011665 | 0.00011222 | 0.00012592 | 0.00012198 | 0.00012995 | 0.00013529 | 0.00011107 | 0.00011577 | 0.00013305 | 0.00013983 | 0.00013812 | 0.00012784 | 0.00011457 | 0.00011744 | 0.00012155 | 0.00013094 | 0.00012488 | 0.0001243 | 0.00013927 | 0.00011042 | 0.0001156 | 0.00013251 | 0.00012775 | 0.00010963 | 0.0001123 | 0.00011541 | 0.00014043 | 0.00014071 | 0.00011746 | 0.00011157 | 0.00013132 | 0.00013135 | 0.00012891 | 0.000112 | 0.00011463 | 0.00012268 | 0.00012366 | 0.0001249 | 0.00010582 | 0.00013002 | 0.00013361 | 0.00010675 | 0.00011741 | 0.00013502 | 0.00013584 | 0.00011045 | 0.00014451 | 0.00011184 | 0.00012181 | 0.00012484 | 0.00014995 | 0.00012731 | 0.00013031 | 0.00012952 | 0.00012713 | 0.00013524 | 0.00011661 | 0.00012792 | 0.00013668 | 0.00013914 | 0.00010461 | 0.00010562 | 0.00012578 | 0.00013763 | 0.00011 | 0.00012405 | 0.0001392 | 0.00010927 | 0.00011932 | 0.00012651 | 0.00013857 | 0.00011946 | 0.00011212 | 9.8325e-05 | 0.00012458 | 0.00013176 | 9.8929e-05 | 9.5651e-05 | 0.00012337 | 0.00011869 | 0.00011013 | 0.00015493 | 0.00011462 | 0.00010113 | 0.00012556 | 0.00012739 | 0.00011705 | 0.00011781 | 0.00011484 | 0.00013967 | 0.00013632 | 0.00012267 | 0.00011722 | 0.00012545 | 9.7072e-05 | 0.00011722 | 0.00012314 | 0.00011516 | 9.3459e-05 | 0.00011613 | 0.00011063 | 0.00011388 | 0.00013013 | 0.00011559 | 0.00011071 | 0.00012909 | 0.0001022 | 0.00011944 | 9.4759e-05 | 0.00011012 | 0.00011717 | 0.00014634 | 0.00012087 | 0.00012267 | 0.00014129 | 0.00014363 | 0.000116 | 0.00011447 | 0.00012442 | 0.00012335 | 0.00011782 | 0.00012103 | 0.00011304 | 0.00014428 | 0.00010586 | 0.00013431 | 0.00012586 | 0.00011977 | 0.00011331 | 0.00012776 | 0.00011018 | 0.00012467 | 0.00012086 | 0.00011892 | 0.00010642 | 0.00013064 | 0.00013382 | 0.00011256 | 0.00011629 | 0.00011495 | 0.00013039 | 0.00013279 | 0.00011392 | 0.00012986 | 0.00012034 | 0.00013542 | 0.00012949 | 0.00013877 | 0.00013158 | 0.00012583 | 0.00011313 | 0.00011894 | 0.00011521 | 0.00012806 | 0.00013216 | 0.00010166 | 0.00012621 | 0.00011509 | 0.00011163 | 0.00010658 | 0.00012918 | 0.00015284 | 0.00011256 | 0.00014383 | 0.00013685 | 0.00013127 | 0.00012982 | 0.00013759 | 0.00012464 | 0.00013356 | 0.00013502 | 0.00011754 | 0.0001401 | 8.8506e-05 | 0.00010953 | 0.00011329 | 0.00013228 | 0.00012867 | 0.00013094 | 0.0001326 | 0.00011963 | 0.0001116 | 0.00012343 | 0.00012364 | 0.0001069 | 0.00013794 | 0.00013855 | 0.00010419 | 0.00011818 | 0.00011579 | 0.00014332 | 0.00013934 | 0.00011146 | 0.00011734 | 0.00012629 | 0.00013441 | 0.0001278 | 0.00014657 | 0.00012879 | 0.00011204 | 0.00011684 | 0.00013676 | 0.0001118 | 0.00012058 | 0.00011952 | 0.0001307 | 0.00012093 | 0.00014567 | 0.00012557 | 0.00011023 | 0.0001148 | 9.6956e-05 | 0.00011059 | 0.00011201 | 0.00011085 | 0.00011974 | 0.000131 | 0.00012351 | 9.8795e-05 | 9.9864e-05 | 0.00012583 | 0.00010083 | 0.00011303 | 0.00011916 | 0.00013822 | 0.00011561 | 0.00010818 | 0.00011921 | 0.00010751 | 0.0001218 | 0.0001115 | 0.00010453 | 0.00010448 | 0.00011634 | 0.00011846 | 0.00014987 | 0.00011687 | 0.0001133 | 0.00010691 | 0.00012116 | 0.00012669 | 0.00011379 | 0.00012519 | 0.00012385 | 0.00010554 | 0.00012764 | 0.00013022 | 0.00013702 | 0.00013022 | 0.00015407 | 0.00012158 | 0.00011734 | 0.0001412 | 0.00012522 | 0.00013282 | 0.00011916 | 0.00011765 | 0.00012475 | 0.00010156 | 0.00012783 | 0.00010177 | 0.00011736 | 0.00010304 | 0.00012367 | 0.00011396 | 0.00012765 | 0.0001309 | 0.00011678 | 0.00012345 | 9.0656e-05 | 0.00013417 | 0.00010759 | 0.00011794 | 0.00012662 | 0.00013438 | 0.00011841 | 0.00012 | 0.00012168 | 0.00010485 | 0.00011398 | 0.00011129 | 0.00010378 | 0.00011979 | 9.5386e-05 | 0.00012202 | 0.00010881 | 9.7709e-05 | 0.00010951 | 0.00012244 | 0.00013255 | 0.00010294 | 0.00010979 | 0.00012509 | 0.00011626 | 0.00011697 | 0.00012684 | 0.00013268 | 0.00011814 | 0.00013563 | 0.0001261 | 0.00012573 | 0.00013922 | 0.00011915 | 0.00011983 | 0.000146 | 0.00011448 | 0.00013227 | 0.00012099 | 0.00012931 | 0.00013594 | 0.00010059 | 0.00011651 | 0.00013096 | 0.00012179 | 0.00010742 | 0.00010743 | 0.00012945 | 0.00011294 | 0.00012532 | 0.00010363 | 0.00011351 | 0.00010621 | 0.00010732 | 0.00011563 | 0.00012294 | 0.00011567 | 0.00014199 | 0.00013601 | 0.00012313 | 0.00013474 | 0.00012611 | 0.00012331 | 0.00012759 | 0.00013246 | 0.00010809 | 0.0001197 | 0.00010586 | 0.00010837 | 0.0001155 | 0.00013732 | 0.00012433 | 0.00013407 | 9.1004e-05 | 0.00012073 | 0.00011938 | 0.00011696 | 0.0001101 | 0.00010809 | 0.00012094 | 0.00010027 | 0.00013057 | 0.00014305 | 0.00013806 | 0.00011717 | 0.00011524 | 0.00013045 | 0.00013084 | 0.00013151 | 0.00013615 | 0.00012082 | 0.00012412 | 0.00011528 | 0.00013676 | 0.00011579 | 0.00010738 | 0.00010878 | 0.00011141 | 0.00013367 | 0.00010655 | 0.00013448 | 0.0001379 | 0.00010617 | 0.00012676 | 0.00011812 | 8.8289e-05 | 0.00011874 | 0.00013291 | 0.00013391 | 0.0001119 | 0.00011723 | 9.409e-05 | 0.00011474 | 0.00012033 | 0.00011268 | 0.00011161 | 0.00012815 | 0.00012048 | 0.00013814 | 0.00012116 | 0.00012492 | 0.00013378 | 0.00011062 | 0.00013371 | 0.00013659 | 0.00011588 | 0.00012823 | 0.0001039 | 0.0001284 | 9.3892e-05 | 0.00012176 | 0.00012321 | 0.00015004 | 0.00011177 | 0.00011894 | 0.00011626 | 9.4973e-05 | 0.00012034 | 0.00012816 | 0.00013499 | 0.00011596 | 0.00013058 | 0.00010051 | 0.00011233 | 0.00010203 | 0.00010818 | 0.00010372 | 0.00011294 | 0.00012512 | 0.0001202 | 0.00012385 | 0.00012446 | 0.00011988 | 0.00013444 | 0.00011385 | 0.00011446 | 0.00010663 | 0.00011957 | 0.00010573 | 0.00010728 | 0.00011603 | 0.00011351 | 0.00013632 | 0.00013549 | 0.00013865 | 8.0594e-05 | 0.00014216 | 0.0001294 | 0.00011691 | 0.00011354 | 0.0001353 | 0.00010827 | 0.00011129 | 0.00012583 | 0.00012216 | 0.00012864 | 0.00012541 | 0.00010511 | 0.00012858 | 0.0001124 | 0.00012828 | 0.00011372 | 0.00011727 | 0.00011728 | 0.0001135 | 0.00012669 | 0.00012635 | 0.00010859 | 0.00012273 | 0.00011708 | 0.00011159 | 0.00010859 | 0.00011291 | 0.00012198 | 0.0001257 | 0.00011163 | 0.00013507 | 0.00011117 | 0.00013148 | 0.00011094 | 0.00011925 | 0.00012061 | 0.0001363 | 0.0001011 | 0.00010851 | 0.00013203 | 0.00010351 | 0.00014276 | 9.287e-05 | 0.00011814 | 0.00012157 | 9.5568e-05 | 0.00012062 | 0.00011589 | 0.00010913 | 0.00014704 | 0.00012376 | 0.00011324 | 0.00014377 | 9.9674e-05 | 0.00014614 | 0.00012776 | 0.00010448 | 0.00010893 | 0.00012305 | 0.00014284 | 0.00012749 | 0.00010988 | 0.00011425 | 0.00011441 | 0.00012785 | 0.00010929 | 0.00012664 | 0.00013435 | 0.00010865 | 0.00012916 | 0.00010258 | 0.00012608 | 0.00013433 | 0.0001025 | 0.00011637 | 0.00011768 | 0.00010287 | 0.00011907 | 0.00011467 | 0.00012181 | 0.00011034 | 0.00011493 | 9.6411e-05 | 0.0001138 | 0.00012944 | 0.00011175 | 0.00011682 | 0.00013079 | 0.00012369 | 9.5369e-05 | 0.00012329 | 0.00011876 | 0.00012358 | 0.00014704 | 0.00011824 | 0.00011825 | 0.00012889 | 0.0001047 | 0.00012946 | 0.00012527 | 0.00011733 | 0.00012883 | 0.00011089 | 0.00012416 | 0.00011388 | 0.00012035 | 0.00012729 | 0.0001112 | 0.00012984 | 0.00011742 | 0.00015936 | 0.00012533 | 0.00012748 | 9.695e-05 | 0.00012763 | 0.00010144 | 0.00011243 | 0.00011977 | 0.00011296 | 0.00012928 | 0.00010609 | 0.00013448 | 0.00013089 | 0.00013255 | 0.00011845 | 0.00011018 | 0.0001329 | 0.00010706 | 0.00012809 | 0.00012329 | 0.00012505 | 0.00011067 | 0.00012282 | 0.00012857 | 0.00011333 | 0.00010835 | 0.0001037 | 0.00013222 | 0.00012271 | 0.00011325 | 0.00012599 | 0.00011604 | 0.00012741 | 0.00012452 | 0.00011664 | 0.00011949 | 0.0001086 | 0.0001049 | 0.0001306 | 0.00013611 | 0.00011855 | 0.00013737 | 0.00012447 | 0.00012651 | 0.00012785 | 0.00011215 | 0.00013236 | 0.00011749 | 0.00010755 | 0.00011012 | 0.0001128 | 0.00013507 | 0.00012061 | 0.00011278 | 0.00011636 | 0.00014455 | 0.00014502 | 0.00011207 | 0.00012606 | 0.00012982 | 0.00011853 | 0.00010471 | 0.00013214 | 0.00013565 | 0.00010412 | 0.00012864 | 0.00011582 | 0.00012667 | 0.00012428 | 0.00013188 | 0.00013275 | 0.00010853 | 0.00010527 | 0.00012914 | 0.00010657 | 0.00011841 | 0.00011615 | 0.00013937 | 9.7539e-05 | 0.00011409 | 0.00011806 | 0.00014547 | 0.00012083 | 0.0001192 | 0.00012809 | 0.00011259 | 0.00012655 | 9.2943e-05 | 0.00012364 | 0.00013248 | 0.00012088 | 0.0001357 | 0.00013108 | 0.00012422 | 0.00012908 | 0.00012903 | 0.0001143 | 0.0001251 | 0.00010548 | 0.00013975 | 0.00010555 | 0.00012245 | 0.00012493 | 0.00011216 | 0.00015316 | 0.00011041 | 0.00011223 | 0.00013212 | 0.00010787 | 0.0001166 | 0.0001098 | 0.00013425 | 0.00011374 | 0.00013755 | 9.4352e-05 | 0.00012473 | 0.00011067 | 0.00010179 | 0.0001082 | 0.00012299 | 0.00012846 | 0.0001215 | 0.0001297 | 0.00010247 | 0.00013243 | 0.00013229 | 0.00011556 | 0.00012787 | 9.9137e-05 | 0.00012211 | 0.00012012 | 0.0001329 | 0.00012258 | 0.00012303 | 0.00012786 | 0.00012753 | 0.00011013 | 0.00014357 | 0.00011596 | 0.00011962 | 0.00012676 | 0.00010293 | 9.812e-05 | 0.00012891 | 0.00012871 | 0.00011855 | 0.00012022 | 0.00012807 | 0.00011235 | 0.0001423 | 9.7834e-05 | 0.00012355 | 0.00012466 | 0.00011899 | 0.00011632 | 0.00013054 | 0.0001191 | 0.0001306 | 0.00013546 | 0.00012031 | 0.00012569 | 0.00013341 | 9.6298e-05 | 0.00011419 | 0.00011782 | 0.00011982 | 0.00011569 | 0.00013164 | 0.00010085 | 0.00011107 | 0.00012783 | 0.00013013 | 0.00011214 | 0.00013103 | 0.00013536 | 0.00012722 | 0.00012024 | 0.00012482 | 0.00013295 | 0.00011051 | 0.00010918 | 0.00011714 | 0.00013826 | 0.00012446 | 0.00012048 | 0.00011771 | 0.00011263 | 0.00012458 | 0.00013254 | 0.00011517 | 0.00010767 | 0.00015535 | 0.00014034 | 0.00012223 | 0.0001279 | 0.00010703 | 0.00013368 | 0.00013168 | 0.00012806 | 0.00014597 | 0.00011831 | 0.00013526 | 0.00013695 | 0.00010174 | 0.00011587 | 0.00010803 | 9.8797e-05 | 0.00013243 | 9.4124e-05 | 0.00012795 | 9.7379e-05 | 0.00011608 | 0.00014114 | 0.00012679 | 0.00012455 | 0.00012548 | 0.00011472 | 0.00014258 | 0.00014461 | 0.0001142 | 0.00011022 | 0.00013297 | 0.0001357 | 0.00012338 | 0.00012191 | 0.00014553 | 0.00010592 | 0.00012512 | 0.00012148 | 0.0001071 | 0.00011015 | 0.00011975 | 0.00011581 | 0.00012546 | 0.00010897 | 0.00013107 | 0.00012465 | 0.00012877 | 0.00010385 | 0.00012179 | 0.00013391 | 0.00011536 | 0.00013092 | 0.00012788 | 0.0001388 | 0.00010783 | 0.00012559 | 0.00013299 | 0.00012245 | 0.00011426 | 0.00014326 | 0.0001137 | 0.00013659 | 0.00012294 | 0.00011655 | 0.00013833 | 0.00010128 | 0.00011832 | 0.00010308 | 0.00014836 | 0.00012374 | 0.00011537 | 0.00013393 | 0.0001317 | 0.00012398 | 0.00011115 | 0.00011486 | 0.00010608 | 9.7088e-05 | 0.00011688 | 0.00011263 | 0.0001165 | 0.00012418 | 0.00012841 | 0.00010685 | 0.00011781 | 0.00011071 | 0.00010669 | 0.00011624 | 0.00010007 | 0.00012097 | 0.00012229 | 9.7182e-05 | 0.00013214 | 0.0001294 | 0.00014614 | 0.0001443 | 0.00011706 | 0.00014089 | 8.8994e-05 | 0.00013304 | 0.00013577 | 0.00011477 | 0.00012439 | 0.0001256 | 0.0001165 | 0.00012474 | 0.0001282 | 0.0001317 | 0.00013625 | 0.00011871 | 0.00012588 | 0.00012768 | 0.00011168 | 0.00010323 | 0.00012879 | 0.00012481 | 0.00014135 | 0.00012573 | 0.0001374 | 0.00013753 | 0.00011586 | 9.8046e-05 | 0.00012256 | 0.0001222 | 0.00013536 | 0.00012024 | 0.00011966 | 0.00011133 | 0.00014022 | 0.00011358 | 0.00014236 | 0.00013825 | 0.00012033 | 0.00012834 | 0.00012774 | 0.00013387 | 0.00013204 | 0.00013202 | 0.00011669 | 0.00011953 | 0.00011728 | 0.00010915 | 0.00011164 | 0.00012216 | 9.6122e-05 | 0.00011526 | 0.00012977 | 0.00010393 | 0.00013857 | 9.4799e-05 | 0.00011576 | 0.00013059 | 0.00012465 | 0.00013636 | 0.00012554 | 0.00011983 | 0.00010373 | 0.00010693 | 0.00010601 | 0.00014464 | 0.00013198 | 0.0001069 | 0.0001329 | 0.00012376 | 0.00012113 | 0.00012162 | 0.00010251 | 0.0001152 | 0.00011917 | 0.00011995 | 0.00013838 | 0.00012228 | 9.0811e-05 | 0.00011914 | 0.00011598 | 0.00010891 | 0.00010152 | 0.00011771 | 0.00010752 | 0.00012448 | 0.00012545 | 0.00012423 | 0.00013084 | 0.00010891 | 0.00011087 | 0.0001409 | 0.00011605 | 0.00012057 | 0.0001078 | 0.00011888 | 0.00012176 | 0.00013163 | 0.0001283 | 0.00011836 | 0.00011271 | 0.0001102 | 0.00011967 | 0.00012656 | 0.00011415 | 0.00011941 | 0.00012853 | 0.00011547 | 0.00012614 | 0.0001405 | 0.00012479 | 0.00013438 | 0.00012138 | 0.00010615 | 0.00013559 | 0.00013509 | 0.00010867 | 0.00012039 | 0.00012088 | 0.0001232 | 0.00012384 | 0.00011217 | 0.00011496 | 0.00013308 | 0.00010364 | 0.00012043 | 0.00013686 | 0.0001228 | 0.00011899 | 0.00012729 | 9.4822e-05 | 0.00012297 | 0.00013724 | 0.00012683 | 0.00012229 | 0.00011206 | 0.000111 | 0.00012075 | 0.0001283 | 0.00013005 | 0.00011157 | 0.00010103 | 0.00010872 | 0.00011355 | 0.00012041 | 0.0001285 | 0.00010643 | 0.00013221 | 0.0001076 | 0.0001268 | 0.00012917 | 0.0001231 | 0.00012241 | 0.00013601 | 0.00010065 | 0.00012094 | 0.00011373 | 0.00011864 | 0.0001244 | 0.00013911 | 0.00013453 | 0.00011633 | 0.00011939 | 0.00012887 | 0.00010612 | 0.00012176 | 0.00013609 | 0.00011421 | 0.00012264 | 0.00012672 | 0.00011814 | 0.00012939 | 0.00011947 | 0.00011193 | 0.00013139 | 0.00010737 | 0.00011769 | 0.00012678 | 0.00012813 | 0.00011808 | 0.00011618 | 0.00011831 | 0.00010497 | 0.0001198 | 0.00011324 | 0.00012575 | 0.00010849 | 0.00011384 | 0.00012207 | 0.00012541 | 0.00011627 | 0.00012136 | 0.00012898 | 0.00011197 | 0.00012832 | 0.00013025 | 0.00011934 | 0.00014995 | 0.00013642 | 0.00012234 | 0.00010136 | 0.00011709 | 0.00011151 | 0.00010699 | 0.00010324 | 0.00013035 | 0.00010484 | 0.00012014 | 0.00012867 | 0.000116 | 0.00011936 | 0.00013294 | 0.00011126 | 0.00012459 | 0.00011489 | 0.00010918 | 0.00010444 | 0.00013292 | 0.00010956 | 9.7135e-05 | 0.00014844 | 0.00011236 | 0.00010299 | 0.00011921 | 0.000134 | 0.0001219 | 0.00015068 | 0.00013063 | 0.00010114 | 0.00013567 | 0.00010362 | 0.00012073 | 0.00012039 | 0.00012563 | 0.00010895 | 0.00012369 | 0.00012308 | 0.00012903 | 0.00013141 | 0.00011655 | 0.00011557 | 0.00011673 | 0.00010191 | 0.0001001 | 0.00012 | 0.00011811 | 0.00012114 | 0.0001407 | 0.0001119 | 0.00011366 | 0.00013375 | 0.00014686 | 0.00010801 | 0.00014339 | 0.00013681 | 0.00011818 | 7.7715e-05 | 0.00010263 | 0.00012447 | 0.00012017 | 0.00013919 | 0.00013663 | 0.00011911 | 0.00012925 | 0.00013477 | 0.00012177 | 0.00015327 | 0.00011598 | 0.00013848 | 0.00012405 | 0.00013783 | 0.00014577 | 0.00012458 | 0.00011027 | 9.8943e-05 | 0.00012567 | 0.00012645 | 0.00012107 | 0.00011119 | 0.00011259 | 0.00011928 | 0.00011087 | 0.00011763 | 0.000124 | 0.00011942 | 0.0001234 | 0.00011445 | 0.0001128 | 0.00011273 | 0.00012391 | 0.00013682 | 0.00012172 | 0.00011023 | 0.00013645 | 0.00011403 | 0.00010752 | 0.0001193 | 0.00011541 | 0.00012751 | 0.00012463 | 9.3341e-05 | 0.00012303 | 0.00012212 | 0.00015425 | 0.00011623 | 0.00012218 | 0.0001265 | 0.0001151 | 0.0001309 | 0.00011412 | 0.00012042 | 0.00014101 | 0.00012819 | 0.00011601 | 0.00013702 | 0.00010651 | 0.00011577 | 0.00010039 | 0.00011694 | 0.00011334 | 0.00012389 | 0.00012078 | 0.00012132 | 0.00010469 | 0.0001188 | 0.00012642 | 0.00012764 | 0.00011721 | 9.4818e-05 | 0.00011221 | 0.00012594 | 0.00012063 | 0.00012598 | 0.00014307 | 0.00013971 | 0.00011384 | 0.00013351 | 0.00010792 | 0.00011838 | 0.00011591 | 0.00013728 | 0.00010223 | 0.00012615 | 0.00012843 | 0.00010732 | 0.0001328 | 0.00012652 | 0.00012982 | 0.00011295 | 0.0001178 | 0.00012636 | 0.00012939 | 0.00012445 | 0.00010419 | 0.00012084 | 9.613e-05 | 0.0001072 | 0.00012452 | 0.00014362 | 0.00011129 | 0.00011953 | 0.00011685 | 8.9298e-05 | 0.00011956 | 0.00013805 | 0.00012486 | 0.00013445 | 0.00012975 | 0.0001142 | 0.00012058 | 0.00015098 | 0.00012984 | 0.00011351 | 0.00012203 | 0.00010624 | 0.0001202 | 0.00014136 | 0.00013492 | 0.00013492 | 0.00012634 | 0.00010846 | 0.00011302 | 0.00013774 | 0.00011806 | 0.00013856 | 0.00011996 | 8.846e-05 | 0.00013723 | 0.00012064 | 0.00012708 | 0.00012719 | 0.00015453 | 0.00012845 | 0.00014784 | 0.00011314 | 8.957e-05 | 8.784e-05 | 0.00013633 | 0.00010447 | 9.9279e-05 | 0.00011889 | 0.00011485 | 0.00011583 | 0.00013552 | 0.00012061 | 0.00012827 | 0.00014871 | 0.00012979 | 0.00011563 | 0.00014744 | 0.00013262 | 0.00012098 | 0.00011335 | 0.00012229 | 9.1006e-05 | 0.00010261 | 0.00012674 | 0.00013055 | 0.00010585 | 0.00010223 | 0.00011142 | 0.00013743 | 0.00011588 | 0.00011153 | 0.00013146 | 0.00010728 | 9.6076e-05 | 0.00013279 | 0.00010837 | 0.00011275 | 0.00012834 | 0.00011434 | 0.00010919 | 0.00011207 | 0.00011221 | 0.00013727 | 0.00012102 | 0.00010225 | 0.00014322 | 0.00012728 | 0.00011708 | 0.00011308 | 0.00012636 | 0.00011316 | 0.00013888 | 0.00010818 | 0.00011364 | 0.00013287 | 0.00013634 | 0.00010248 | 0.00011751 | 0.00013848 | 0.00012411 | 0.00011024 | 0.00012197 | 0.00011345 | 0.00012246 | 0.00012271 | 0.00011012 | 0.00012109 | 0.00011961 | 0.00012444 | 0.00010261 | 0.00010879 | 0.00011867 | 0.00013958 | 0.00011745 | 0.00013388 | 0.00012423 | 0.00011059 | 0.00015507 | 0.00011304 | 0.00012826 | 0.00013472 | 0.0001229 | 0.00014038 | 0.00010393 | 0.00012997 | 0.00011296 | 0.00013034 | 0.00011359 | 0.00013363 | 0.00012453 | 0.00012945 | 0.00011112 | 0.00013605 | 0.00011753 | 0.00013534 | 0.0001326 | 0.00011552 | 0.00011032 | 0.00011577 | 0.00011621 | 0.00011858 | 0.00013547 | 0.00012795 | 0.00013169 | 0.00013472 | 0.00014087 | 0.00010641 | 0.00012181 | 0.00011542 | 0.0001358 | 0.00012154 | 0.00013071 | 0.00012016 | 0.00012163 | 0.0001073 | 0.00013193 | 0.00012345 | 0.00012629 | 0.00013956 | 9.7761e-05 | 0.00010199 | 0.00011928 | 0.0001128 | 0.00013255 | 0.00010792 | 0.00010266 | 0.00012487 | 0.00012372 | 0.0001086 | 0.00012629 | 0.00014608 | 0.00015288 | 0.00011887 | 0.00013266 | 0.00011808 | 0.00012434 | 0.00011579 | 0.00011719 | 0.00012332 | 0.00011178 | 0.00011421 | 0.00011372 | 0.0001204 | 0.00011333 | 0.00012033 | 0.00013159 | 0.00012373 | 9.88e-05 | 0.00011126 | 0.00010663 | 0.00012429 | 0.00011512 | 0.00010511 | 0.00012836 | 0.00011448 | 0.00012156 | 0.00014825 | 8.787e-05 | 0.00010123 | 0.00012772 | 0.00012978 | 0.00013341 | 0.00013629 | 0.00012651 | 0.00013771 | 0.00012882 | 0.0001219 | 0.00011446 | 0.00014397 | 0.00012856 | 0.00012842 | 0.00011348 | 0.00012506 | 0.00012206 | 0.00013771 | 0.00011675 | 0.00013377 | 0.00014591 | 0.0001142 | 0.00010211 | 0.00012353 | 0.00010761 | 0.00012737 | 0.00014609 | 0.00011082 | 0.00013172 | 0.00010552 | 0.00013994 | 0.00010405 | 0.00012024 | 0.00012818 | 0.00012402 | 0.00012397 | 0.00012049 | 0.00013591 | 0.00010833 | 0.00011314 | 0.00011354 | 0.0001164 | 0.00012343 | 0.00011976 | 0.00010541 | 0.00014383 | 0.00012203 | 0.0001338 | 0.00012942 | 0.00011229 | 0.00012286 | 0.00011573 | 0.00010942 | 0.00012681 | 0.00014115 | 0.00013136 | 0.00014642 | 0.00013392 | 0.00012078 | 0.00012133 | 0.00012755 | 0.00011908 | 0.00012286 | 0.00012388 | 0.00011615 | 0.00012661 | 0.00011956 | 0.00011436 | 0.00011787 | 0.00010783 | 0.0001138 | 0.00011541 | 0.00010803 | 0.00013445 | 0.00012426 | 0.00014664 | 0.00012834 | 9.7788e-05 | 0.00012517 | 0.00013424 | 0.00013731 | 0.00011559 | 0.0001093 | 0.00011336 | 0.00012737 | 0.00013006 | 0.00011655 | 0.00012348 | 0.00011854 | 0.00012972 | 0.00010447 | 0.00012815 | 0.00011775 | 0.00010073 | 0.00012731 | 0.00013288 | 0.00010738 | 0.00011196 | 0.00014206 | 0.00011996 | 0.00011473 | 0.00011438 | 0.00012854 | 0.00014666 | 0.00011405 | 0.00012291 | 0.00011895 | 0.0001116 | 0.00012206 | 0.00013416 | 0.00010782 | 0.00013043 | 0.00011791 | 0.00013189 | 9.947e-05 | 0.00012325 | 9.7053e-05 | 0.00014024 | 0.00012173 | 0.00010906 | 0.00012236 | 0.00013023 | 0.00012176 | 0.00011558 | 0.00011629 | 0.00012452 | 0.00011076 | 0.0001153 | 0.00013349 | 0.00010393 | 0.00012489 | 0.00011689 | 0.00010769 | 0.00013033 | 0.00013076 | 0.00011084 | 0.00013304 | 0.00013656 | 0.00014484 | 9.9593e-05 | 0.0001218 | 0.00012435 | 0.00012666 | 0.00012414 | 0.00012802 | 0.00012624 | 0.00012881 | 8.9608e-05 | 0.00010222 | 0.00010867 | 0.00011297 | 0.00011777 | 0.00012241 | 0.00010679 | 0.00012246 | 0.0001232 | 0.00013226 | 0.00011752 | 0.00013513 | 0.00013129 | 0.00012116 | 0.00011018 | 0.00011838 | 0.00011229 | 0.00014422 | 0.00012166 | 0.00012229 | 0.00011439 | 0.00012713 | 0.00012669 | 0.00011044 | 0.00011991 | 0.00015855 | 0.00012681 | 0.00012084 | 0.00011016 | 0.0001138 | 0.00010833 | 0.00011981 | 0.00011425 | 9.4067e-05 | 0.00011453 | 0.0001512 | 0.00011407 | 0.0001168 | 0.00012832 | 0.00010303 | 0.00012533 | 0.00011801 | 0.00011016 | 0.00011458 | 0.00012613 | 0.00013584 | 0.00011834 | 0.00013278 | 0.00012813 | 0.00012816 | 0.00012249 | 0.00010821 | 0.0001181 | 9.2698e-05 | 0.00013531 | 0.00012902 | 0.00012601 | 0.00011179 | 0.00012613 | 0.00013754 | 0.00013107 | 0.00010776 | 0.00013529 | 0.00012872 | 0.00011785 | 0.00012372 | 0.00011638 | 0.00010873 | 0.00011966 | 0.00013505 | 0.00010485 | 0.0001219 | 0.00012583 | 0.00010517 | 0.00013813 | 0.00012941 | 0.00010895 | 0.00014154 | 0.0001438 | 0.00012791 | 0.00010198 | 0.00010669 | 0.00012311 | 9.0288e-05 | 0.00011324 | 0.00011305 | 0.00010264 | 0.00012354 | 0.00012331 | 0.00014102 | 0.00011401 | 0.00012795 | 0.00012448 | 9.9146e-05 | 0.0001352 | 0.00011319 | 0.00012735 | 0.00010671 | 0.00011386 | 0.00012577 | 0.00011031 | 0.00013342 | 0.00010982 | 0.00012445 | 0.00012062 | 0.00011758 | 0.00011861 | 0.00010697 | 0.0001221 | 0.00011491 | 0.0001331 | 0.00012432 | 0.00013585 | 0.0001362 | 0.00012716 | 0.00013672 | 0.00012431 | 0.00013335 | 0.00010554 | 0.00012828 | 0.00011773 | 0.00011809 | 0.00011453 | 0.0001091 | 0.00013164 | 0.0001193 | 0.00012018 | 0.00012319 | 0.00011465 | 0.00013558 | 0.00012709 | 0.00011729 | 9.6463e-05 | 0.00010616 | 0.00010807 | 0.00011834 | 0.00013164 | 0.00012718 | 0.00013402 | 0.0001198 | 0.00011389 | 0.00010941 | 0.00011304 | 0.00011083 | 0.00013059 | 0.00012118 | 0.00013111 | 0.00011151 | 0.00011742 | 0.00013337 | 0.00011895 | 0.00012056 | 0.00011674 | 0.0001074 | 0.00013272 | 0.00012849 | 0.00013556 | 0.00011271 | 0.00012776 | 0.00012961 | 0.00011415 | 0.00012141 | 0.00012891 | 0.00013587 | 0.00011759 | 0.00011616 | 0.00012539 | 0.00011327 | 0.00014493 | 0.00010408 | 0.00011525 | 0.00013406 | 0.00013423 | 9.8188e-05 | 0.00013218 | 0.00011699 | 0.0001173 | 9.3821e-05 | 0.00012485 | 0.00012294 | 0.00012181 | 0.00012202 | 0.0001156 | 0.00010234 | 8.368e-05 | 0.00011644 | 0.00013575 | 9.9506e-05 | 0.00010181 | 0.00012108 | 0.00011539 | 0.00011356 | 0.00013449 | 0.00010874 | 0.0001204 | 0.00011264 | 0.0001189 | 0.00011158 | 0.00012531 | 0.00013504 | 0.00012423 | 0.00013423 | 0.00011215 | 0.00010902 | 0.00011683 | 9.316e-05 | 0.00012144 | 0.00012251 | 0.00010387 | 0.00010309 | 0.00010544 | 0.00014658 | 0.0001097 | 0.0001197 | 0.00011356 | 0.00012659 | 0.00012086 | 0.00012856 | 0.00011117 | 0.00012902 | 0.00012338 | 0.00011761 | 0.00011925 | 0.00012797 | 0.00010956 | 0.000113 | 0.00011617 | 0.0001418 | 0.00011064 | 0.00013107 | 0.00013499 | 0.00010001 | 0.00012618 | 0.00013475 | 0.00014772 | 0.00011962 | 0.0001006 | 0.0001364 | 0.00011367 | 0.0001166 | 0.00011251 | 0.00012174 | 0.0001135 | 0.00012451 | 0.00011665 | 0.00011192 | 0.00013439 | 0.00011977 | 0.00011398 | 0.00011422 | 0.00015418 | 0.00012283 | 0.00012569 | 0.00012045 | 0.00013282 | 0.00011466 | 9.7459e-05 | 0.00012095 | 0.00013473 | 0.00014669 | 0.00013733 | 0.00011759 | 0.00012951 | 0.00012748 | 0.00014698 | 0.00014018 | 0.00010897 | 0.00013196 | 0.00014024 | 0.00010905 | 0.00013248 | 0.0001161 | 0.00013859 | 0.00012891 | 0.00014071 | 0.00012056 | 0.00011376 | 0.00011243 | 0.00011819 | 0.00012073 | 0.00012251 | 0.00010746 | 0.00010869 | 0.00011053 | 0.00013219 | 0.00010455 | 0.00010643 | 9.6526e-05 | 0.00012385 | 0.00011869 | 9.6933e-05 | 0.00012677 | 0.00011161 | 0.00016171 | 0.00011755 | 0.00011349 | 0.00012971 | 0.00010443 | 0.00012707 | 9.8161e-05 | 0.00013738 | 0.00010354 | 0.00011667 | 0.0001085 | 0.000134 | 0.00012118 | 0.00013572 | 0.0001295 | 0.00011609 | 0.00013194 | 0.00011529 | 0.00014473 | 0.00010039 | 0.00013283 | 0.00010673 | 0.00011895 | 0.00013759 | 0.0001182 | 0.00015365 | 0.0001431 | 0.00013562 | 0.00012376 | 0.00012272 | 0.00012079 | 9.9871e-05 | 0.00013407 | 0.00011164 | 0.00011828 | 0.00010027 | 0.00014468 | 0.00011711 | 0.00013282 | 0.00013396 | 0.00011231 | 9.7303e-05 | 0.0001364 | 0.00014238 | 0.00012187 | 0.00011713 | 0.00011042 | 9.3293e-05 | 0.00011177 | 0.00013692 | 0.00012077 | 0.00010682 | 0.00010582 | 0.00012738 | 0.00013838 | 0.00011039 | 0.00013248 | 0.00011592 | 0.00010765 | 0.00011529 | 0.00014315 | 0.00013434 | 0.0001315 | 0.00011638 | 0.00011816 | 0.00011734 | 0.00012795 | 0.00011013 | 0.00012289 | 0.00012943 | 0.00011118 | 0.00013463 | 0.00012016 | 0.00012962 | 0.00013224 | 0.00010115 | 0.00010876 | 0.00011773 | 9.9695e-05 | 0.00013065 | 9.2209e-05 | 0.00011769 | 0.0001053 | 0.00012385 | 0.00011984 | 0.00012628 | 0.00010818 | 0.00010987 | 0.0001054 | 0.00011344 | 0.00012006 | 0.00013283 | 0.00012018 | 0.0001028 | 0.0001076 | 0.00012361 | 0.00013954 | 0.00014037 | 0.00013499 | 0.00012063 | 0.00013685 | 0.0001083 | 0.00012389 | 0.00012451 | 0.00012989 | 0.00011051 | 0.00012412 | 0.0001151 | 0.00013085 | 0.00011078 | 0.00010913 | 9.4555e-05 | 0.00012002 | 0.00012231 | 0.00013417 | 0.00011977 | 0.00010583 | 0.0001367 | 0.00010724 | 0.00012401 | 0.00013938 | 0.00013036 | 0.0001162 | 9.1381e-05 | 0.00012724 | 0.00013031 | 0.00010883 | 0.00014002 | 0.00013648 | 0.00011581 | 0.00012025 | 0.00012158 | 0.00012007 | 0.00012029 | 0.00011259 | 0.00011528 | 0.00012435 | 0.00011638 | 0.00010964 | 0.00011664 | 0.00014023 | 0.00012662 | 0.00012498 | 0.00010103 | 0.00011746 | 0.00013662 | 0.0001487 | 0.00010884 | 0.00012557 | 0.00011754 | 0.00013243 | 0.00012609 | 0.00012951 | 0.00013083 | 0.00011035 | 0.00012157 | 0.00013617 | 0.00010094 | 0.00010313 | 0.00013368 | 0.00011932 | 0.0001179 | 0.00011983 | 0.00010161 | 0.00013759 | 0.000127 | 0.00012179 | 0.00012668 | 0.0001441 | 0.00013356 | 0.00013009 | 0.0001335 | 9.1785e-05 | 0.00010498 | 0.00011472 | 0.00012649 | 0.00010436 | 0.00013182 | 0.00011723 | 0.0001252 | 0.00011679 | 0.00011858 | 0.00014518 | 0.00011238 | 0.00013527 | 0.00012006 | 0.00014852 | 0.00010865 | 0.00014195 | 0.00012136 | 0.00011807 | 0.00011517 | 0.00011783 | 0.00013028 | 9.1599e-05 | 0.00014386 | 0.00012425 | 0.00012786 | 0.00011993 | 0.00012921 | 0.00010278 | 0.00011341 | 0.00013175 | 0.00012047 | 0.00011387 | 0.00011495 | 0.00012684 | 0.00011618 | 0.00011998 | 0.00011594 | 0.00011112 | 0.00011374 | 0.0001193 | 0.00013346 | 0.00012756 | 0.00011301 | 0.00012767 | 0.000108 | 0.00012647 | 0.00015006 | 0.00012738 | 0.00010527 | 0.00013924 | 0.00013781 | 0.00013 | 0.00010762 | 0.00011982 | 0.00013239 | 0.00011719 | 0.00011951 | 0.00010671 | 0.00013225 | 0.0001194 | 0.00011155 | 0.0001145 | 0.00010333 | 0.00010836 | 0.00011818 | 0.00013538 | 0.00011404 | 0.00014067 | 0.0001132 | 0.00012111 | 0.00013037 | 0.00013421 | 0.00013949 | 0.0001152 | 0.00013447 | 0.00012046 | 0.00013971 | 0.00012266 | 0.00011464 | 0.00013618 | 0.00011658 | 0.00015006 | 0.00014448 | 0.00011369 | 0.00012312 | 0.00012034 | 0.00013973 | 0.0001204 | 0.00012911 | 0.00014617 | 0.00013286 | 0.0001324 | 0.0001156 | 0.00012183 | 0.00012859 | 0.00014348 | 0.00010013 | 0.00011678 | 0.00013415 | 0.00012734 | 0.00011844 | 0.00010854 | 0.00012354 | 0.00010953 | 0.00013209 | 0.00013284 | 0.00012046 | 0.00011047 | 0.00011731 | 0.00012781 | 0.00012582 | 0.00010978 | 0.00010268 | 0.000113 | 0.00010832 | 0.0001328 | 0.00011903 | 0.00011166 | 0.00013455 | 0.0001178 | 0.00012045 | 0.00011033 | 0.00013244 | 0.00013215 | 0.00010114 | 7.358e-05 | 0.00014539 | 0.0001246 | 0.00014202 | 0.00011454 | 0.00011302 | 0.00011634 | 0.000117 | 9.5395e-05 | 0.00012215 | 0.00011735 | 0.00012616 | 0.00012381 | 0.00011557 | 0.00010802 | 0.00011625 | 0.00011355 | 0.00011596 | 0.00013493 | 0.00011834 | 0.00012283 | 0.00012621 | 0.00011333 | 0.00013343 | 0.00013177 | 0.00011481 | 0.00011781 | 0.00011426 | 0.00013929 | 0.00011056 | 0.00011447 | 0.00011509 | 0.0001148 | 0.00010488 | 0.00013003 | 0.00013063 | 0.00013189 | 0.00011008 | 0.00013249 | 0.00011401 | 0.00013598 | 0.00013607 | 0.00010757 | 0.00014025 | 0.00011286 | 0.00011919 | 9.4724e-05 | 0.00010974 | 0.00012045 | 0.00012567 | 0.00012723 | 0.00011552 | 0.00012568 | 0.00013135 | 0.00012377 | 0.00011483 | 0.00010642 | 0.00013486 | 0.00012725 | 0.00011506 | 0.00013662 | 0.00011394 | 0.00010793 | 0.0001344 | 0.00011571 | 0.00013198 | 9.3276e-05 | 0.0001118 | 0.0001305 | 0.00011803 | 0.00014103 | 0.00011374 | 9.0521e-05 | 0.0001236 | 0.00012262 | 0.00012998 | 0.00012538 | 0.0001162 | 0.0001099 | 0.00011376 | 0.00011912 | 0.00012429 | 0.0001058 | 0.00013606 | 0.00012551 | 0.00013735 | 0.00012119 | 0.00015181 | 0.00011871 | 0.00012748 | 0.00011721 | 0.0001168 | 0.00013011 | 0.00011889 | 0.00012136 | 0.00013032 | 0.00012085 | 0.00014257 | 0.00012082 | 0.00011362 | 0.0001252 | 0.00013125 | 0.00011762 | 0.00011321 | 0.00010499 | 0.00012496 | 0.00011207 | 0.00011182 | 0.00012598 | 0.00011621 | 0.00013204 | 0.00011419 | 0.00013905 | 0.00011039 | 0.00014434 | 0.00013817 | 0.00011133 | 0.00013439 | 0.0001161 | 0.00011933 | 0.00013062 | 0.00011579 | 0.0001057 | 0.00011377 | 0.00010926 | 0.0001228 | 0.00013723 | 0.0001319 | 0.00012672 | 0.00011816 | 0.00010478 | 0.00012704 | 0.00012077 | 0.00011634 | 0.00013346 | 0.00012825 | 0.00011298 | 0.00013068 | 0.00012098 | 0.00012185 | 0.00013773 | 0.00013427 | 0.00013416 | 0.00013347 | 0.00010556 | 0.0001143 | 0.00010053 | 0.00012175 | 0.00013312 | 0.00012505 | 0.00012237 | 0.00012059 | 0.00011718 | 0.0001088 | 0.00010874 | 0.00012896 | 0.00012824 | 0.00014916 | 0.00013103 | 0.00014068 | 0.00010843 | 0.00012932 | 0.00013189 | 0.00011363 | 0.00011361 | 0.0001419 | 0.0001516 | 0.00011269 | 0.00011973 | 0.00013454 | 0.00013269 | 0.00010007 | 0.0001171 | 0.00013735 | 0.00012673 | 0.00011206 | 0.00013403 | 0.00010077 | 0.00011165 | 0.0001341 | 0.00012921 | 0.00011675 | 0.00011573 | 0.0001367 | 8.3503e-05 | 0.0001415 | 0.00013825 | 0.00012349 | 0.0001168 | 0.0001248 | 0.0001223 | 0.00013358 | 0.00012291 | 0.00013137 | 0.00011971 | 0.00012572 | 0.00013009 | 0.00012886 | 0.00013713 | 0.00011976 | 0.00012205 | 0.00012752 | 0.00013418 | 0.00011615 | 0.00011652 | 0.00012036 | 0.00012736 | 0.00013292 | 0.0001274 | 0.00013125 | 0.00010669 | 0.00011195 | 0.00011389 | 0.00012704 | 0.00012023 | 0.00011536 | 0.00011636 | 0.0001297 | 0.000121 | 0.000119 | 0.00013649 | 0.0001342 | 0.00012411 | 0.0001203 | 0.00012675 | 0.00013526 | 0.00014785 | 0.00010538 | 0.00012563 | 0.00013765 | 0.00013242 | 0.00010989 | 0.00011697 | 0.00011741 | 0.00011524 | 0.00012332 | 0.00013603 | 0.00012206 | 0.00011266 | 0.00011666 | 0.00012036 | 0.00013099 | 0.00010436 | 0.00010899 | 0.00012594 | 0.00012786 | 0.00010231 | 0.00011362 | 0.00010675 | 0.00011023 | 0.00011462 | 0.00012267 | 0.00012346 | 0.00012599 | 0.00011037 | 0.00010643 | 0.00012222 | 0.00010946 | 0.00012259 | 0.00012781 | 0.00010194 | 0.00013229 | 0.00011509 | 0.00010508 | 0.00012783 | 0.00014035 | 0.00013949 | 0.00012375 | 0.00011956 | 0.00010683 | 0.00011799 | 0.00012593 | 0.00010976 | 0.00012925 | 0.00011932 | 0.00012858 | 0.00015138 | 0.00011979 | 0.00011916 | 0.00014132 | 0.00011193 | 0.00012952 | 0.00011391 | 0.00012955 | 0.00011531 | 0.00013132 | 0.00012048 | 0.00014873 | 0.00012986 | 0.00011332 | 0.00010595 | 0.00013197 | 0.00010274 | 0.000103 | 0.0001099 | 0.00010616 | 0.0001251 | 0.00011164 | 0.00011828 | 0.00011753 | 0.00012623 | 0.00012771 | 0.00013285 | 0.00013039 | 0.00012084 | 0.00011409 | 0.00011398 | 0.00012595 | 0.00012023 | 0.00013602 | 0.00012648 | 0.00012409 | 0.00011805 | 9.7849e-05 | 0.00010852 | 0.00012322 | 0.00011656 | 0.00011093 | 9.903e-05 | 0.00012384 | 0.00011924 | 0.0001184 | 0.00013583 | 0.00013042 | 0.00012555 | 0.00011986 | 0.0001122 | 0.00011491 | 0.00010745 | 0.00013822 | 0.00013604 | 0.00011455 | 0.00010892 | 0.00011128 | 0.00010619 | 0.00014367 | 8.5564e-05 | 0.00014072 | 0.00013041 | 0.00013588 | 0.00012641 | 0.00010971 | 0.00012153 | 0.00012697 | 0.00010907 | 0.00013048 | 0.00011333 | 0.00012024 | 0.00012139 | 0.00011384 | 0.00011353 | 0.00013244 | 0.00011132 | 0.00011334 | 0.00012056 | 0.00012398 | 0.00014278 | 0.00013315 | 0.00011973 | 0.00012583 | 9.6112e-05 | 0.00010724 | 0.00013255 | 0.00014195 | 0.00013922 | 0.00011629 | 0.00013136 | 0.00013142 | 0.00010549 | 0.00010458 | 0.00012255 | 0.00014395 | 0.00010761 | 0.00011719 | 0.00012862 | 0.00012786 | 0.00012673 | 0.00013442 | 0.0001319 | 0.0001028 | 0.00011585 | 0.00013762 | 0.00013592 | 0.00012816 | 0.00013824 | 0.00011221 | 0.00012461 | 0.00013814 | 0.00010775 | 0.00011743 | 0.00010991 | 0.00011159 | 0.00010861 | 0.00012188 | 0.00010287 | 0.0001291 | 0.00010385 | 0.00012839 | 0.00011193 | 0.00012806 | 0.00010941 | 0.00012425 | 0.00010413 | 9.5848e-05 | 0.00013434 | 0.00010998 | 0.00012628 | 0.00012768 | 0.00010412 | 0.00014214 | 0.00012794 | 0.00010592 | 0.00014189 | 0.00013464 | 0.00013048 | 0.00011444 | 0.00011157 | 0.00012353 | 0.00012107 | 0.00011115 | 0.00010487 | 0.00012267 | 0.00012699 | 0.00012223 | 0.00010987 | 0.00012374 | 0.00012633 | 0.00012035 | 0.00012433 | 0.00014492 | 0.00013253 | 0.00013101 | 0.00013466 | 9.0552e-05 | 0.00012572 | 0.00012617 | 0.00012738 | 0.00012392 | 0.00011109 | 0.00011238 | 0.00012665 | 0.00013867 | 0.00014467 | 0.00013963 | 0.00011917 | 0.00012389 | 0.00011852 | 0.00012683 | 0.00011706 | 0.00011588 | 0.00011127 | 0.00013627 | 0.0001339 | 0.0001071 | 0.0001243 | 0.00011584 | 0.00013702 | 0.00011887 | 0.00012712 | 0.00013637 | 0.00013176 | 0.00010987 | 0.00013417 | 0.00012009 | 0.00012308 | 0.00012322 | 0.00011559 | 0.00013501 | 0.00011038 | 0.00013212 | 0.00011718 | 9.7001e-05 | 0.00010319 | 0.00014412 | 0.00011429 | 0.00011968 | 0.00010793 | 0.00010074 | 0.00012626 | 0.00011722 | 0.00012732 | 0.00013223 | 0.00012871 | 0.00012376 | 0.0001392 | 0.00012199 | 0.00013392 | 0.00012969 | 0.00011692 | 0.0001288 | 0.0001154 | 0.00012353 | 0.00012096 | 0.00011832 | 0.00011304 | 0.00011935 | 0.00011413 | 0.00010793 | 0.00010634 | 0.00011591 | 0.00012017 | 0.00011759 | 0.0001358 | 0.00011837 | 0.00011647 | 0.00011549 | 0.00011968 | 0.00014164 | 0.00012414 | 0.00012744 | 0.00012395 | 0.00012426 | 0.00011571 | 0.00012707 | 0.00012036 | 0.0001208 | 0.00012108 | 9.2728e-05 | 0.0001332 | 0.00011725 | 0.00012059 | 0.0001299 | 0.00012551 | 0.0001313 | 0.00013037 | 0.00012087 | 0.00013461 | 0.00012647 | 0.00010834 | 0.00011468 | 0.00010868 | 0.0001312 | 0.00012098 | 0.00011552 | 0.00011209 | 0.00012928 | 0.00012224 | 0.00011686 | 9.8065e-05 | 0.00010354 | 0.00011001 | 0.00010521 | 0.00012411 | 0.00011788 | 0.00014164 | 0.00010965 | 0.0001488 | 0.00012463 | 0.00011307 | 0.00011523 | 0.00012922 | 0.00012878 | 0.00013811 | 0.00011687 | 0.00011373 | 0.00013087 | 7.6923e-05 | 0.00012516 | 0.00014113 | 0.00011895 | 0.00015802 | 0.00014084 | 0.00011336 | 0.00012552 | 0.00013029 | 0.00011303 | 0.00012273 | 0.00012599 | 0.00014327 | 0.00011007 | 0.00011971 | 0.00012053 | 0.00012487 | 0.00013932 | 0.00012854 | 0.00012334 | 0.00012424 | 0.00011307 | 0.00013707 | 0.00011495 | 0.00013773 | 0.00011055 | 0.00012006 | 0.0001276 | 0.00011491 | 9.8218e-05 | 0.00011374 | 0.00011228 | 0.00011425 | 0.00012014 | 0.00013088 | 0.00013763 | 0.0001086 | 0.00014081 | 9.1473e-05 | 0.00011895 | 0.00013647 | 0.00012253 | 0.00014876 | 0.00011817 | 0.00013464 | 0.00012075 | 0.00012079 | 0.00013656 | 0.00013348 | 0.00010911 | 0.00011469 | 0.00011589 | 0.00012248 | 0.00010446 | 9.8189e-05 | 0.00013843 | 0.00011886 | 0.00010623 | 0.00012551 | 0.00012154 | 0.00014325 | 0.00015357 | 0.000119 | 0.00011516 | 0.00012045 | 0.00011419 | 0.00011696 | 0.00012112 | 0.00011106 | 0.0001181 | 0.00012894 | 0.00011403 | 0.00012982 | 0.00010654 | 0.00013607 | 0.0001016 | 0.00015046 | 0.00013062 | 0.00011676 | 0.00012535 | 0.00010931 | 0.00011058 | 0.00010961 | 0.00012859 | 0.00013274 | 0.00013751 | 0.00012321 | 0.00012034 | 9.8325e-05 | 9.7929e-05 | 0.00011629 | 9.4619e-05 | 0.0001183 | 0.00012549 | 0.00011296 | 0.0001223 | 0.00011515 | 0.00011236 | 0.00012669 | 0.00012728 | 0.00014466 | 0.00012782 | 0.00013381 | 0.00013408 | 0.00011814 | 0.00014013 | 0.00012932 | 0.00012612 | 0.00011579 | 0.00012611 | 0.00011803 | 0.0001244 | 0.00012095 | 0.00012463 | 0.00010384 | 0.00014193 | 0.00012645 | 0.00010757 | 0.00010822 | 0.00014225 | 0.0001241 | 0.00011992 | 0.00011605 | 0.00011421 | 0.0001281 | 0.00010781 | 0.00012577 | 0.00011426 | 0.0001142 | 0.00012051 | 0.00013706 | 9.9808e-05 | 0.0001202 | 0.00012411 | 0.0001288 | 0.0001399 | 0.00012641 | 0.00013929 | 0.0001297 | 0.00013929 | 0.00011656 | 0.0001424 | 0.00014037 | 0.00012434 | 0.00013205 | 0.00011189 | 0.00011756 | 0.00011545 | 0.00011042 | 0.00013073 | 0.00012239 | 0.00011103 | 0.00012927 | 0.00011766 | 0.00012338 | 0.00011819 | 0.00010018 | 0.00013105 | 0.00012354 | 0.00012924 | 0.00010771 | 0.00012846 | 0.00011694 | 0.00011912 | 0.00011834 | 0.00012471 | 0.00011114 | 9.0623e-05 | 0.00011347 | 0.0001016 | 0.00012557 | 0.00012317 | 0.00013262 | 0.00011706 | 0.0001266 | 0.00011921 | 0.00012127 | 0.00010917 | 0.00013798 | 0.00010707 | 0.00011165 | 0.00012254 | 0.00012597 | 0.00013974 | 9.9485e-05 | 0.00012146 | 0.00013603 | 0.00012665 | 0.00012761 | 0.00010807 | 0.00012651 | 0.00011185 | 0.00012085 | 0.0001126 | 0.00014641 | 0.00013452 | 0.00012631 | 0.00011349 | 0.00011364 | 0.00010847 | 0.00012378 | 0.00013118 | 0.00011439 | 0.00011032 | 0.00011207 | 0.0001467 | 9.4052e-05 | 0.00012593 | 0.00011144 | 0.00012045 | 0.00013016 | 0.00010864 | 0.00011948 | 0.00010871 | 0.00010916 | 0.00014074 | 0.00013358 | 0.00011751 | 0.0001338 | 0.00013861 | 0.00011962 | 0.00010714 | 0.00011401 | 0.00012825 | 0.00013798 | 0.00012654 | 0.00013397 | 0.00013343 | 0.00014075 | 0.00013884 | 0.00012496 | 0.00012033 | 0.00012133 | 0.00013604 | 0.00012447 | 0.00010615 | 0.0001219 | 0.00010497 | 0.00011985 | 0.000147 | 0.00013396 | 0.00012497 | 0.00012764 | 0.00010782 | 9.4267e-05 | 0.00011278 | 0.00011431 | 0.00011972 | 0.00012542 | 9.7869e-05 | 0.00012442 | 0.00010979 | 0.00013224 | 0.00012795 | 0.00012804 | 0.00011642 | 0.00013687 | 0.00015014 | 0.00013851 | 0.00012949 | 0.0001191 | 0.00014421 | 0.00012182 | 0.00010676 | 0.00011289 | 0.00013886 | 0.00012373 | 0.00013267 | 0.00011029 | 0.00011492 | 0.00010136 | 0.00013816 | 0.00011525 | 0.00014885 | 0.00012108 | 0.00012621 | 0.0001047 | 0.00014086 | 0.0001291 | 0.00011777 | 0.00014089 | 0.00011935 | 0.00011971 | 0.00012797 | 0.00013343 | 0.00014038 | 0.00012766 | 0.00011222 | 0.00011627 | 0.00013371 | 0.00012979 | 0.00012489 | 0.00010638 | 0.00011933 | 0.00010462 | 0.00012303 | 0.00012691 | 0.00011983 | 8.4014e-05 | 0.00012068 | 0.00012434 | 0.00013185 | 0.00012062 | 0.00011766 | 0.00014886 | 0.00011838 | 0.0001162 | 0.00013673 | 0.00013075 | 0.00012165 | 0.00012262 | 0.00011195 | 0.00011649 | 0.00012964 | 0.00010856 | 0.00011728 | 0.00014953 | 0.00012785 | 0.00012083 | 8.5538e-05 | 0.00012098 | 0.00013409 | 0.00013045 | 0.00013116 | 0.00013661 | 0.00010068 | 0.00011057 | 0.00013626 | 0.00011556 | 0.00011248 | 0.00011438 | 0.00012918 | 0.00011251 | 9.6289e-05 | 0.00012562 | 0.0001122 | 0.00011877 | 0.00014366 | 0.00011937 | 0.00014316 | 0.00015367 | 0.0001188 | 0.00012949 | 9.2035e-05 | 0.00010567 | 0.00013081 | 0.00012181 | 0.00014648 | 0.00012019 | 0.0001339 | 0.00011024 | 0.00012161 | 0.00010879 | 0.00012625 | 0.00011105 | 0.00011787 | 0.00011468 | 0.00010858 | 0.00013603 | 0.0001252 | 0.00012268 | 0.00013299 | 0.00014514 | 0.00012058 | 0.00011133 | 0.00010322 | 0.00012045 | 0.00010673 | 0.0001123 | 0.00011034 | 0.00010711 | 0.0001151 | 0.00012252 | 0.00010592 | 0.00012693 | 0.00012334 | 9.8026e-05 | 0.00012237 | 0.00012753 | 0.0001072 | 0.00012769 | 0.00010768 | 0.00012047 | 0.00013452 | 0.00011327 | 0.00013428 | 0.00011779 | 0.00013267 | 0.00011126 | 0.00013584 | 0.00013763 | 0.00012138 | 0.00010797 | 0.00012535 | 0.00011036 | 0.00011029 | 0.00011367 | 0.0001165 | 0.00014216 | 0.00011414 | 0.00011711 | 0.00010852 | 0.00011878 | 0.00013635 | 0.00012344 | 0.00014204 | 0.00011962 | 0.00012285 | 0.00014465 | 0.0001338 | 0.00011515 | 0.00010689 | 0.00012913 | 0.00012781 | 0.00014779 | 0.00013276 | 9.6604e-05 | 0.00011272 | 0.00011382 | 0.000123 | 0.00013428 | 0.00013064 | 0.00014399 | 0.00011732 | 0.00012374 | 0.00011735 | 9.4272e-05 | 0.00013911 | 0.00011443 | 0.00011379 | 0.00013528 | 0.00012202 | 0.00010427 | 0.00010292 | 0.00012615 | 0.00011354 | 0.00012968 | 0.000102 | 0.00010877 | 0.00011055 | 0.00010865 | 0.00012014 | 0.00010765 | 0.00012582 | 0.00012323 | 0.00013018 | 0.00011396 | 0.00011277 | 0.00013028 | 0.00013339 | 0.00011686 | 0.00012914 | 0.00011923 | 0.00012118 | 0.00013038 | 0.00012249 | 0.00010468 | 0.00011837 | 0.00014006 | 0.00012546 | 0.0001368 | 0.00011054 | 0.00013422 | 0.00014152 | 0.00012638 | 0.00015465 | 0.00011305 | 8.94e-05 | 0.0001159 | 0.00010558 | 0.00013559 | 0.00013122 | 0.00010736 | 0.00012141 | 0.00011211 | 0.00010162 | 0.00011918 | 0.00012019 | 0.00011826 | 0.00012642 | 0.00012169 | 0.00011587 | 0.0001156 | 0.00012714 | 0.00010555 | 0.0001141 | 0.00010599 | 0.00011444 | 0.00011263 | 0.00012583 | 0.00012472 | 0.00013927 | 0.00012345 | 0.00014448 | 0.00012329 | 0.00010122 | 0.0001303 | 0.00010984 | 0.00012775 | 0.00012881 | 0.00012737 | 0.00011206 | 0.00013287 | 0.0001325 | 0.0001177 | 0.00011766 | 9.9657e-05 | 0.00013285 | 0.00015603 | 0.00012463 | 0.00012639 | 0.00013377 | 0.00011671 | 0.0001231 | 0.00012697 | 0.00012224 | 0.00012517 | 0.00012645 | 0.00013904 | 0.00013863 | 0.00011952 | 0.00011146 | 0.00012038 | 0.00012636 | 0.00012609 | 0.00010818 | 0.00011718 | 0.00011812 | 0.00012736 | 0.00011679 | 0.00013544 | 0.00010516 | 0.00013128 | 0.00013016 | 0.00010871 | 0.00010532 | 0.00011075 | 0.00011464 | 0.00012023 | 0.0001238 | 0.00011936 | 0.0001387 | 0.00010555 | 0.00012066 | 0.00011717 | 0.00010927 | 0.00012298 | 0.00010797 | 0.00012411 | 0.00011748 | 0.00012167 | 0.00013238 | 0.00013904 | 0.00015638 | 0.0001236 | 0.00010558 | 0.0001017 | 0.00013137 | 0.00011198 | 0.00013674 | 0.0001225 | 0.00014408 | 0.00010304 | 0.00012017 | 0.00013148 | 0.00012929 | 0.00011841 | 0.00011963 | 0.00010625 | 0.00014234 | 0.00012728 | 0.00011838 | 0.00012225 | 0.00012699 | 0.00011542 | 0.0001021 | 0.00010401 | 0.00012792 | 0.0001217 | 0.00013207 | 0.00011137 | 0.00011484 | 0.00012375 | 0.00014131 | 0.00011407 | 0.00012248 | 0.000128 | 0.00010201 | 0.00011607 | 0.00010645 | 0.00013039 | 0.0001246 | 0.00011514 | 9.6868e-05 | 0.00012006 | 0.00012547 | 0.00012297 | 0.00014981 | 0.00014068 | 0.0001361 | 0.00011367 | 0.00013949 | 0.00012818 | 0.00011363 | 0.00012303 | 0.00011103 | 0.00014251 | 0.00010948 | 0.00013394 | 0.00014609 | 0.00012984 | 0.00010123 | 0.00011863 | 0.00011053 | 0.00011495 | 0.00014157 | 0.00013888 | 0.0001271 | 0.00015069 | 0.00014472 | 0.00012654 | 0.00014954 | 0.000127 | 0.00014267 | 0.00012919 | 0.00011462 | 0.00011953 | 0.00011396 | 0.00011283 | 8.8733e-05 | 0.00013628 | 0.00010728 | 0.0001074 | 0.00011959 | 0.00012676 | 9.2245e-05 | 0.00012763 | 0.00013167 | 0.00011597 | 0.0001373 | 0.00013761 | 0.00010671 | 0.00014279 | 9.4469e-05 | 0.00011025 | 0.00012113 | 0.00012437 | 0.00012765 | 0.0001222 | 0.00011947 | 9.9772e-05 | 0.00010104 | 0.00011436 | 0.00011214 | 0.0001021 | 0.00014723 | 0.00011845 | 0.00013325 | 0.00012048 | 0.00011282 | 0.00012161 | 0.00012627 | 0.00011813 | 0.00012168 | 0.00011471 | 0.00012676 | 0.00012811 | 0.00010937 | 0.00012106 | 0.00012833 | 0.00013154 | 0.00011206 | 0.00012281 | 0.00012509 | 0.0001156 | 0.00011932 | 0.00012293 | 0.000127 | 0.00013274 | 0.00012178 | 0.00011157 | 0.00013694 | 0.00014042 | 9.9083e-05 | 0.0001153 | 9.7063e-05 | 0.00010993 | 0.00014242 | 0.00014578 | 0.00011365 | 0.00012225 | 0.00012296 | 0.00013207 | 0.00011849 | 0.00013086 | 0.0001142 | 0.00011144 | 0.00012988 | 0.00012054 | 0.00010899 | 0.00013287 | 0.00012106 | 0.00013535 | 9.6981e-05 | 0.00012854 | 0.00013924 | 0.00012104 | 0.00010737 | 0.00014137 | 0.00014304 | 0.00013477 | 0.00012129 | 0.00011468 | 0.00011941 | 0.00012662 | 0.00012062 | 0.00012733 | 0.00013002 | 0.0001268 | 0.00012717 | 0.00010219 | 0.0001266 | 0.000121 | 0.00014237 | 0.00010339 | 0.00011061 | 0.00010866 | 0.00011456 | 0.00010944 | 9.9168e-05 | 0.00012413 | 0.00012922 | 0.00012481 | 0.00011872 | 0.00010329 | 0.00011264 | 0.00013185 | 0.00012484 | 0.00011864 | 0.00012074 | 0.00013792 | 0.00013744 | 0.00011059 | 0.00014246 | 0.00014769 | 0.00013462 | 0.00011434 | 0.00014864 | 0.00013754 | 0.00011219 | 0.00011063 | 0.00012076 | 0.00012995 | 0.00011844 | 0.00010495 | 0.00010953 | 0.00014213 | 0.0001135 | 0.00014077 | 0.00011359 | 0.00012397 | 0.0001481 | 0.00010042 | 0.00011609 | 0.00013396 | 0.00012342 | 0.00012873 | 0.00011053 | 0.00013961 | 0.00010965 | 0.00012417 | 0.00013787 | 0.00011546 | 0.00010992 | 0.00010908 | 0.00012697 | 0.00012955 | 0.00011837 | 0.00011532 | 0.00011522 | 0.00013457 | 0.00013539 | 0.00012317 | 0.00012496 | 9.2308e-05 | 0.00011507 | 0.00011007 | 0.00013281 | 0.00013081 | 0.00013463 | 0.00010806 | 0.00011887 | 0.00011134 | 0.00012003 | 0.00011381 | 0.00012891 | 0.00012342 | 0.00011703 | 0.000124 | 0.00012266 | 0.00010839 | 0.00011523 | 0.0001028 | 0.00011177 | 0.00014042 | 0.00012334 | 0.00013226 | 0.0001213 | 8.9005e-05 | 0.00013117 | 0.0001352 | 0.00012994 | 0.00011412 | 0.00013505 | 0.00011332 | 0.00011568 | 0.00012306 | 0.00012837 | 0.00013181 | 0.00014028 | 0.00011376 | 0.00012064 | 0.00013554 | 0.00011655 | 0.0001039 | 0.00011955 | 0.00011059 | 0.00013685 | 0.00011297 | 0.00011168 | 0.00012695 | 0.00011223 | 0.0001147 | 0.00011794 | 0.00013678 | 0.00012106 | 0.00013311 | 0.00011821 | 0.00012904 | 0.00013749 | 0.00010102 | 0.00012104 | 0.00012784 | 9.2316e-05 | 0.00012614 | 0.00012431 | 0.00012408 | 0.00010856 | 0.00010254 | 0.00012746 | 0.00013025 | 0.00014734 | 0.00013407 | 0.00013183 | 0.0001185 | 0.0001169 | 0.00014396 | 0.00011162 | 0.00012303 | 0.00013385 | 0.00012457 | 0.00012433 | 0.00010078 | 0.00012948 | 0.0001238 | 0.00011962 | 0.00010693 | 0.00011522 | 0.00014442 | 0.00013158 | 0.00012268 | 0.00013076 | 0.00011339 | 0.00014663 | 0.00011502 | 0.00012615 | 0.00013353 | 0.00010796 | 0.00010644 | 0.00012613 | 0.00014661 | 9.8956e-05 | 0.00012408 | 0.00013554 | 0.00012517 | 0.00012177 | 9.0222e-05 | 0.00012038 | 0.00012712 | 0.00012658 | 0.00013442 | 0.00014608 | 0.00011188 | 0.00014041 | 0.00010953 | 0.00013125 | 0.00013624 | 0.00010955 | 0.00011951 | 0.000116 | 0.00012157 | 0.00010842 | 0.00010712 | 0.0001136 | 0.00012181 | 0.000116 | 0.00011659 | 0.00013633 | 0.00013191 | 0.00012904 | 0.00013559 | 9.8997e-05 | 0.00011209 | 0.00014477 | 0.00014185 | 0.00014956 | 0.0001123 | 9.0829e-05 | 0.00010219 | 0.00014441 | 0.00013429 | 0.00012659 | 0.00010881 | 0.00011363 | 0.00013788 | 0.00011615 | 0.00013276 | 0.00012183 | 0.00012454 | 0.00011858 | 0.00010591 | 0.00012584 | 9.7509e-05 | 0.00012902 | 0.00013297 | 0.00011421 | 0.00011173 | 0.00013831 | 0.00012964 | 0.00011144 | 0.0001224 | 0.000107 | 0.00013383 | 0.00011268 | 0.00013553 | 0.00011854 | 0.00010977 | 0.00013504 | 0.00011424 | 0.00011279 | 0.00011956 | 0.00013882 | 0.00010096 | 0.00013498 | 8.7339e-05 | 0.0001188 | 0.00012643 | 0.00012173 | 0.00013585 | 0.00011502 | 0.00010724 | 0.00011278 | 8.4671e-05 | 0.00011437 | 0.00012345 | 0.00011741 | 0.00013909 | 0.00014029 | 0.00011574 | 0.00013906 | 0.00010227 | 0.00013904 | 0.00012787 | 0.00013355 | 0.00012586 | 0.0001232 | 0.00013213 | 0.00012826 | 0.00011463 | 0.00014111 | 0.00012795 | 0.00014119 | 0.00012691 | 0.00013361 | 0.00010858 | 0.00010593 | 0.00012109 | 0.00011691 | 0.00013847 | 0.00012283 | 0.00012211 | 0.00011408 | 0.00010942 | 0.00011947 | 0.00011474 | 0.00012911 | 0.00011245 | 0.00011831 | 0.0001077 | 0.00013518 | 0.00011842 | 0.00011803 | 0.00012233 | 0.00012428 | 0.00011457 | 0.00013241 | 0.00012561 | 0.00011266 | 0.00013295 | 0.00010896 | 0.00010842 | 0.00010635 | 0.00012327 | 0.00011488 | 0.00011991 | 0.00011328 | 0.00011806 | 0.00011039 | 0.00013139 | 0.00011929 | 0.00012631 | 8.7285e-05 | 0.00010149 | 8.8622e-05 | 0.00012335 | 0.00011292 | 0.00011762 | 0.00013258 | 0.00013336 | 0.00011306 | 0.00012306 | 0.00010682 | 0.00013267 | 0.0001137 | 0.00011478 | 0.00010916 | 0.00014236 | 0.00014518 | 0.00011431 | 0.00011636 | 0.00014751 | 0.0001284 | 0.0001145 | 0.00010171 | 0.00010983 | 0.00012172 | 0.00011831 | 0.00010093 | 0.00012517 | 0.00012545 | 0.00012054 | 0.00012362 | 0.00011138 | 0.00010412 | 0.00013065 | 0.00012831 | 0.00013701 | 0.00012999 | 0.00011129 | 0.00011996 | 0.00011608 | 0.00011189 | 0.00012796 | 0.0001365 | 0.00011775 | 0.00011433 | 0.00011274 | 0.00011227 | 0.00010926 | 0.00011647 | 9.8762e-05 | 0.00011423 | 0.00011975 | 0.0001217 | 0.00012539 | 0.00012157 | 0.00012477 | 0.00012137 | 0.00011187 | 0.00014151 | 0.0001103 | 9.2333e-05 | 0.00012755 | 0.00012361 | 0.00012743 | 0.00010215 | 0.00013071 | 0.00012519 | 0.00011484 | 0.00012172 | 0.00010855 | 0.000111 | 0.00010702 | 0.00012293 | 0.00011968 | 0.00012573 | 0.00010044 | 0.00011886 | 0.00010405 | 0.00011027 | 0.00012508 | 0.00011718 | 0.00013045 | 0.00011803 | 0.00012739 | 0.00012894 | 0.00013775 | 0.00010384 | 0.00010993 | 0.00010912 | 0.00010747 | 0.00012926 | 0.00013467 | 9.8131e-05 | 0.00011267 | 0.00013166 | 0.00011351 | 0.00010843 | 0.00011351 | 0.00010411 | 0.0001194 | 0.00013788 | 0.00012597 | 0.00013124 | 0.00011305 | 0.00010517 | 0.00011181 | 0.00011953 | 0.00013293 | 0.0001035 | 0.00013674 | 0.00013088 | 0.00013875 | 0.00011641 | 0.00011884 | 0.0001093 | 0.00011439 | 0.0001273 | 0.00010281 | 0.00010414 | 0.00011546 | 0.00011905 | 0.00014488 | 0.00010688 | 0.0001181 | 9.7232e-05 | 0.00011386 | 0.00012359 | 0.00012848 | 0.00011391 | 0.00010705 | 0.00012621 | 0.00011151 | 0.00012692 | 0.00014521 | 0.00012369 | 0.00012809 | 0.00010986 | 0.0001446 | 0.00012951 | 0.00011669 | 0.00013539 | 0.00013622 | 0.00012069 | 0.00012974 | 0.00013676 | 0.00014327 | 0.00011435 | 0.0001316 | 0.00012891 | 0.00012286 | 0.00012584 | 0.0001217 | 0.00011037 | 0.00012555 | 0.00015677 | 0.00013517 | 0.00011187 | 0.00011559 | 9.4805e-05 | 9.9236e-05 | 0.00010942 | 0.00014501 | 0.00013227 | 0.00012034 | 0.00013429 | 0.00013081 | 0.00010695 | 0.00011449 | 0.00011387 | 0.00015332 | 0.00011478 | 0.0001096 | 0.00011328 | 0.00012644 | 0.00011724 | 0.00011618 | 0.00012183 | 0.0001064 | 0.00013497 | 0.00012323 | 0.00013741 | 0.00010893 | 0.00011411 | 9.1766e-05 | 0.0001066 | 0.00010426 | 0.00012458 | 0.00011299 | 0.00011416 | 0.00011781 | 0.00010161 | 0.00012405 | 0.00013127 | 0.00012283 | 0.00013468 | 0.00012411 | 0.00010905 | 0.00013191 | 0.0001212 | 0.00011039 | 0.00013623 | 0.0001232 | 0.00014081 | 0.00013356 | 0.00011697 | 0.00012329 | 0.00012233 | 0.00012437 | 0.00013056 | 0.00012188 | 0.00010367 | 0.00011203 | 0.00011256 | 0.00013437 | 0.00011346 | 0.00011795 | 0.00011158 | 0.00012312 | 0.00011551 | 0.00012621 | 0.00013262 | 0.00012259 | 0.00011771 | 0.00010205 | 0.00012075 | 0.00011151 | 0.00010783 | 0.0001168 | 0.000115 | 0.00012611 | 0.00013079 | 0.00011143 | 0.00011922 | 0.0001058 | 0.00011944 | 0.00010927 | 0.0001162 | 0.00015402 | 0.0001296 | 0.00012362 | 0.00012334 | 0.00011852 | 0.00011493 | 0.00011043 | 0.00012582 | 0.00012192 | 7.9975e-05 | 0.00013977 | 0.0001312 | 0.00012171 | 0.00013115 | 0.0001374 | 0.00011961 | 0.00012916 | 0.0001142 | 0.00010228 | 0.000151 | 0.00010762 | 0.00011722 | 0.00012228 | 0.0001429 | 0.00011851 | 0.00013019 | 9.7606e-05 | 0.00010579 | 0.00010623 | 0.00010751 | 0.0001337 | 0.00013288 | 0.00012364 | 0.00013635 | 0.00011838 | 0.00011673 | 0.00012516 | 0.0001214 | 0.0001185 | 0.00013434 | 0.00013416 | 0.00011702 | 0.00012546 | 0.0001255 | 8.9487e-05 | 0.00012124 | 0.00011507 | 0.00011755 | 0.00011792 | 0.00012147 | 0.00013599 | 0.00012582 | 0.00011843 | 0.00011725 | 0.00014162 | 0.00011614 | 0.00011214 | 0.00014015 | 0.00012634 | 0.0001179 | 0.00010033 | 0.00014442 | 0.00012348 | 0.00012842 | 0.00011524 | 0.00011878 | 0.00014515 | 0.00011577 | 0.00012214 | 0.00010964 | 0.00013316 | 0.00010589 | 8.2813e-05 | 0.00012205 | 0.00013805 | 0.00011769 | 0.00013247 | 0.00013284 | 0.0001063 | 0.00012998 | 0.0001254 | 0.00012204 | 0.00010713 | 0.00011682 | 0.00012876 | 0.00014209 | 0.00013717 | 0.0001316 | 0.0001229 | 0.00013245 | 0.0001241 | 0.00012402 | 0.00013682 | 0.0001197 | 0.00013766 | 0.00013307 | 0.00013191 | 0.00011652 | 0.00013673 | 0.00012573 | 0.00010191 | 0.00012565 | 0.00013586 | 0.00013138 | 9.5089e-05 | 0.00014512 | 0.00011827 | 0.00012894 | 0.00012212 | 0.00012601 | 0.00010853 | 0.00013487 | 0.00010207 | 0.0001171 | 0.0001118 | 0.00011115 | 9.3828e-05 | 0.00011751 | 0.00012276 | 0.00012338 | 0.0001174 | 0.00011542 | 0.00012953 | 0.00011415 | 0.00012907 | 0.00011697 | 0.0001404 | 0.00011018 | 0.00012171 | 0.00010553 | 0.0001296 | 0.0001242 | 0.00011362 | 0.00011258 | 0.00013824 | 0.00012816 | 0.00011105 | 0.00010143 | 0.00012508 | 0.00013049 | 0.00012674 | 0.00012352 | 0.00010744 | 0.0001226 | 0.00011022 | 0.00011531 | 0.00012347 | 0.00012494 | 0.00013326 | 0.00010598 | 0.00013287 | 0.00012424 | 0.0001246 | 0.00011147 | 0.00012699 | 0.00011059 | 0.00012272 | 9.9808e-05 | 0.00012585 | 0.00011853 | 0.00013295 | 0.0001409 | 0.00012057 | 0.00010735 | 0.00012628 | 0.00013288 | 0.00014442 | 0.00012143 | 0.00012489 | 0.00011883 | 0.00012114 | 0.00012907 | 0.00011974 | 0.00012983 | 0.00013406 | 0.0001162 | 0.00012018 | 0.00010677 | 0.00010117 | 9.0923e-05 | 0.00013298 | 0.00013547 | 0.00010824 | 0.00011878 | 0.00011409 | 0.00013049 | 0.00011816 | 0.000121 | 0.00013844 | 0.00013699 | 0.00012843 | 0.00012784 | 0.0001377 | 0.00013297 | 0.00014113 | 0.0001249 | 0.00011787 | 0.00014679 | 0.00012637 | 0.00010472 | 0.00011887 | 0.00014204 | 0.00013055 | 0.00014415 | 0.00011845 | 0.00012892 | 0.00010977 | 0.00011798 | 0.00010836 | 0.00013571 | 0.00011018 | 0.00013061 | 0.00012216 | 0.00011004 | 0.0001151 | 0.00011851 | 0.00013068 | 0.00010855 | 0.00011906 | 0.00010021 | 0.00010485 | 0.00012319 | 0.00012402 | 0.00011468 | 0.00012141 | 0.00010758 | 0.0001218 | 0.00012116 | 0.00010599 | 0.00012645 | 0.00012382 | 0.00012674 | 0.00012315 | 0.00010908 | 0.00013368 | 0.00011216 | 0.00010627 | 0.00013879 | 0.00013399 | 0.00011673 | 0.00012447 | 0.00012755 | 0.00011238 | 0.00011263 | 0.00014023 | 0.00012346 | 0.00014569 | 0.0001229 | 0.00012244 | 0.00012557 | 0.0001158 | 0.00012518 | 0.00012055 | 0.00011783 | 0.00013803 | 0.00011313 | 0.00011967 | 0.00012619 | 0.00010774 | 0.00013206 | 0.00013108 | 0.00013107 | 0.00012986 | 0.00011509 | 0.00012534 | 0.00013168 | 0.00011267 | 0.00010916 | 0.00010225 | 0.00012735 | 0.00010974 | 0.00011242 | 0.00012661 | 0.00014531 | 0.0001084 | 0.00012774 | 9.011e-05 | 0.00011904 | 0.00010721 | 0.00012075 | 0.00013818 | 0.00011235 | 0.00014369 | 0.00011283 | 0.00012155 | 0.00013333 | 0.00012323 | 7.9104e-05 | 0.00012034 | 0.00013285 | 0.00011549 | 0.00012084 | 0.00012233 | 0.00013174 | 0.00011386 | 0.00010768 | 0.00011257 | 0.00011821 | 0.00011719 | 0.00011332 | 0.00011775 | 0.00013691 | 0.00011877 | 9.5636e-05 | 0.00013239 | 0.00012564 | 0.00011783 | 0.00011179 | 0.00013286 | 0.00010468 | 0.00012829 | 0.0001303 | 0.00011094 | 0.00013116 | 0.00012956 | 0.00011671 | 9.6265e-05 | 0.00014154 | 0.00010725 | 0.00011637 | 0.00010173 | 0.00011915 | 0.00012984 | 0.00012275 | 0.00010323 | 0.00013153 | 0.00011025 | 0.0001358 | 0.00012395 | 0.00013184 | 0.00012825 | 0.00012138 | 0.00011594 | 0.00011481 | 0.00010862 | 0.00012169 | 0.00012539 | 0.00012486 | 0.00013635 | 0.00012584 | 0.00013575 | 0.00013225 | 0.00013114 | 0.00014212 | 0.00013244 | 0.00012157 | 0.00012984 | 0.0001193 | 9.3442e-05 | 0.00012593 | 0.00011407 | 0.00010021 | 0.00011713 | 0.00013046 | 0.0001255 | 0.00010025 | 0.00012197 | 9.6509e-05 | 0.00011051 | 0.00011418 | 0.00012779 | 0.00012829 | 0.00013179 | 0.00012975 | 0.00011704 | 0.00010531 | 0.00010108 | 0.0001232 | 0.00010653 | 0.00011282 | 0.00012678 | 0.00012134 | 9.5007e-05 | 0.0001194 | 0.00012866 | 0.00011352 | 0.00010665 | 0.00013129 | 0.00010909 | 0.00011229 | 0.00013084 | 0.00011193 | 0.00011203 | 0.00012684 | 0.0001063 | 0.00011385 | 0.00013227 | 0.00013438 | 0.00012626 | 0.00011482 | 0.00014195 | 0.00012973 | 0.00012175 | 0.00011936 | 0.00010769 | 0.00010313 | 0.00013278 | 0.00012261 | 0.00012997 | 0.0001337 | 0.00013958 | 0.00012149 | 0.00014308 | 0.0001238 | 0.00010164 | 9.6591e-05 | 0.00011694 | 0.00011585 | 0.00011434 | 9.6693e-05 | 0.0001067 | 0.00012936 | 0.00014328 | 0.00013009 | 0.00013725 | 0.00010912 | 0.00013891 | 0.00011926 | 0.00012196 | 0.00012248 | 0.00012287 | 0.0001189 | 0.0001131 | 0.00012941 | 0.00011419 | 9.1059e-05 | 0.00012683 | 0.00011724 | 0.00011347 | 0.00010253 | 0.00012236 | 0.00010825 | 0.00011751 | 0.00011963 | 0.00012663 | 0.00012076 | 0.00014162 | 0.00011229 | 0.00012192 | 9.9968e-05 | 0.00011246 | 0.00012563 | 0.00012971 | 0.00014168 | 0.00011578 | 0.00011611 | 0.00013981 | 0.00013174 | 0.00013285 | 0.00011036 | 0.00012553 | 0.00014294 | 0.00013815 | 0.00011469 | 0.00012825 | 0.00013346 | 0.00012067 | 0.00011246 | 0.00011644 | 0.00012373 | 0.00013622 | 0.00013496 | 0.00014512 | 0.00013213 | 0.00010801 | 0.00012826 | 0.00012141 | 0.00012089 | 0.00013669 | 0.00012151 | 0.00011494 | 0.00010915 | 0.00012615 | 0.00014368 | 0.00011949 | 0.00010972 | 0.00010183 | 0.00011142 | 9.4483e-05 | 0.00013656 | 0.0001269 | 0.00012378 | 8.8075e-05 | 0.00011763 | 0.00011322 | 0.00013658 | 0.00014297 | 0.00010778 | 0.0001268 | 0.00011756 | 0.00012641 | 0.00011225 | 0.00012074 | 0.00010516 | 0.00013265 | 0.00012038 | 0.0001247 | 0.00011006 | 0.0001166 | 0.00013003 | 0.00010686 | 0.00012353 | 0.00014707 | 0.00012755 | 0.0001162 | 0.00012399 | 0.0001257 | 0.00012937 | 0.00011667 | 0.00011555 | 0.00011926 | 0.00011139 | 0.00012747 | 0.00011539 | 0.00012597 | 0.00011541 | 0.00013053 | 0.00011016 | 0.00013058 | 0.00011781 | 8.7382e-05 | 0.0001367 | 0.00011938 | 0.00010798 | 0.00010806 | 0.00012007 | 9.3757e-05 | 0.0001329 | 0.0001404 | 0.00012902 | 0.00013988 | 9.9694e-05 | 0.0001359 | 0.00012814 | 0.00013918 | 0.00012157 | 0.00013418 | 9.8732e-05 | 0.00013157 | 0.00011653 | 0.00011 | 0.0001132 | 0.00011766 | 0.00010074 | 0.00012125 | 0.00010413 | 0.00012232 | 0.00011131 | 0.00014784 | 0.00012122 | 0.00010398 | 0.00010747 | 0.00014349 | 0.0001114 | 9.1221e-05 | 0.00012299 | 0.00012361 | 0.00014041 | 0.00010247 | 0.00014446 | 0.0001241 | 0.00011817 | 0.00010217 | 0.00012682 | 0.00012253 | 0.00010139 | 0.00012116 | 9.7316e-05 | 0.00012398 | 9.4673e-05 | 0.00011119 | 0.00012549 | 0.00013077 | 0.00013296 | 8.3731e-05 | 0.00011611 | 0.00013116 | 0.00010655 | 0.00013647 | 0.00010999 | 0.00013038 | 0.00010461 | 0.00011754 | 0.00010056 | 0.00011935 | 0.00012746 | 0.00012527 | 0.00010865 | 0.00013463 | 0.00013188 | 0.00012605 | 0.00012282 | 0.00010476 | 0.00013211 | 0.00012365 | 0.00010477 | 0.00012257 | 0.00010751 | 0.0001265 | 0.00011784 | 0.00011252 | 0.00012615 | 0.00012464 | 0.00011549 | 0.00012732 | 0.00011187 | 0.00012161 | 0.00011894 | 0.00010581 | 0.00014113 | 0.00013401 | 0.00011527 | 0.00013286 | 0.00010828 | 0.00011513 | 0.00012676 | 0.00011652 | 9.8834e-05 | 0.00013162 | 0.0001129 | 0.00012061 | 0.00012058 | 0.00012675 | 0.00012522 | 0.00014438 | 0.00010792 | 0.00011144 | 0.00013417 | 0.00012954 | 0.00011824 | 0.00012605 | 0.00013352 | 0.00014107 | 0.00011552 | 0.00012909 | 0.0001051 | 0.00012262 | 0.00012522 | 0.00011902 | 0.00012624 | 9.521e-05 | 0.00010594 | 0.00011442 | 0.00011759 | 0.00013026 | 0.0001247 | 0.00010299 | 0.00011603 | 0.00010964 | 0.00014042 | 0.00012047 | 0.00012525 | 0.000106 | 0.00013993 | 0.00011342 | 0.0001335 | 0.0001129 | 0.00012079 | 0.00010687 | 0.00012353 | 0.00011163 | 0.00011645 | 0.00013529 | 0.00011335 | 0.00012036 | 9.8717e-05 | 0.00013183 | 0.00010901 | 0.00011649 | 0.0001284 | 0.00012594 | 0.00013 | 0.00011882 | 0.00010246 | 0.00011458 | 0.00015793 | 0.00012319 | 0.00010683 | 0.00011236 | 0.00010022 | 0.00012566 | 0.00011599 | 0.00012192 | 0.00015112 | 0.00010373 | 0.00013349 | 0.00011884 | 0.00011445 | 0.00014266 | 0.00011863 | 0.0001291 | 0.00011251 | 0.00012116 | 0.00011352 | 0.00014357 | 0.00011544 | 0.00014428 | 0.00010728 | 0.00010599 | 0.00011682 | 0.00011009 | 0.00012891 | 0.00011529 | 0.00013085 | 0.00010384 | 0.00012349 | 0.0001183 | 0.00012464 | 0.00013847 | 0.00012261 | 0.00013805 | 0.0001297 | 0.0001396 | 0.00012747 | 0.00011503 | 0.00012698 | 0.00014115 | 0.00011169 | 0.00012616 | 0.00013644 | 0.0001168 | 0.0001254 | 0.00013321 | 0.00012618 | 0.00013688 | 9.8076e-05 | 0.00013518 | 0.000131 | 0.00013032 | 0.0001365 | 0.00011993 | 0.00011672 | 0.0001308 | 9.5952e-05 | 0.00013042 | 9.5177e-05 | 0.00010802 | 0.00012088 | 0.00012104 | 0.00011039 | 0.0001302 | 0.0001335 | 0.00011511 | 0.00012093 | 0.00014539 | 0.00011563 | 0.00014006 | 0.00013138 | 0.00013448 | 0.00011199 | 0.00013216 | 0.00012137 | 9.624e-05 | 0.00013515 | 0.00011825 | 0.00012343 | 0.00011067 | 8.9327e-05 | 0.0001214 | 0.00011484 | 0.0001143 | 0.00011375 | 0.00011099 | 0.00010965 | 0.0001244 | 9.5479e-05 | 0.00011092 | 0.0001383 | 0.00010756 | 0.00010814 | 0.00011476 | 0.0001013 | 0.00013194 | 0.00012131 | 0.00012254 | 0.00011409 | 0.00010475 | 0.00010694 | 9.7752e-05 | 0.00012756 | 0.0001029 | 9.6056e-05 | 0.0001047 | 0.00011356 | 0.00011325 | 0.00011609 | 0.00012165 | 0.00013448 | 0.00014649 | 0.00014156 | 0.00010996 | 0.00012767 | 0.00011332 | 0.00011374 | 0.00013302 | 0.00012723 | 0.00013428 | 0.00013491 | 0.00012431 | 0.00011822 | 0.00011287 | 0.00012055 | 0.00010935 | 0.0001078 | 0.00011424 | 0.00011337 | 0.00011792 | 0.00012712 | 0.00012501 | 0.0001158 | 0.0001237 | 0.00014075 | 0.00014809 | 0.00010692 | 0.00012333 | 0.00011261 | 0.00012855 | 0.00012186 | 0.00011585 | 0.00013261 | 0.00012503 | 0.00010932 | 0.00011067 | 0.00010114 | 0.00012679 | 0.0001023 | 0.00013411 | 0.00011732 | 9.7362e-05 | 0.00011216 | 0.00011995 | 0.00011811 | 0.00012372 | 0.00013986 | 0.00013619 | 0.00010679 | 0.00013416 | 0.00013206 | 0.00011286 | 0.00014352 | 9.9946e-05 | 0.00011671 | 0.00014186 | 0.00012951 | 9.5504e-05 | 0.00011917 | 0.00012723 | 0.00013101 | 0.00012751 | 0.0001168 | 0.00010259 | 0.0001167 | 0.00012802 | 0.00013333 | 0.00010437 | 0.00011849 | 0.00012729 | 0.00012671 | 0.00010549 | 0.0001083 | 0.00011438 | 0.00013974 | 0.00014142 | 0.00013157 | 0.00012524 | 0.00012398 | 0.00012029 | 0.00012325 | 0.00010596 | 0.00011881 | 0.00012133 | 0.00012517 | 0.00011754 | 0.00011272 | 0.0001245 | 0.00013275 | 0.00012071 | 0.00012217 | 0.00014067 | 0.00010869 | 0.00011069 | 0.00010915 | 0.00012727 | 0.0001094 | 0.00013018 | 0.00011257 | 0.0001138 | 0.00012969 | 0.00013248 | 0.00011546 | 0.00011539 | 0.00014957 | 0.00011356 | 0.00013689 | 0.00013418 | 0.00012285 | 0.0001287 | 0.00010477 | 0.00012182 | 0.00012688 | 0.00011742 | 0.00014684 | 0.00011861 | 0.00014106 | 0.00013186 | 0.00012408 | 0.00012187 | 0.00012366 | 0.00013079 | 0.00013635 | 0.00014013 | 0.00012122 | 0.00012458 | 0.00011003 | 0.00010987 | 0.00012223 | 0.00011052 | 0.00011325 | 0.00011735 | 0.00010828 | 0.00012029 | 0.00011002 | 0.000133 | 0.00012927 | 0.00010098 | 0.00011048 | 0.00011791 | 0.00013917 | 0.00011379 | 0.0001176 | 0.0001093 | 0.00011484 | 0.00011315 | 0.00012377 | 0.00013202 | 0.00013854 | 0.00013117 | 0.00012154 | 0.00012341 | 0.00012566 | 0.00013354 | 0.00013485 | 0.00011298 | 0.000117 | 9.8625e-05 | 0.00012126 | 0.00014112 | 0.00011666 | 0.00011304 | 0.00013864 | 0.00012177 | 0.00011097 | 0.00011343 | 0.00013137 | 0.0001243 | 0.00011454 | 0.00011041 | 0.00012049 | 0.00014182 | 0.00011827 | 0.00014188 | 0.00011541 | 0.00011525 | 0.00012036 | 0.00012613 | 0.0001172 | 0.00012541 | 0.00012258 | 0.00012248 | 9.6689e-05 | 0.00010692 | 0.00012499 | 0.00013066 | 0.00011967 | 0.00012793 | 0.0001112 | 0.0001197 | 0.00015626 | 0.00012802 | 0.00013281 | 0.00012497 | 0.0001172 | 0.00012437 | 0.00013376 | 0.00013658 | 0.000142 | 0.00011996 | 0.00012251 | 0.00010921 | 0.00010647 | 0.00014301 | 0.00011771 | 0.00012761 | 0.00010704 | 0.0001131 | 0.00011374 | 0.00012069 | 0.00010535 | 0.00012339 | 0.00011215 | 0.00012301 | 0.00014152 | 0.00011946 | 0.00011472 | 0.00012105 | 0.00011706 | 0.00013042 | 0.00011795 | 0.00011996 | 0.0001211 | 0.00012538 | 0.0001164 | 0.00014029 | 0.00011288 | 0.00012253 | 0.00014503 | 0.00011466 | 0.00011559 | 0.00013384 | 0.00010674 | 0.00011976 | 0.0001194 | 0.00013442 | 0.00010763 | 0.00011105 | 0.00011682 | 0.00013139 | 0.0001305 | 0.00013604 | 0.00013284 | 0.00014411 | 0.00011782 | 0.00012897 | 0.00012747 | 0.00010797 | 0.00010277 | 0.00013751 | 0.00011961 | 0.00010623 | 0.00011581 | 0.00012352 | 0.00013361 | 0.00011986 | 0.0001323 | 0.00011787 | 0.00012262 | 0.00012629 | 0.00012739 | 0.00014782 | 0.00013504 | 0.00012145 | 0.00014195 | 0.0001153 | 0.00010028 | 0.00011744 | 0.00011771 | 0.0001374 | 0.00015431 | 0.00011446 | 0.00011895 | 0.0001329 | 0.00012497 | 0.00012203 | 0.00011206 | 0.00013324 | 0.00010713 | 0.00011674 | 0.00010645 | 0.00010849 | 0.00010032 | 0.00011817 | 0.00010637 | 0.0001423 | 0.00011862 | 0.00012217 | 0.00011688 | 0.00011746 | 0.0001277 | 0.00010027 | 0.00010337 | 0.00010423 | 0.00014911 | 0.00013241 | 0.00011564 | 0.00015677 | 0.00012165 | 0.00011835 | 0.00011319 | 0.00013195 | 0.00010946 | 0.00012706 | 0.00012548 | 0.00013839 | 0.00013135 | 0.00011189 | 0.00010647 | 0.000107 | 0.00011513 | 0.00012923 | 0.00012075 | 0.00010382 | 0.00011364 | 0.00013434 | 0.00011093 | 0.00011886 | 0.0001141 | 0.00012595 | 0.00010116 | 0.00011036 | 0.00014314 | 8.711e-05 | 0.00012414 | 0.0001122 | 0.00012567 | 0.0001292 | 0.00012326 | 0.00013832 | 0.00010736 | 0.00010589 | 0.00013629 | 0.00011065 | 0.00012394 | 0.00013916 | 0.00012613 | 0.00011655 | 0.00013131 | 0.00012617 | 0.00012178 | 0.00011617 | 0.00012383 | 0.00011718 | 0.00012189 | 0.00011497 | 0.00010059 | 0.00013038 | 0.00012709 | 0.00012379 | 0.00013736 | 0.00012636 | 0.00011249 | 0.00013572 | 0.00012698 | 0.00010552 | 0.00011586 | 0.00011046 | 0.00010073 | 0.00013266 | 0.00011637 | 0.00012654 | 0.00012165 | 0.00012038 | 0.00012478 | 0.00013403 | 0.00012064 | 0.00011078 | 0.00014395 | 0.00013557 | 8.9912e-05 | 0.00011325 | 0.00012229 | 0.00013335 | 0.00013404 | 0.00012142 | 0.00011528 | 0.00014245 | 0.0001353 | 0.00014155 | 0.00013163 | 0.00014025 | 0.00012798 | 0.00012761 | 0.00012759 | 0.0001178 | 0.00011481 | 0.00010425 | 0.0001228 | 0.00012266 | 0.00013571 | 9.9411e-05 | 0.00011395 | 0.00012009 | 0.00011363 | 0.0001048 | 0.0001321 | 0.00012118 | 0.00011727 | 0.00011232 | 0.00012334 | 0.00013581 | 0.00013999 | 0.00014274 | 0.00012651 | 0.00012412 | 0.00011131 | 0.00012954 | 0.00012134 | 0.00012344 | 0.00010488 | 0.00013155 | 0.00011963 | 9.6546e-05 | 0.00012848 | 0.00013824 | 9.9257e-05 | 0.00010535 | 0.00012245 | 0.00014865 | 0.00010469 | 0.00015849 | 0.00013613 | 0.00012988 | 0.00013759 | 0.00015744 | 0.00011376 | 0.00013975 | 0.00012485 | 0.00013364 | 0.00011896 | 0.00010333 | 0.00010146 | 0.00012538 | 0.00011725 | 0.00011628 | 0.00013048 | 0.00013087 | 0.00011747 | 0.00010879 | 0.00013444 | 0.00013753 | 0.00012113 | 0.00012028 | 0.00012864 | 0.00011186 | 0.00013469 | 0.00011605 | 9.9046e-05 | 0.00011309 | 0.00012357 | 0.00011684 | 0.00013092 | 0.00011751 | 0.00012947 | 0.00011965 | 0.000127 | 0.00010889 | 0.00011982 | 0.00010714 | 0.00010932 | 0.00010405 | 0.00012766 | 0.00012391 | 0.0001239 | 0.00012125 | 0.00013231 | 0.00011386 | 0.00010949 | 0.00012042 | 0.00010931 | 0.00010723 | 0.00011963 | 0.00013603 | 0.00012871 | 0.00012479 | 0.00011183 | 0.00012253 | 0.00012377 | 0.00012075 | 0.00011262 | 0.00011721 | 0.00012606 | 0.00013549 | 0.0001105 | 0.00013902 | 0.00011171 | 0.0001198 | 9.9655e-05 | 0.00010663 | 0.00012621 | 0.00012111 | 0.00012258 | 0.00011637 | 0.00015302 | 0.00010006 | 0.00013152 | 0.00014649 | 0.00011031 | 0.00012076 | 0.00010218 | 0.00012867 | 0.0001054 | 0.00015432 | 0.00012664 | 0.00012611 | 0.00012386 | 0.00014381 | 0.0001386 | 0.00012307 | 0.00011619 | 0.00011926 | 9.4295e-05 | 0.00011917 | 0.00013344 | 0.00010237 | 0.00014678 | 0.00014267 | 0.00011355 | 0.00011093 | 9.9041e-05 | 0.00012169 | 0.00014743 | 0.0001219 | 9.8724e-05 | 0.00011636 | 0.00012734 | 0.00011658 | 0.00012204 | 0.00011544 | 0.00012357 | 0.00012561 | 0.00011483 | 0.00012394 | 0.00014198 | 0.00011911 | 0.00010438 | 0.00011584 | 0.00012047 | 0.00012887 | 0.0001095 | 0.00012624 | 0.00011402 | 0.00010339 | 0.00012809 | 0.00013763 | 0.00013803 | 0.00010571 | 0.00011546 | 0.00011547 | 0.00010885 | 0.00011904 | 0.00011529 | 0.00011347 | 0.00012998 | 0.00014957 | 0.00011945 | 0.00012384 | 0.00012528 | 0.00011192 | 0.00012754 | 0.0001162 | 0.00012682 | 0.00010236 | 0.00011202 | 0.00012702 | 0.00011714 | 0.00013259 | 0.00012235 | 0.00010814 | 9.765e-05 | 0.00011953 | 0.00010833 | 0.00012745 | 9.2756e-05 | 0.0001275 | 0.00011786 | 0.00010232 | 8.6221e-05 | 0.00013187 | 0.00011883 | 0.00012414 | 0.00012697 | 0.00012932 | 0.0001395 | 0.00012147 | 0.00013864 | 0.00012098 | 0.00011023 | 0.00013231 | 0.0001308 | 0.00014814 | 0.0001142 | 0.00012175 | 0.00010585 | 0.00012759 | 0.0001259 | 0.00013501 | 0.00012773 | 0.00013992 | 0.00013754 | 0.00014529 | 9.6119e-05 | 0.00013781 | 0.00014069 | 0.00012991 | 0.00013082 | 0.00011462 | 0.00012934 | 0.0001142 | 0.00012603 | 0.00011318 | 0.00013454 | 0.00013337 | 0.00012688 | 0.00013946 | 0.00012398 | 0.00013518 | 0.00012716 | 0.00010684 | 0.00010786 | 0.00012589 | 0.00011086 | 9.1929e-05 | 0.00013039 | 0.00012214 | 0.00012462 | 0.00012178 | 0.00013067 | 0.00012688 | 0.000106 | 0.00010137 | 0.00011521 | 0.00012793 | 0.00013771 | 0.0001195 | 0.00012369 | 0.00012026 | 0.00010288 | 0.00012732 | 0.00012595 | 0.00012929 | 0.00013274 | 0.00011067 | 0.00012587 | 0.00010125 | 0.0001119 | 0.0001321 | 0.0001356 | 0.00011497 | 0.00011101 | 0.00012614 | 0.00011381 | 0.00010433 | 0.00013153 | 0.0001037 | 0.0001253 | 0.00010704 | 0.00011791 | 0.00012347 | 9.9755e-05 | 0.00010205 | 0.00014923 | 0.00012517 | 0.00013999 | 0.00011749 | 0.00013847 | 0.0001004 | 0.00010876 | 0.00013368 | 0.00013301 | 0.00012435 | 0.00013938 | 0.00013092 | 0.00011009 | 0.00013451 | 0.00011874 | 0.00011744 | 0.00010465 | 0.00013563 | 0.00013584 | 0.00010498 | 0.00011886 | 0.00012193 | 0.00012122 | 0.00012256 | 0.00014302 | 0.0001539 | 0.00012443 | 0.00012682 | 0.00012055 | 0.00012971 | 0.00010312 | 0.00014064 | 0.0001075 | 0.00011715 | 0.0001185 | 0.00011891 | 0.00011969 | 0.00010825 | 0.00013539 | 0.00012398 | 0.00010428 | 0.000124 | 0.00010507 | 0.00012089 | 0.00012815 | 0.00013237 | 0.00012312 | 0.0001176 | 0.00011735 | 0.0001143 | 0.0001363 | 0.00014311 | 0.00011928 | 0.00013031 | 0.0001225 | 0.00013111 | 0.00012467 | 9.8434e-05 | 0.00011835 | 0.00011542 | 0.00013891 | 0.00012014 | 9.7597e-05 | 0.00011522 | 0.00010576 | 0.00013446 | 0.00013422 | 0.00011424 | 0.00011491 | 0.00010778 | 0.00013841 | 0.00011268 | 9.7272e-05 | 0.00013469 | 0.00010913 | 9.7156e-05 | 0.00013444 | 0.00010906 | 0.00011486 | 0.00010981 | 0.00012581 | 0.0001327 | 0.00013246 | 0.00010227 | 0.00011288 | 0.00011407 | 0.00012034 | 0.00014461 | 0.00012241 | 0.000121 | 0.00012083 | 0.00012066 | 0.00012165 | 0.00010145 | 0.00011078 | 0.0001337 | 0.00012076 | 0.00010759 | 0.000131 | 0.00012814 | 0.00010419 | 0.00012594 | 0.00012424 | 0.0001323 | 0.000106 | 0.00010026 | 0.00012584 | 0.00010843 | 0.00011363 | 0.00012531 | 0.00011757 | 0.00011183 | 0.00011408 | 0.00012009 | 0.00012662 | 0.00011131 | 0.00012486 | 0.00011281 | 0.00010101 | 0.00011536 | 0.0001148 | 0.00012452 | 0.00014123 | 0.00010122 | 0.00011464 | 0.00011033 | 0.00011767 | 0.00013866 | 0.00013336 | 0.00013474 | 0.00013484 | 0.00013395 | 0.00011771 | 0.00011356 | 0.00010914 | 0.00013225 | 0.00011622 | 0.00013748 | 0.00013006 | 0.00011675 | 0.00013419 | 0.00012077 | 0.00013746 | 0.00012559 | 0.00013478 | 0.00012472 | 0.00013233 | 0.00011656 | 0.00011091 | 0.00013662 | 0.00013682 | 0.00011908 | 0.00014821 | 0.00014422 | 0.00013379 | 0.00011885 | 0.00013199 | 0.00010378 | 0.00014297 | 0.00014289 | 0.0001244 | 0.00011356 | 0.00011406 | 0.00014127 | 0.00013181 | 0.00012317 | 0.00013059 | 0.00010879 | 0.00010191 | 0.00012066 | 0.00010362 | 0.00012371 | 0.00013139 | 0.00010914 | 0.00012721 | 0.00011097 | 0.00010204 | 0.00013453 | 0.0001151 | 0.0001015 | 0.00012058 | 0.00011729 | 0.00011595 | 0.00011953 | 0.00012461 | 0.00012003 | 0.00011338 | 0.00013109 | 0.00012359 | 0.00010353 | 0.00011785 | 0.00012764 | 0.00011062 | 0.00011946 | 0.00013244 | 0.00012881 | 0.00010685 | 0.00015043 | 0.0001246 | 0.00012132 | 0.00014204 | 0.00015423 | 9.9349e-05 | 0.00010815 | 0.00010585 | 0.00014122 | 0.0001304 | 0.00014236 | 0.00010523 | 0.00010316 | 0.00014095 | 0.00011291 | 0.00012941 | 0.00012717 | 0.00012107 | 0.00010376 | 0.00011105 | 0.00012992 | 0.00012704 | 0.00011419 | 0.00011853 | 0.0001278 | 0.00012177 | 0.0001221 | 0.00013382 | 0.00012272 | 0.00011783 | 0.00013164 | 0.00013634 | 0.00013154 | 0.00012354 | 0.00012377 | 0.0001427 | 0.00012288 | 0.0001286 | 0.00013815 | 0.00010921 | 0.00014204 | 0.00011527 | 0.00013957 | 0.00011848 | 0.0001095 | 0.00010295 | 0.00012325 | 0.00011981 | 0.00013284 | 0.00012383 | 0.00012874 | 0.00011124 | 0.00011484 | 0.00010078 | 0.00012756 | 0.00013501 | 0.00015467 | 0.00012362 | 0.00014521 | 0.00010711 | 0.00012439 | 0.000142 | 0.00013807 | 0.00013454 | 0.00013561 | 7.7692e-05 | 0.00011694 | 0.00011165 | 0.00010999 | 0.00011519 | 0.00012126 | 0.00015117 | 0.00011702 | 0.0001012 | 0.00012591 | 0.00012993 | 0.00011965 | 0.00011158 | 0.00013332 | 0.00014172 | 0.00011207 | 0.00011704 | 0.00012083 | 8.8886e-05 | 0.00012503 | 0.00010883 | 0.00012651 | 8.8912e-05 | 0.0001459 | 0.00010182 | 0.00011323 | 0.00011993 | 0.00012394 | 0.00012071 | 0.00014035 | 0.00011883 | 0.00012996 | 0.00011935 | 0.00012444 | 0.00013504 | 0.00011972 | 0.0001213 | 0.00013185 | 0.00012701 | 0.00012989 | 0.00012651 | 0.00013285 | 0.0001172 | 0.00010303 | 0.00010518 | 0.00013589 | 0.0001297 | 0.00011424 | 0.00011492 | 0.00012933 | 0.00012366 | 9.7067e-05 | 0.00011489 | 0.0001211 | 0.00014096 | 0.00011918 | 0.00012977 | 0.00010593 | 0.00012303 | 0.00011593 | 0.00010702 | 0.00012273 | 0.00011544 | 0.00010677 | 0.00011498 | 0.00012366 | 0.00012729 | 0.00014 | 0.00012211 | 0.00013031 | 0.00012233 | 0.00010112 | 0.00013512 | 0.00013185 | 0.00010544 | 0.0001183 | 0.00013759 | 0.00012963 | 0.00011431 | 0.0001106 | 0.00010631 | 0.00012679 | 0.00011277 | 0.00010724 | 0.00013431 | 0.00012702 | 0.00013066 | 0.00013303 | 0.00012601 | 0.00011392 | 0.00012248 | 0.00011204 | 9.9902e-05 | 0.00014639 | 0.00012149 | 0.00014352 | 8.987e-05 | 0.0001339 | 0.00012536 | 0.00010339 | 0.00012705 | 0.00012813 | 0.00011988 | 0.00011694 | 0.00010998 | 0.00011995 | 0.00010754 | 0.0001388 | 0.00012609 | 0.00011298 | 0.00013939 | 0.00011037 | 0.00014276 | 0.00014335 | 0.0001191 | 0.00011717 | 0.00013532 | 0.00011989 | 0.00013058 | 0.00011532 | 0.00011203 | 0.00011809 | 0.00012186 | 0.00012121 | 0.00010098 | 0.00013176 | 0.00010689 | 0.00011725 | 0.00013546 | 0.0001073 | 0.00010611 | 0.00010833 | 0.00012562 | 0.00012551 | 0.00012582 | 9.9393e-05 | 0.00010868 | 0.00011648 | 0.00012752 | 0.00013788 | 0.00011493 | 0.00013921 | 0.00010245 | 9.9913e-05 | 0.00012649 | 0.00013209 | 0.00012619 | 0.00010566 | 0.00012343 | 0.00010577 | 0.00013254 | 0.00012259 | 0.00013745 | 0.00010359 | 0.00012736 | 0.00011442 | 0.00011369 | 0.00012176 | 0.00011659 | 9.4914e-05 | 0.00013549 | 0.00012207 | 0.00012079 | 0.00011544 | 0.00011056 | 0.00013827 | 0.00010825 | 0.00013905 | 0.00014567 | 0.00011783 | 0.00012595 | 0.0001202 | 9.2354e-05 | 0.00010129 | 0.00011225 | 0.00012747 | 0.00012379 | 0.00011716 | 0.00011329 | 0.00011359 | 0.00011747 | 0.00012266 | 0.00012514 | 0.00012601 | 0.00011529 | 0.00012799 | 0.00011003 | 0.00012611 | 0.00013067 | 0.00014283 | 0.00014148 | 0.00011112 | 0.00011719 | 0.00012216 | 9.699e-05 | 0.00011876 | 0.00011098 | 0.00010632 | 0.00011312 | 0.00012778 | 0.00011545 | 0.00012928 | 0.00015104 | 0.00012842 | 0.00013833 | 0.00011123 | 0.00012889 | 0.00010768 | 0.00011354 | 0.00012071 | 0.00011028 | 0.00013124 | 0.00012283 | 0.00011747 | 0.0001093 | 0.00010053 | 0.00011823 | 0.00011266 | 0.00011725 | 0.00015646 | 0.00011059 | 0.00013995 | 0.00011235 | 0.00013847 | 0.00012073 | 0.00011444 | 0.00011483 | 0.00011984 | 0.00011393 | 0.00012345 | 0.00012772 | 0.00011277 | 0.00011601 | 0.00011164 | 0.00010442 | 0.00012551 | 0.00013699 | 0.00011095 | 0.00012015 | 0.00012224 | 0.00011683 | 0.00012276 | 0.00012819 | 0.00014406 | 0.00011389 | 0.00012827 | 0.00012752 | 0.00010351 | 0.00011107 | 9.777e-05 | 0.00012933 | 0.00012142 | 0.00011649 | 0.00012386 | 0.00011543 | 0.00010802 | 0.00013816 | 9.8929e-05 | 0.00012095 | 0.00014232 | 0.00013188 | 0.0001135 | 0.00011643 | 0.00011938 | 0.00012456 | 0.00013037 | 0.00011033 | 0.00011641 | 0.00010703 | 0.00010645 | 0.0001053 | 0.00011469 | 0.0001207 | 0.00012258 | 0.00012551 | 0.00013169 | 0.00014252 | 0.0001224 | 0.00013182 | 0.00011315 | 0.00013819 | 0.00011137 | 9.6457e-05 | 0.00013462 | 0.00013337 | 0.00011759 | 0.00012776 | 0.00012464 | 0.00011999 | 0.0001453 | 0.00012698 | 0.00011638 | 0.00011703 | 0.00012035 | 0.00011972 | 0.00013532 | 0.00011674 | 0.00012187 | 0.00010516 | 0.00012994 | 0.00012665 | 0.00013609 | 0.00011073 | 0.00011279 | 0.00010854 | 0.00011008 | 0.00014559 | 0.00013901 | 0.00010885 | 0.00010941 | 0.00011485 | 0.00012689 | 0.00011592 | 0.00011249 | 0.00011795 | 0.00011518 | 0.0001221 | 0.00011702 | 0.00012575 | 0.00012402 | 0.00013775 | 0.00012313 | 9.5753e-05 | 0.00011322 | 0.00013432 | 0.00012133 | 0.00015369 | 0.00012548 | 0.00011233 | 0.00010977 | 0.00012671 | 0.00012261 | 0.00012219 | 0.00012875 | 0.00011844 | 0.00012363 | 0.00013242 | 0.00012796 | 0.00010828 | 0.00012708 | 0.00012877 | 0.00012626 | 0.00011619 | 0.00012929 | 0.00012035 | 0.00011601 | 0.00011272 | 0.00011594 | 0.00012561 | 0.00011242 | 0.00013068 | 0.00010548 | 0.00011702 | 0.00013553 | 0.0001116 | 0.00011621 | 0.00015509 | 0.0001248 | 0.00012415 | 0.00012452 | 0.00013242 | 0.00012123 | 0.00011206 | 0.00011253 | 0.00010487 | 0.00014228 | 0.00012394 | 0.00014098 | 0.0001197 | 0.00012636 | 0.00011982 | 0.00010639 | 0.00011188 | 0.00013524 | 0.00013577 | 0.00011417 | 0.00011602 | 0.0001156 | 0.00014209 | 0.00012243 | 0.00014031 | 0.00011727 | 0.00012978 | 0.00010071 | 0.00011219 | 0.00013702 | 0.00011896 | 0.00012935 | 0.00011473 | 0.0001139 | 0.00012104 | 0.00011658 | 0.00013695 | 0.00011495 | 0.0001208 | 0.00011869 | 0.000107 | 0.00012221 | 0.00013045 | 0.00013589 | 0.00013046 | 0.00011831 | 0.00013961 | 0.00012437 | 0.00013023 | 0.00012479 | 0.00011284 | 0.00011881 | 0.00013788 | 0.00012033 | 0.00014066 | 0.00010183 | 0.00013997 | 0.00012714 | 0.00012367 | 0.00011192 | 9.2787e-05 | 0.00012571 | 0.00013154 | 0.00013344 | 0.00012027 | 0.00013351 | 0.00012141 | 0.00011382 | 0.00011141 | 0.00012181 | 0.00012771 | 0.00012709 | 0.00011538 | 0.00010362 | 0.00011885 | 0.00012284 | 0.00012269 | 0.00013347 | 0.00013372 | 0.00012313 | 0.0001175 | 0.00012873 | 0.00010946 | 0.00011214 | 0.00013255 | 0.00011918 | 0.00013704 | 0.00011653 | 0.00013416 | 0.00012828 | 0.0001278 | 0.00010719 | 0.00010139 | 0.00013777 | 0.00012382 | 0.0001115 | 0.00011204 | 0.00012473 | 0.00012145 | 0.00012835 | 0.00012485 | 9.6987e-05 | 0.00013807 | 0.00012882 | 0.0001103 | 0.00013821 | 0.00014721 | 0.000103 | 8.918e-05 | 0.00014546 | 0.00012737 | 0.00010501 | 0.0001228 | 0.0001047 | 0.00011738 | 0.0001372 | 0.00014439 | 0.00012323 | 0.00011416 | 0.00010941 | 0.00010912 | 0.00013702 | 0.00013002 | 0.00014201 | 0.00015404 | 0.00011215 | 0.00012141 | 0.0001236 | 0.00013327 | 0.00012814 | 9.9476e-05 | 0.00013866 | 0.00012318 | 0.0001033 | 0.00011691 | 0.00011213 | 0.0001271 | 0.00011501 | 0.00011563 | 0.0001188 | 0.00012633 | 0.00012558 | 0.00010959 | 0.00012793 | 0.00013195 | 0.00013585 | 0.00011752 | 0.00013283 | 0.00011781 | 0.00015402 | 0.00010895 | 0.00012505 | 0.00013599 | 0.00010581 | 0.00011613 | 0.00010432 | 0.00010384 | 0.00011773 | 0.00011449 | 0.00013247 | 0.00012622 | 0.00013133 | 0.00012835 | 0.00013529 | 0.00013015 | 0.00012315 | 0.00010918 | 0.00011085 | 0.0001095 | 0.00010812 | 0.00011414 | 0.00011324 | 0.00011775 | 0.00011297 | 0.00011912 | 0.00012798 | 0.000141 | 0.00013506 | 0.00012463 | 0.00011813 | 0.00013583 | 0.0001213 | 0.00012691 | 0.00011078 | 0.00013232 | 0.00012792 | 0.00013772 | 0.00011087 | 0.00011882 | 9.4291e-05 | 0.00011548 | 0.00010899 | 0.00011092 | 0.00012109 | 0.00015204 | 0.00011196 | 0.00011343 | 0.00011857 | 0.00011307 | 0.00012235 | 9.5731e-05 | 0.00013397 | 0.00011067 | 0.00012878 | 0.0001223 | 0.00014616 | 0.00013195 | 0.00011381 | 0.00012557 | 0.00014131 | 0.00012626 | 9.2601e-05 | 0.0001363 | 0.00010488 | 0.00014105 | 0.00011223 | 0.00013757 | 0.00010876 | 0.00011698 | 0.00011037 | 0.00011841 | 0.00012285 | 0.00010967 | 0.00012692 | 0.00013611 | 0.0001197 | 0.00011068 | 0.0001108 | 0.00012664 | 0.00011543 | 0.00011364 | 0.00011116 | 0.00013198 | 0.00012967 | 0.00012112 | 0.00014528 | 0.00012014 | 0.00012425 | 0.00012197 | 0.00011331 | 0.00012447 | 0.00012951 | 0.00012201 | 0.00011746 | 0.00014936 | 0.00010882 | 0.00012041 | 0.00010435 | 0.00011276 | 0.00014216 | 0.00011337 | 0.0001048 | 0.00010296 | 0.00010832 | 0.00011381 | 0.00012499 | 0.00012351 | 0.00011443 | 0.00012554 | 0.00012349 | 0.00014703 | 0.00012813 | 0.00011047 | 0.00012838 | 0.00012047 | 0.00012552 | 0.00012014 | 0.00013135 | 0.00014062 | 0.00013268 | 0.00011263 | 0.00012228 | 0.00011855 | 0.00013418 | 0.00011939 | 0.00011535 | 0.00012702 | 0.00012476 | 0.00013647 | 9.6414e-05 | 0.00012357 | 0.00013058 | 0.00012522 | 0.0001204 | 0.00012235 | 0.00011617 | 0.00012969 | 0.00011827 | 0.00013731 | 0.00011382 | 0.00012959 | 0.00013655 | 0.00010511 | 9.2879e-05 | 0.00011454 | 0.00012993 | 0.00011313 | 0.00012479 | 0.00011838 | 0.00010876 | 0.00011799 | 0.00013165 | 0.0001285 | 0.00013085 | 0.00011015 | 0.00011745 | 0.00012871 | 0.00011929 | 0.00010906 | 0.00012926 | 0.00013361 | 0.00011112 | 0.00011941 | 0.00011401 | 0.00010493 | 0.00013084 | 0.00012217 | 0.00010625 | 0.00012522 | 0.00011483 | 0.00010705 | 0.00010748 | 0.00010583 | 0.00011915 | 0.00012749 | 0.00011729 | 0.0001334 | 0.0001207 | 0.00014375 | 0.00010749 | 0.00013013 | 0.00011609 | 0.00011322 | 0.00012751 | 0.00013562 | 0.00011533 | 0.00013013 | 0.00013457 | 0.00010497 | 0.00012829 | 0.00010472 | 0.00011612 | 0.00012786 | 0.00011029 | 0.00014881 | 0.0001264 | 0.00010423 | 0.00011311 | 0.00011055 | 0.00011981 | 0.0001085 | 0.00012664 | 0.00012994 | 0.00012098 | 0.00011276 | 0.00011816 | 0.00011869 | 0.00012829 | 0.00012458 | 0.0001196 | 0.00011186 | 0.0001159 | 9.9049e-05 | 0.00012342 | 0.00013287 | 0.00013005 | 0.00011371 | 0.00012035 | 9.799e-05 | 0.00012732 | 0.00011468 | 8.5445e-05 | 0.00013515 | 0.00011197 | 0.00014406 | 0.00010389 | 0.00014698 | 0.00013109 | 0.00013876 | 0.00013071 | 0.00013185 | 0.0001172 | 0.00012584 | 0.00012905 | 0.00011727 | 0.00013636 | 0.00010786 | 0.00011462 | 0.00011362 | 0.00012478 | 0.00012549 | 0.0001311 | 0.00011484 | 0.00010689 | 0.00012947 | 0.00011989 | 0.00012616 | 0.00015226 | 0.00010928 | 0.00012924 | 0.00013023 | 0.00012187 | 8.9664e-05 | 0.00011258 | 0.0001143 | 0.00012496 | 0.00013454 | 0.00013388 | 0.00013088 | 0.00012366 | 0.00011703 | 0.00014056 | 0.00010228 | 0.00010902 | 0.0001217 | 0.00013368 | 0.0001118 | 0.00013311 | 0.00011138 | 0.00012397 | 0.00012799 | 0.00011791 | 0.00012978 | 0.0001288 | 0.00014055 | 0.00013341 | 0.0001292 | 0.00013249 | 0.00012447 | 9.1294e-05 | 0.00012027 | 0.00014009 | 9.8757e-05 | 0.00010915 | 0.00011105 | 0.00015257 | 0.00013461 | 0.00011963 | 9.6216e-05 | 0.00012502 | 0.00012052 | 0.00013585 | 0.00012397 | 0.00010185 | 0.00012928 | 9.7036e-05 | 0.00013121 | 0.00010601 | 0.00011977 | 0.00013432 | 9.9848e-05 | 0.00013933 | 0.00013616 | 0.00012643 | 0.00013024 | 0.00013763 | 0.00011447 | 0.00013837 | 0.00014342 | 9.9529e-05 | 0.0001108 | 0.00012143 | 0.00010763 | 0.00012473 | 0.00011686 | 0.00011836 | 0.0001132 | 0.00011254 | 0.00010294 | 0.00014142 | 0.0001248 | 0.00010802 | 0.000112 | 0.00010394 | 0.00011996 | 0.00012209 | 0.00010641 | 0.00012302 | 0.00011817 | 0.0001225 | 0.00013431 | 0.00011955 | 0.0001096 | 0.00011051 | 0.00011382 | 0.00010813 | 0.00011167 | 0.00013525 | 0.00011407 | 0.0001425 | 9.5096e-05 | 0.00013223 | 0.00013584 | 0.00011776 | 0.00012487 | 0.00011148 | 0.00010466 | 0.00013594 | 0.00012923 | 0.00012468 | 0.0001371 | 0.00011913 | 0.0001276 | 0.00013409 | 0.00013061 | 0.0001258 | 0.00012569 | 0.00011128 | 0.00011576 | 0.00011292 | 0.00012471 | 0.00011584 | 0.00011238 | 0.00014458 | 0.00012284 | 0.00011374 | 0.00013033 | 0.00012322 | 0.00011987 | 0.0001187 | 0.00013204 | 0.00011348 | 0.00010185 | 0.00010896 | 0.00011809 | 0.00011407 | 0.00010453 | 0.00011401 | 0.00011549 | 0.00011646 | 0.00012224 | 0.00012335 | 0.00011871 | 0.00013999 | 0.00014121 | 0.00013198 | 0.00012515 | 0.00011991 | 0.00011458 | 0.00012617 | 0.0001306 | 0.00012352 | 0.00012614 | 0.00010634 | 0.00014192 | 0.00012368 | 0.00011149 | 0.00012841 | 0.00013139 | 0.00011656 | 0.00011831 | 0.00012582 | 0.00013352 | 9.8107e-05 | 9.9383e-05 | 0.00013177 | 0.00012782 | 0.0001179 | 0.00015278 | 0.00012249 | 0.00011164 | 0.00016172 | 0.00011737 | 0.00013073 | 0.00011919 | 0.00012022 | 0.00011312 | 9.4773e-05 | 0.00010679 | 0.00010456 | 0.00013615 | 0.00012538 | 0.00010065 | 0.00012686 | 0.00010952 | 0.00012201 | 0.00012044 | 0.0001401 | 0.00010897 | 0.00011781 | 0.0001344 | 0.0001203 | 0.00011895 | 0.00011331 | 0.00011443 | 0.00012563 | 0.00013201 | 0.00012904 | 0.00011898 | 8.5742e-05 | 0.00013015 | 0.00013015 | 0.00012613 | 0.00012842 | 0.00010612 | 0.00011111 | 0.00013976 | 0.00012172 | 0.00012865 | 0.00014037 | 0.00012131 | 0.00011145 | 0.00011596 | 0.0001354 | 0.00013478 | 0.0001309 | 0.0001387 | 0.00013951 | 0.00011009 | 0.00014783 | 0.00013214 | 0.00012604 | 0.0001414 | 0.0001375 | 0.00011169 | 0.00011259 | 0.00013116 | 0.00011466 | 0.00012023 | 0.00012989 | 0.00013498 | 0.00013914 | 0.00013288 | 0.00013147 | 0.00012821 | 0.00012129 | 0.00011142 | 0.00013134 | 0.00012122 | 0.00011012 | 0.00011742 | 0.00012471 | 0.00010884 | 0.00011217 | 0.00011441 | 0.00012668 | 0.00011545 | 0.00010016 | 0.00011361 | 0.00012203 | 0.00012899 | 0.00011398 | 0.0001266 | 0.00013402 | 0.00012504 | 0.00011618 | 0.00011191 | 0.00011652 | 0.0001359 | 0.00012779 | 0.00012833 | 0.00012368 | 0.00012519 | 0.00012567 | 0.00012263 | 0.00010797 | 0.0001301 | 0.0001153 | 0.00011149 | 0.00011664 | 9.8509e-05 | 0.00011462 | 0.0001109 | 0.00013055 | 0.00011083 | 0.00013228 | 0.00012378 | 0.00010466 | 0.00013279 | 0.00012205 | 0.00011541 | 0.00014243 | 0.00014072 | 0.00011132 | 0.00011474 | 0.00014729 | 0.00012055 | 0.00012413 | 0.00011432 | 0.00011744 | 0.00013021 | 0.00012488 | 0.00012751 | 0.00012132 | 0.00010797 | 0.00011958 | 0.00012462 | 0.00013119 | 0.00012764 | 0.00010609 | 0.00011132 | 0.0001294 | 0.00011779 | 0.0001117 | 0.00012531 | 0.0001004 | 0.0001195 | 0.00012548 | 0.00012681 | 0.00012501 | 0.00012722 | 0.00012006 | 0.00011646 | 0.00012279 | 0.0001249 | 0.00011842 | 0.00014209 | 0.00013191 | 9.7412e-05 | 0.00012816 | 0.00012372 | 0.00012539 | 0.00011456 | 0.00012453 | 0.00012679 | 0.0001405 | 0.00010112 | 0.00012397 | 0.00011786 | 0.00011447 | 0.00012242 | 0.00013395 | 0.00012799 | 0.00011732 | 9.1558e-05 | 0.00011738 | 0.00011508 | 0.00010584 | 0.00010788 | 0.00012616 | 0.00012058 | 0.00011911 | 0.00012326 | 0.00012835 | 0.00012397 | 0.00010498 | 0.00012672 | 0.00012653 | 0.00010554 | 0.00011065 | 0.00012477 | 0.00011231 | 0.00012097 | 0.00013111 | 0.00013738 | 0.00011379 | 0.000126 | 9.9066e-05 | 0.00010848 | 0.00011209 | 0.00013723 | 0.00013846 | 0.00011943 | 0.00013292 | 0.00013932 | 0.00010562 | 0.00011542 | 0.0001272 | 0.00012291 | 0.00011034 | 0.00012769 | 0.00011955 | 0.00012265 | 0.00011015 | 0.00011847 | 0.00010226 | 0.000115 | 9.6501e-05 | 0.0001263 | 0.00011962 | 0.00012661 | 0.00011604 | 0.00012717 | 0.00011102 | 0.00011392 | 0.00012142 | 0.00011985 | 0.0001232 | 0.00011244 | 0.0001194 | 9.5573e-05 | 0.0001237 | 0.00012386 | 0.00010529 | 0.0001233 | 0.00011222 | 0.00012322 | 0.00011454 | 0.00010312 | 0.00010064 | 0.00010823 | 0.00013867 | 0.00014368 | 0.00012177 | 0.00010118 | 0.00011583 | 0.00013422 | 0.00013713 | 0.00011369 | 0.00012001 | 0.00010861 | 0.00013016 | 0.00012532 | 0.00012166 | 0.0001217 | 0.00011974 | 0.00010745 | 0.00012918 | 0.00014245 | 0.00012955 | 0.00011961 | 0.00013177 | 0.00013978 | 0.00012847 | 0.00012331 | 0.00011273 | 0.00012707 | 0.00011121 | 0.00010776 | 0.00010551 | 0.00011759 | 0.00012042 | 0.0001314 | 0.00013293 | 0.00013586 | 0.00012918 | 0.0001221 | 0.00010382 | 0.00012132 | 0.00012842 | 0.00010131 | 0.00011997 | 9.3852e-05 | 0.00010696 | 0.00013433 | 0.00011322 | 0.0001224 | 0.00012886 | 0.00013384 | 0.00012319 | 0.00014561 | 0.0001109 | 0.00011743 | 0.00010797 | 0.00013236 | 0.00011928 | 0.00012764 | 0.00012927 | 0.00013595 | 0.00013306 | 0.00011784 | 0.00012177 | 0.00013719 | 0.00011455 | 0.00011535 | 0.00012026 | 0.00011032 | 0.00013032 | 0.00011664 | 0.00010921 | 0.00010934 | 0.00013569 | 0.00013126 | 0.00011116 | 0.00012603 | 0.00012274 | 0.00012232 | 0.00011996 | 0.00010682 | 0.00012045 | 0.00011836 | 0.00012174 | 0.00010523 | 0.00013106 | 8.6515e-05 | 0.00012436 | 0.00012681 | 0.00011881 | 0.00012812 | 0.00012107 | 0.00012433 | 0.00010859 | 0.00013252 | 0.00014678 | 0.00010971 | 0.00011532 | 0.00012048 | 0.00011072 | 0.00011987 | 0.00012985 | 0.00013366 | 0.00012615 | 0.00011646 | 0.00011575 | 0.00013573 | 0.00010546 | 0.00010598 | 0.00013919 | 0.00013869 | 0.00013108 | 0.00012322 | 0.00011092 | 0.00013089 | 0.00013 | 0.00013958 | 0.00014352 | 0.0001168 | 0.00013408 | 0.00011278 | 0.00011337 | 0.00014762 | 9.7859e-05 | 0.00012924 | 0.00013353 | 0.00010868 | 0.00010636 | 0.00012663 | 0.00013694 | 0.00013026 | 0.00012662 | 0.00011823 | 0.00010946 | 0.00012493 | 0.00014024 | 0.00011893 | 0.00013557 | 0.00010728 | 0.00011769 | 0.00012781 | 0.00012843 | 0.00011913 | 0.00011448 | 0.00013048 | 0.00013649 | 0.00011132 | 0.00012165 | 0.00011557 | 0.00011484 | 0.00012932 | 0.00011037 | 0.00012529 | 0.00010725 | 0.00012001 | 0.0001304 | 0.00012806 | 0.00012222 | 0.00013595 | 9.0687e-05 | 0.0001175 | 0.00014014 | 0.00013378 | 0.00011759 | 0.00014206 | 0.0001262 | 0.00012845 | 0.00012408 | 0.00011537 | 0.00012002 | 0.00011738 | 0.00013482 | 0.0001231 | 0.00014076 | 0.00010918 | 0.00011336 | 0.00013244 | 0.00012875 | 0.0001227 | 0.00012989 | 9.8695e-05 | 0.00013227 | 0.00011201 | 0.00012972 | 0.00013116 | 0.00012214 | 0.0001159 | 0.00011734 | 0.00012447 | 0.00011854 | 0.00012391 | 0.00013758 | 0.0001235 | 0.00010992 | 9.3712e-05 | 0.00010529 | 0.00013424 | 0.0001099 | 0.00014863 | 0.00013094 | 9.2364e-05 | 0.00011944 | 0.00012607 | 0.0001094 | 9.9818e-05 | 0.00012221 | 0.00013321 | 0.00013549 | 0.00013485 | 0.00011669 | 0.00010766 | 0.0001457 | 0.00013496 | 0.00010594 | 0.0001199 | 0.00011432 | 0.00012927 | 0.00012676 | 0.00010674 | 0.00013064 | 0.00010749 | 0.00013823 | 0.00010901 | 0.00011358 | 0.0001167 | 0.00011538 | 0.00011916 | 0.00012477 | 0.00012679 | 0.00011714 | 0.00012038 | 0.00011827 | 0.00012285 | 0.00012172 | 0.00010512 | 0.00012006 | 0.00012917 | 0.00013221 | 0.00011498 | 0.00012403 | 0.00011854 | 0.00013561 | 0.00011786 | 0.00011187 | 0.00011907 | 0.00012183 | 0.00013667 | 0.00012942 | 0.00012554 | 0.00013374 | 0.00012406 | 0.00011729 | 0.00013232 | 0.00013028 | 0.00014486 | 0.00012451 | 0.00012333 | 0.00012624 | 0.00012404 | 9.9905e-05 | 0.00012923 | 0.00011567 | 0.00010268 | 0.00011859 | 0.00014312 | 0.00013214 | 0.00013023 | 0.00012116 | 0.0001197 | 0.00011622 | 0.00011614 | 0.00011204 | 0.00011 | 0.00011879 | 0.00015264 | 0.00011023 | 0.00011442 | 0.00012744 | 0.00013457 | 0.00013292 | 0.00013313 | 0.00011853 | 0.00011312 | 0.00012774 | 0.00013353 | 9.2618e-05 | 0.00012781 | 8.567e-05 | 0.00012176 | 0.00011332 | 0.00011756 | 0.00011682 | 0.00010375 | 0.00011553 | 0.00012031 | 0.00013122 | 0.00011622 | 0.00013445 | 0.00011998 | 0.00011818 | 0.00011009 | 0.00011295 | 0.00010436 | 0.00010384 | 0.00012644 | 0.00010082 | 0.00013406 | 0.0001278 | 0.00012536 | 0.00013195 | 0.00014233 | 0.00010794 | 0.0001181 | 0.00011202 | 0.00011846 | 0.00011147 | 0.00013549 | 0.00012269 | 0.00013896 | 0.00011452 | 0.00013617 | 0.00011527 | 0.0001135 | 0.00013051 | 0.00012608 | 0.00013494 | 0.0001182 | 9.7697e-05 | 9.9917e-05 | 0.00011678 | 0.00011303 | 0.00012856 | 0.00013629 | 0.00010365 | 0.00012864 | 0.00014043 | 0.00012035 | 0.0001328 | 0.00012624 | 0.00010744 | 0.00012272 | 0.00010757 | 0.00011258 | 0.00013206 | 0.00014307 | 0.00014208 | 0.00013371 | 0.00014349 | 0.00011488 | 0.00011734 | 0.00012438 | 0.00012058 | 0.00012397 | 0.00012411 | 0.00010388 | 0.00012659 | 0.00011446 | 0.00013592 | 0.00012349 | 0.00011342 | 0.00010535 | 0.00012446 | 0.00010871 | 0.00013253 | 0.00012961 | 0.00013142 | 0.00012322 | 0.00011705 | 0.00011523 | 0.00013423 | 0.00012725 | 0.00011121 | 0.00014059 | 0.00013343 | 0.00012842 | 0.00011679 | 0.0001322 | 0.00014423 | 0.00013907 | 0.00011427 | 0.00011942 | 0.00012792 | 0.0001154 | 0.00012652 | 0.00012025 | 0.00014015 | 9.7989e-05 | 0.00010521 | 0.00012234 | 0.00012395 | 0.00012543 | 0.00011191 | 0.00012518 | 0.00011541 | 0.00013597 | 0.00013539 | 0.00014127 | 0.00012413 | 0.00012016 | 0.00014344 | 0.000128 | 0.00012092 | 0.00013557 | 0.00012678 | 0.00013095 | 0.00010248 | 0.00012732 | 0.00010742 | 0.0001166 | 0.00013453 | 0.00010847 | 0.00012822 | 0.0001318 | 0.00010866 | 0.0001102 | 0.00012974 | 0.0001276 | 0.00010606 | 0.00013025 | 0.00012519 | 0.00011501 | 0.00010567 | 0.00012363 | 0.00012225 | 0.00010441 | 0.00013492 | 0.00010272 | 0.00010962 | 9.8883e-05 | 0.00010471 | 0.00011424 | 0.00012594 | 0.00011537 | 0.00010714 | 0.00011007 | 0.00011106 | 0.00013311 | 0.00010741 | 0.00011923 | 0.00014785 | 0.00012685 | 0.00011913 | 0.00014387 | 0.0001223 | 0.00012943 | 0.00012144 | 0.0001315 | 9.9779e-05 | 0.00011678 | 0.00014042 | 0.00010294 | 0.0001159 | 0.00011271 | 0.00011108 | 0.00012086 | 0.00011473 | 0.00011292 | 0.00014203 | 0.0001073 | 0.00013653 | 9.4465e-05 | 0.00013575 | 0.0001188 | 0.00012582 | 0.00013209 | 0.00011863 | 0.00011532 | 0.00011905 | 0.00015308 | 0.00013516 | 0.00011386 | 0.00014157 | 0.00013305 | 0.00011009 | 0.00015533 | 0.00012754 | 0.00011848 | 9.8814e-05 | 9.9025e-05 | 0.00011419 | 0.00013902 | 0.00011908 | 0.00012398 | 0.00013302 | 0.00012777 | 0.00012386 | 0.00011086 | 0.00012667 | 0.00011524 | 0.00013154 | 0.00012903 | 0.00012841 | 0.00014012 | 0.00012042 | 0.00013975 | 0.00014419 | 0.00013687 | 0.0001401 | 0.00014295 | 0.00012698 | 0.00012424 | 0.00013708 | 0.00011711 | 0.00012667 | 0.00012132 | 0.00011857 | 0.00011392 | 0.00012065 | 0.00012159 | 9.6107e-05 | 0.00011039 | 0.00010869 | 0.00011915 | 0.00010944 | 0.00010017 | 0.00012599 | 0.00011201 | 0.00012732 | 0.00011307 | 0.00011487 | 0.000122 | 0.00011848 | 0.00014313 | 0.00012626 | 0.00010247 | 0.00012078 | 0.00014155 | 0.00014499 | 0.00010991 | 0.00012772 | 0.00011915 | 0.0001346 | 0.00012998 | 0.00013919 | 0.0001482 | 0.00011482 | 0.00012185 | 0.00011574 | 0.00012803 | 0.00013031 | 9.7395e-05 | 0.00012905 | 0.00012221 | 0.00011616 | 0.00012461 | 0.0001333 | 0.0001228 | 0.00010696 | 0.00011243 | 0.00012743 | 0.00013188 | 0.00012057 | 0.0001023 | 0.00011324 | 0.00012655 | 0.00012052 | 0.00011935 | 0.00013767 | 0.00012611 | 0.00012609 | 0.00010297 | 0.00010946 | 0.00012982 | 0.00013409 | 0.00013345 | 0.00012864 | 0.00012376 | 0.00011489 | 0.00012935 | 0.00013499 | 0.00013725 | 0.0001264 | 0.00011405 | 0.00011683 | 0.00013367 | 0.00013545 | 0.00014215 | 0.00014372 | 0.00011808 | 9.8835e-05 | 0.00012823 | 0.00011485 | 0.00010402 | 0.00014001 | 0.0001151 | 0.00013381 | 0.00012905 | 0.00012755 | 0.00011448 | 0.00012975 | 0.0001029 | 0.00014113 | 0.00011788 | 0.00012616 | 0.00011966 | 0.00011023 | 0.00011516 | 0.00013538 | 0.00013163 | 0.0001289 | 0.00013228 | 0.00010018 | 0.00011954 | 0.00012679 | 0.00010365 | 0.00012981 | 0.00013794 | 0.00011335 | 0.0001224 | 0.00010871 | 0.00012759 | 0.00010111 | 0.00013009 | 0.00012266 | 0.00012302 | 0.00011739 | 0.00013292 | 0.00012489 | 0.00010347 | 0.00012149 | 0.00012676 | 0.00011497 | 0.00014581 | 9.6936e-05 | 0.00013425 | 0.00013292 | 0.0001208 | 9.6053e-05 | 0.00013639 | 0.00012176 | 0.00013151 | 0.00011821 | 0.00012039 | 0.00013051 | 0.00012546 | 0.0001032 | 0.00010299 | 0.00010881 | 0.00011745 | 0.00012355 | 0.00010789 | 0.00012948 | 0.00013598 | 0.0001015 | 0.0001215 | 0.00011892 | 0.00011822 | 0.00012427 | 0.00014227 | 0.00011985 | 0.00014038 | 0.00013639 | 0.0001116 | 9.7042e-05 | 0.00011539 | 0.00011236 | 0.00013433 | 0.00014015 | 0.00011161 | 0.0001211 | 0.00010951 | 0.00013311 | 0.00014087 | 0.00012983 | 0.00011013 | 0.00011918 | 0.0001071 | 0.00012613 | 0.00012072 | 0.00010792 | 0.00012677 | 0.0001192 | 0.00010902 | 0.00010329 | 0.00010865 | 0.00010497 | 0.00012741 | 0.00011519 | 0.00013884 | 0.0001405 | 0.00012632 | 0.00013654 | 0.00011028 | 0.00012684 | 0.00013025 | 0.00012446 | 0.0001295 | 0.00011337 | 0.00011745 | 0.00012495 | 0.00010985 | 0.00011905 | 0.00014218 | 0.00014268 | 0.00011907 | 0.00012068 | 0.0001644 | 0.00011791 | 0.00013046 | 0.00012378 | 0.00012711 | 0.00010846 | 0.0001125 | 0.00011742 | 0.00010524 | 0.00013692 | 0.00011211 | 0.00012374 | 0.00011105 | 0.00013019 | 0.00014023 | 9.6953e-05 | 0.00013744 | 0.00012626 | 0.00012943 | 0.00012386 | 0.00011485 | 0.00014043 | 0.00011472 | 0.00013551 | 0.00013293 | 0.00012468 | 0.00011099 | 0.00012948 | 0.00013148 | 0.0001307 | 0.00010632 | 0.00011538 | 0.00011589 | 0.00012824 | 0.00012672 | 0.00011792 | 0.00010716 | 0.00011637 | 0.00013886 | 0.00012553 | 0.00011818 | 0.00013091 | 0.00011646 | 0.00010075 | 0.00012226 | 0.0001201 | 0.00010545 | 0.00012322 | 0.00011833 | 0.00013504 | 0.00013846 | 0.00011602 | 0.00010596 | 0.00010545 | 0.00010875 | 0.00011355 | 0.00013548 | 0.00012264 | 0.00014626 | 0.00011107 | 0.00011267 | 0.00012229 | 0.00011788 | 0.00013597 | 0.00010321 | 0.00010698 | 0.00011903 | 0.00012237 | 0.00011902 | 0.00012165 | 0.00013393 | 0.00011095 | 0.00013404 | 0.00013086 | 0.00012663 | 0.00012675 | 0.00010245 | 0.00012066 | 0.00013175 | 0.0001163 | 0.00012465 | 0.00012179 | 0.00011384 | 0.00010459 | 0.00012748 | 0.00014021 | 0.00013041 | 0.00010601 | 9.4233e-05 | 9.0109e-05 | 0.00012264 | 0.00013109 | 0.0001348 | 0.00011582 | 0.00013135 | 0.00011329 | 0.00013179 | 0.00012192 | 0.00011784 | 0.00011693 | 0.00013882 | 0.00013556 | 0.00011087 | 0.00012623 | 0.00013628 | 0.00010355 | 0.00012481 | 0.00011932 | 0.000135 | 0.00011007 | 9.829e-05 | 0.00011293 | 0.00012727 | 0.00010849 | 0.00011925 | 0.00014128 | 0.00012698 | 0.0001032 | 0.00012286 | 0.00011995 | 0.00013912 | 0.00012855 | 0.00011571 | 0.00011539 | 0.00011989 | 0.00010417 | 9.9591e-05 | 0.00010364 | 0.0001167 | 0.00012663 | 0.00011015 | 0.00011495 | 0.00011292 | 0.00013553 | 0.00012056 | 0.00012105 | 0.00012338 | 0.00010766 | 0.00011661 | 0.00014232 | 0.00013459 | 0.00012026 | 0.00010548 | 0.00013725 | 0.00014385 | 9.0782e-05 | 0.00013903 | 0.00011644 | 0.00011255 | 0.00014748 | 0.0001047 | 0.00011074 | 0.00011071 | 0.00012303 | 0.00012914 | 0.00014137 | 9.3138e-05 | 0.00011374 | 0.00012058 | 0.00011234 | 0.00011024 | 0.00013416 | 0.00014281 | 0.00010531 | 0.00011524 | 0.00013303 | 0.00012929 | 0.00013275 | 0.00012796 | 0.00014354 | 0.00010424 | 0.00011934 | 0.0001264 | 0.00012319 | 0.00011052 | 0.00010864 | 0.00011303 | 0.00011167 | 0.00010238 | 0.00011061 | 0.0001083 | 0.00012664 | 0.0001104 | 0.00011397 | 0.00011699 | 0.00013356 | 0.00013296 | 0.00012598 | 0.00013955 | 0.00013336 | 0.00011728 | 0.00012809 | 0.00013102 | 0.00012562 | 0.00010394 | 0.0001148 | 0.00013905 | 0.0001163 | 0.00011419 | 0.00012652 | 0.00012051 | 0.00011858 | 0.00012913 | 0.00013719 | 0.00012325 | 0.00012626 | 0.00010797 | 0.00012153 | 0.00011957 | 0.00011494 | 0.0001349 | 0.00012728 | 0.00012688 | 0.00012548 | 0.00012452 | 0.00010459 | 0.0001222 | 0.00012628 | 0.00013129 | 0.00011281 | 0.00010222 | 0.0001308 | 0.00012908 | 0.00012701 | 0.00012297 | 0.00014008 | 0.000135 | 0.00012819 | 0.00011022 | 0.00013778 | 0.00011822 | 0.00013445 | 0.00014732 | 0.00013295 | 0.0001256 | 0.00011842 | 0.00011533 | 0.00012585 | 0.00012533 | 0.00011736 | 0.00012857 | 0.00010217 | 0.00010462 | 0.00013187 | 0.00012771 | 0.00013224 | 0.00012535 | 0.0001221 | 0.00014093 | 0.00012982 | 0.00011995 | 0.0001237 | 0.0001145 | 0.00011694 | 0.00011782 | 0.0001178 | 0.00012321 | 0.00012459 | 0.00011743 | 0.00011738 | 0.00013356 | 0.00011486 | 0.00013154 | 0.000119 | 0.00011319 | 0.00012767 | 0.00010513 | 0.0001196 | 0.00011956 | 0.00013271 | 0.00014082 | 0.00013415 | 0.00012123 | 0.00012403 | 0.0001179 | 0.00010954 | 0.00012701 | 0.0001158 | 0.00013072 | 0.0001183 | 0.0001463 | 0.00011904 | 0.00013686 | 0.00011712 | 0.00013782 | 0.00012337 | 0.00010049 | 0.00013428 | 0.00012634 | 0.00014116 | 0.0001233 | 0.00013083 | 0.00015183 | 0.00014988 | 0.00011722 | 0.00011243 | 0.00013006 | 0.00010313 | 0.00012378 | 0.00013063 | 0.00011232 | 0.00011083 | 0.00011742 | 0.00013374 | 0.00013402 | 0.00012705 | 9.9553e-05 | 0.00011501 | 0.0001267 | 0.00012158 | 0.00011643 | 0.00014283 | 0.00013191 | 0.00010814 | 0.00014152 | 0.0001136 | 0.00012155 | 0.00012464 | 0.00013054 | 0.00013154 | 9.6721e-05 | 0.0001176 | 0.00013092 | 0.00013107 | 0.00010312 | 0.00014382 | 0.0001257 | 0.00012506 | 0.0001109 | 9.5695e-05 | 0.00010629 | 0.00011572 | 0.00012744 | 0.00010513 | 0.00011392 | 0.00011731 | 0.00012017 | 0.00012886 | 0.00010174 | 9.9657e-05 | 0.00012142 | 0.00012504 | 0.00011819 | 0.00013481 | 0.00013475 | 0.00011178 | 0.00011379 | 0.00011519 | 0.00010792 | 0.00012696 | 0.00010658 | 0.0001216 | 0.00013583 | 0.00010068 | 0.0001124 | 0.00013278 | 0.00012444 | 0.00014914 | 0.00011321 | 0.00013902 | 0.00012471 | 0.00012631 | 0.00013652 | 0.00010424 | 0.00011468 | 0.00012275 | 0.00010718 | 0.00013779 | 0.00010759 | 0.0001002 | 0.00013217 | 0.00012919 | 0.00012496 | 0.00011784 | 0.00014307 | 0.0001231 | 0.00011221 | 0.0001246 | 0.0001123 | 0.00013089 | 0.00011396 | 0.00011924 | 0.00012288 | 0.00013855 | 0.00012356 | 0.00010634 | 0.00013409 | 0.00012129 | 0.00013159 | 0.00012403 | 0.00011827 | 0.00010111 | 0.00013059 | 0.00011684 | 0.00010659 | 0.00011521 | 0.00012622 | 0.00013358 | 0.00013132 | 0.00011092 | 0.000109 | 0.0001228 | 0.00011542 | 0.00010287 | 0.00011567 | 0.00010807 | 0.00013228 | 9.6999e-05 | 0.00012875 | 0.00012143 | 0.00012627 | 0.00013789 | 0.00012804 | 0.00013469 | 0.00011233 | 0.00011088 | 0.00010764 | 0.00012967 | 9.9854e-05 | 0.0001274 | 0.00013026 | 0.00010366 | 0.00012472 | 0.00012305 | 0.00012572 | 0.00010929 | 0.00010911 | 0.00011616 | 0.00012765 | 0.00012377 | 0.0001148 | 0.00011667 | 0.0001352 | 0.00010734 | 0.00011439 | 0.00012104 | 0.00010476 | 0.00011597 | 0.0001132 | 0.00012486 | 0.00013882 | 0.00012798 | 0.00011784 | 0.00012084 | 0.00012611 | 0.00014119 | 0.00011108 | 0.00012054 | 0.00013507 | 0.00011866 | 0.00012259 | 0.0001211 | 0.00010788 | 0.00012811 | 0.00011506 | 0.00012271 | 0.00013021 | 0.00010573 | 0.00014234 | 0.00012675 | 0.00011621 | 0.00016128 | 9.7489e-05 | 0.00010936 | 0.00012699 | 0.0001163 | 0.0001056 | 0.00012129 | 9.75e-05 | 0.00012859 | 0.00013645 | 0.00011532 | 0.00013962 | 0.00014066 | 0.00011268 | 0.00010927 | 0.00012001 | 0.0001363 | 0.00010291 | 0.00013241 | 0.00012755 | 0.00012819 | 0.00011635 | 0.00012604 | 0.00010882 | 0.00011655 | 0.00012107 | 0.00012729 | 0.00012647 | 9.5922e-05 | 0.00010481 | 9.8099e-05 | 0.00012109 | 0.00013247 | 0.00012713 | 0.00010766 | 0.00013435 | 0.0001362 | 0.00013269 | 0.00012441 | 0.00012629 | 0.0001488 | 9.6326e-05 | 0.00012321 | 0.00014241 | 0.00012098 | 0.00012457 | 0.00013426 | 0.00012374 | 0.00011073 | 0.00012305 | 0.00013814 | 0.00010549 | 0.00011341 | 0.00013081 | 0.00011676 | 0.00010881 | 0.00010786 | 0.00010601 | 0.00012089 | 0.00011614 | 0.00012005 | 0.00012564 | 0.00011074 | 0.00012046 | 0.00013202 | 0.00010967 | 0.00011485 | 0.00013219 | 0.00011449 | 0.00013171 | 0.00013192 | 0.00011798 | 0.00013126 | 0.00011389 | 0.00012375 | 0.00011799 | 0.00013202 | 0.00013193 | 0.00012821 | 0.00012165 | 0.00012536 | 0.00012177 | 0.00010037 | 0.00010643 | 0.00012351 | 0.00012277 | 0.00011372 | 0.00012503 | 0.00012422 | 0.0001239 | 0.00012188 | 0.00011092 | 8.9977e-05 | 0.00013285 | 0.00013543 | 0.00013663 | 0.00010383 | 0.0001076 | 0.00012368 | 0.00013988 | 0.00012629 | 0.00011318 | 0.00012393 | 0.00012669 | 0.00013205 | 0.00013169 | 0.0001182 | 0.00012313 | 0.0001083 | 0.00010452 | 0.00011942 | 0.00011988 | 0.00010302 | 0.00012424 | 0.00012467 | 0.0001364 | 9.604e-05 | 0.00010984 | 0.00010966 | 0.00012701 | 0.00013628 | 0.00014871 | 0.00011455 | 0.00013203 | 0.00013888 | 0.000124 | 0.00012705 | 0.00011011 | 0.00011184 | 0.0001147 | 0.00012991 | 0.00013473 | 0.00012166 | 0.00011148 | 0.0001399 | 0.00012724 | 9.9399e-05 | 0.00012719 | 0.00012214 | 0.00013628 | 0.00012283 | 0.00014425 | 0.00010251 | 0.00010212 | 0.00011254 | 0.00012293 | 0.00010762 | 0.00012632 | 0.00012409 | 0.00010021 | 0.00012183 | 0.00012226 | 0.00012428 | 0.00011722 | 0.00014321 | 0.00010066 | 0.00012383 | 9.7518e-05 | 0.00012259 | 9.9795e-05 | 0.00012193 | 0.00014147 | 0.00011359 | 0.00012223 | 0.00012927 | 0.00011911 | 0.00012937 | 0.00013264 | 0.00013497 | 0.00013762 | 0.00012612 | 0.00013499 | 0.0001139 | 0.00011307 | 0.0001118 | 0.00013219 | 0.00013308 | 0.00012536 | 0.00011323 | 0.00011997 | 0.00013532 | 0.00012106 | 0.00012093 | 0.00012754 | 0.00011134 | 0.00010467 | 0.00012976 | 0.00013039 | 9.1924e-05 | 0.00012261 | 0.00014005 | 0.00012787 | 0.00011744 | 0.00011577 | 0.00011584 | 0.0001108 | 0.00010183 | 0.00011861 | 0.00013288 | 0.0001155 | 0.00011563 | 0.00011087 | 0.00011871 | 0.00012605 | 0.0001112 | 9.9009e-05 | 0.00012373 | 0.00011771 | 0.00012215 | 0.0001223 | 0.00011318 | 0.00013485 | 9.0439e-05 | 0.00010765 | 0.00013905 | 0.0001266 | 0.00012706 | 0.00015143 | 0.00011914 | 0.00011669 | 0.00010128 | 9.5167e-05 | 0.00013222 | 0.00014727 | 0.00012301 | 0.0001228 | 0.00012755 | 0.00012508 | 0.00012009 | 0.00012117 | 0.00012906 | 0.0001329 | 0.00011552 | 0.00012858 | 0.0001167 | 0.00012696 | 0.0001473 | 0.0001253 | 0.00011414 | 0.00013988 | 0.00010989 | 0.00011696 | 0.00012057 | 0.00013887 | 0.00013376 | 0.00011796 | 0.00010097 | 0.00014633 | 0.00012354 | 0.00013156 | 0.00014021 | 0.00010936 | 0.0001168 | 0.00010659 | 0.00013651 | 0.00012196 | 0.00013984 | 0.00013141 | 0.00010713 | 0.00011965 | 0.00011872 | 0.00010726 | 0.00011065 | 9.1178e-05 | 0.00012057 | 0.00013387 | 0.00014043 | 0.00011861 | 0.00012978 | 0.00012831 | 0.00011488 | 0.0001066 | 0.00013076 | 0.00011097 | 0.00013605 | 0.00013309 | 0.00010816 | 0.0001122 | 0.00011069 | 0.00010568 | 0.00014432 | 0.00012096 | 0.00012144 | 0.00013075 | 0.00014017 | 0.0001267 | 0.00010197 | 0.00013845 | 0.00010854 | 0.00012029 | 0.00011218 | 0.00011781 | 0.00012392 | 0.00011781 | 0.00012058 | 0.00012169 | 0.00011695 | 0.00011587 | 0.00010589 | 0.00011044 | 0.00011407 | 0.00011657 | 0.0001188 | 0.0001272 | 0.00012956 | 0.00011377 | 0.00012106 | 0.00010076 | 0.00014081 | 0.00010034 | 0.00011191 | 0.0001002 | 0.00015223 | 0.00011087 | 0.000103 | 8.8374e-05 | 0.00011385 | 0.00012018 | 0.00011514 | 0.0001102 | 0.00013003 | 0.00011904 | 0.00011238 | 0.00012775 | 0.00010835 | 0.00014136 | 0.00011634 | 0.00012384 | 0.000127 | 0.00011943 | 0.00012273 | 0.00014666 | 0.00011605 | 0.00010996 | 0.00013332 | 0.0001263 | 0.0001493 | 0.00013036 | 0.00013451 | 0.00011462 | 9.9011e-05 | 0.00014565 | 0.0001352 | 0.00012102 | 0.00012742 | 0.00013328 | 0.00013131 | 0.00010188 | 0.00011741 | 0.00011649 | 0.00010376 | 0.00014257 | 0.00013295 | 0.00011362 | 0.00012846 | 0.00012252 | 0.00010772 | 0.00013809 | 0.00011473 | 0.00011507 | 0.00012839 | 0.0001347 | 0.00011583 | 0.00014546 | 0.00010193 | 0.00011371 | 0.00011978 | 0.00010604 | 0.00010009 | 0.0001352 | 0.00013122 | 0.00012877 | 0.00010409 | 0.00012601 | 0.00013341 | 0.00010256 | 0.00012415 | 0.0001253 | 0.00011359 | 0.00014297 | 0.00014034 | 0.00014207 | 0.00013135 | 0.00011874 | 0.00011296 | 0.00011828 | 0.00010453 | 0.00011486 | 0.0001155 | 0.00012803 | 0.00012375 | 0.00012612 | 0.00011891 | 0.00014622 | 0.00013121 | 8.8677e-05 | 0.00014498 | 0.00012406 | 0.00010623 | 0.00010513 | 0.00013433 | 0.00011337 | 0.00014558 | 0.00011001 | 0.0001276 | 0.00014001 | 0.00011287 | 0.00012254 | 0.00011494 | 0.00012356 | 0.00011531 | 0.00014652 | 0.00012294 | 0.0001019 | 0.00010338 | 0.00013472 | 0.00012912 | 0.00012551 | 0.00012257 | 0.00012961 | 0.00012443 | 8.9545e-05 | 0.00013575 | 0.00010621 | 0.00012651 | 0.00013235 | 0.00012 | 0.00011358 | 0.00011045 | 0.00010989 | 0.00012853 | 0.0001111 | 0.00012388 | 0.00012156 | 0.00013133 | 0.00014582 | 0.00013707 | 0.00011727 | 0.00012635 | 0.00011933 | 9.7588e-05 | 0.00010624 | 0.00011747 | 0.00013334 | 0.00011174 | 0.0001145 | 0.00013094 | 0.00013697 | 0.00011146 | 0.0001382 | 0.00011251 | 0.00012565 | 9.4247e-05 | 0.00011611 | 0.00011871 | 0.00010845 | 0.00013059 | 0.0001087 | 0.00011529 | 0.00015179 | 0.00013176 | 0.00011539 | 0.00013069 | 0.00012645 | 0.00011432 | 0.00011243 | 0.00012273 | 0.00011677 | 0.00011363 | 0.00013966 | 0.00013127 | 0.00013675 | 0.00013064 | 0.00010228 | 0.00012241 | 0.0001239 | 0.00010479 | 0.00013624 | 0.00013344 | 0.00012603 | 9.2465e-05 | 0.00014779 | 0.00016546 | 0.00012304 | 0.00012455 | 0.00010061 | 0.00012164 | 0.00010954 | 0.00012614 | 0.0001276 | 0.00011483 | 0.00010042 | 0.00015518 | 0.00012045 | 0.00013333 | 0.00010784 | 9.4213e-05 | 0.00013793 | 0.00012167 | 0.00010443 | 0.00012179 | 0.00011315 | 0.0001276 | 0.0001139 | 0.00011622 | 0.00013427 | 0.00012085 | 0.00011765 | 0.0001259 | 0.00013023 | 0.00011659 | 0.00012377 | 0.00012253 | 0.00013874 | 0.00012681 | 9.1306e-05 | 0.00012727 | 0.00011105 | 0.00014025 | 0.00012433 | 0.00012416 | 0.0001273 | 0.00012502 | 0.00013157 | 0.00011786 | 0.00011782 | 0.00013772 | 0.0001354 | 0.00013322 | 0.00013376 | 0.00012124 | 0.0001429 | 0.00011423 | 0.00013847 | 0.00012568 | 0.00013491 | 0.00011438 | 0.00012876 | 0.00011107 | 0.0001241 | 0.00011676 | 0.0001121 | 0.00011069 | 0.00012397 | 0.00012241 | 0.00011937 | 0.00010838 | 0.00012142 | 9.7111e-05 | 0.00012886 | 0.00010721 | 0.00010652 | 9.7165e-05 | 0.00011519 | 0.000137 | 0.00011099 | 0.0001253 | 0.00012833 | 0.00014816 | 0.00011783 | 0.00012817 | 0.00011943 | 0.00010617 | 0.00011693 | 0.0001237 | 0.00010801 | 0.00011105 | 0.0001185 | 0.00011044 | 0.00012309 | 0.00010831 | 0.00012135 | 0.00011498 | 0.00013201 | 0.00012937 | 0.00013988 | 0.00011952 | 0.00012969 | 0.00013756 | 0.00011276 | 0.00012916 | 0.00012398 | 0.00011905 | 0.00011605 | 0.000107 | 0.00012239 | 0.00012711 | 0.00012346 | 0.00012051 | 0.00011857 | 0.00010797 | 0.00011285 | 0.000121 | 0.00013481 | 0.0001132 | 0.00010767 | 0.00012176 | 0.00012448 | 0.00011956 | 0.00011205 | 0.00010818 | 0.00011651 | 0.00010751 | 0.00011837 | 0.00011335 | 0.00011712 | 0.0001102 | 0.00012396 | 0.00010436 | 0.00011773 | 0.00012278 | 8.5542e-05 | 0.00010719 | 0.00011589 | 0.00010995 | 0.0001043 | 0.00010841 | 0.00011211 | 0.00011639 | 9.2828e-05 | 0.00012812 | 0.00012092 | 0.00010272 | 0.00011199 | 0.00012444 | 0.00012227 | 0.00014558 | 0.00010949 | 0.00011144 | 0.00015249 | 0.00010699 | 0.00010629 | 0.00011629 | 0.00011169 | 0.00013337 | 0.00013067 | 0.00011156 | 0.00012194 | 0.00011182 | 0.00012003 | 0.00013235 | 0.00011356 | 0.00011225 | 0.00011724 | 0.00012703 | 0.00013699 | 0.00013721 | 0.00010794 | 0.00011103 | 0.00012814 | 0.00012458 | 0.00013428 | 0.00014604 | 0.0001128 | 0.00013105 | 0.00011971 | 0.00013447 | 0.00013083 | 0.00012682 | 0.00013899 | 0.00010678 | 0.00013011 | 0.00013794 | 0.00012671 | 0.00014377 | 0.0001342 | 0.00011239 | 9.8101e-05 | 0.00012134 | 0.0001255 | 0.00012352 | 0.00013788 | 9.6068e-05 | 0.00014074 | 0.00012755 | 0.0001173 | 0.00011002 | 0.00013585 | 0.00013605 | 8.5469e-05 | 0.00013676 | 0.00011526 | 0.00011167 | 0.00011364 | 0.00012259 | 0.00012952 | 0.00011923 | 0.00013052 | 0.00012324 | 0.00012509 | 0.00012885 | 0.00012317 | 0.00011332 | 0.0001175 | 0.00013474 | 9.4416e-05 | 0.00013799 | 0.00010791 | 0.00011574 | 0.00012408 | 0.00015256 | 0.00012488 | 0.00011921 | 0.00014486 | 0.0001258 | 0.00011052 | 0.00012741 | 0.00011593 | 0.00013141 | 0.00012331 | 0.00011801 | 0.00011477 | 0.00012063 | 0.00010434 | 0.00011416 | 0.00012984 | 0.00011462 | 0.00010925 | 0.00012205 | 0.00013718 | 0.00011067 | 0.00013713 | 0.00011172 | 0.00011567 | 0.00011264 | 0.0001228 | 0.00012859 | 0.00011327 | 0.00011606 | 0.00012303 | 9.5168e-05 | 0.00012432 | 0.00011911 | 0.00011542 | 0.00011798 | 0.00011512 | 0.000121 | 0.00013123 | 0.00012059 | 0.00010806 | 0.00014766 | 0.00012134 | 0.00012854 | 0.00013134 | 0.00012354 | 9.7679e-05 | 0.00011643 | 0.00011783 | 0.00012732 | 0.00012929 | 0.00011764 | 0.00013336 | 0.00010702 | 0.00011295 | 0.00011439 | 0.00011746 | 0.00012397 | 0.00013398 | 0.00011296 | 0.00013194 | 0.00011211 | 0.00013506 | 0.00012104 | 0.00011315 | 0.00011557 | 0.00012018 | 0.00011452 | 0.00012879 | 0.00011501 | 0.00010829 | 0.0001079 | 0.00012772 | 0.00011239 | 0.00012785 | 0.00012035 | 0.00011168 | 9.9308e-05 | 0.00011081 | 0.00010557 | 0.00011822 | 0.00012066 | 0.00011786 | 0.00011784 | 0.00010172 | 0.0001156 | 0.00014645 | 0.00011707 | 0.00012154 | 0.0001237 | 0.00012384 | 0.00010449 | 0.00011595 | 0.00012455 | 9.9515e-05 | 0.00010042 | 0.00010173 | 0.00014691 | 9.2443e-05 | 0.00012562 | 0.00013311 | 0.00011352 | 0.00013455 | 0.00013759 | 0.00010946 | 0.00011636 | 0.00012003 | 0.0001295 | 9.6817e-05 | 0.000139 | 0.0001234 | 0.00011712 | 0.00011207 | 0.00011292 | 0.00011602 | 0.0001137 | 0.00011471 | 0.00012033 | 0.00014892 | 0.00012145 | 0.00010992 | 0.00012417 | 0.0001292 | 0.00013038 | 0.00011864 | 0.00010613 | 0.00012527 | 0.00012709 | 0.00012484 | 0.00013207 | 0.00011831 | 0.00010993 | 0.00011253 | 0.00012693 | 0.00010239 | 0.00010255 | 0.00012043 | 0.00012697 | 0.00010415 | 9.4257e-05 | 0.00010799 | 0.00013254 | 0.00012165 | 0.00011671 | 0.0001238 | 0.00012273 | 0.000131 | 0.00010958 | 9.3212e-05 | 0.00011505 | 0.00012361 | 0.00013458 | 0.0001371 | 0.0001179 | 0.00012156 | 0.00011902 | 0.00010155 | 0.00011906 | 9.6103e-05 | 0.00011276 | 0.00012471 | 0.0001165 | 0.00012149 | 0.00012749 | 0.00013559 | 0.00012207 | 0.000139 | 0.00012681 | 0.00012145 | 0.00013646 | 8.9822e-05 | 0.00012197 | 0.00011243 | 0.00011924 | 0.00011894 | 0.00010947 | 9.9111e-05 | 0.00012358 | 9.595e-05 | 0.00010659 | 0.00011578 | 0.00012166 | 0.00015377 | 0.00012282 | 0.00012787 | 0.00012662 | 0.0001186 | 0.0001444 | 0.00011931 | 0.00013003 | 0.00013133 | 0.00014508 | 0.00010199 | 0.00011209 | 0.00012864 | 0.00013704 | 9.7876e-05 | 0.00010759 | 0.00010756 | 0.00012834 | 0.00012528 | 0.00010352 | 0.00011962 | 0.00010845 | 0.00011607 | 0.00012162 | 0.00010603 | 0.0001193 | 9.7309e-05 | 0.0001111 | 0.0001039 | 0.00011222 | 0.00011946 | 0.00010777 | 0.00011756 | 0.00013961 | 0.00010754 | 0.0001296 | 0.00012577 | 0.0001237 | 0.00011401 | 0.00010877 | 0.00011354 | 0.00011803 | 0.00012395 | 0.00011813 | 0.0001056 | 0.00011919 | 0.00014135 | 0.00014049 | 0.00010999 | 0.00014003 | 0.00011378 | 0.0001258 | 0.0001032 | 0.00010381 | 0.00013586 | 0.00014084 | 0.0001242 | 0.00011915 | 0.00012736 | 0.00010906 | 0.00012322 | 0.00011742 | 0.00014077 | 0.00013248 | 0.00011072 | 0.00011347 | 0.0001289 | 0.00011252 | 0.00012115 | 0.00012371 | 0.0001355 | 0.00010488 | 0.00011782 | 0.0001104 | 0.00011055 | 0.00010281 | 0.00013301 | 0.0001095 | 0.0001243 | 0.00011001 | 0.00012951 | 0.00011623 | 0.00013626 | 0.00011658 | 0.00011878 | 0.00010183 | 0.00010997 | 0.00011306 | 0.00015043 | 0.00013615 | 0.00013304 | 0.00011667 | 0.00012655 | 0.00011112 | 0.00012081 | 0.00013957 | 0.00013568 | 9.6666e-05 | 0.00013571 | 0.00012855 | 0.0001094 | 0.00010912 | 0.00012589 | 0.00011352 | 0.00012774 | 0.00011761 | 0.00013088 | 0.00012427 | 0.00013824 | 0.00011524 | 0.00014093 | 0.00013259 | 0.00013115 | 0.0001227 | 9.9164e-05 | 0.00013979 | 0.0001311 | 0.0001188 | 0.00013632 | 0.00011767 | 0.00012317 | 0.00015575 | 0.00012106 | 0.00011292 | 0.00012046 | 0.00012213 | 0.00012688 | 0.00012435 | 0.00013132 | 0.00014311 | 0.00012692 | 0.00015069 | 9.9006e-05 | 0.00011363 | 0.00013161 | 0.00012541 | 0.00012332 | 0.00012921 | 0.00011412 | 0.00012747 | 0.00013285 | 0.0001225 | 0.00012596 | 0.00011859 | 0.00015701 | 0.00012261 | 0.00012129 | 0.00012374 | 0.00011603 | 0.00012596 | 0.00011637 | 0.00011546 | 0.0001363 | 0.00012106 | 0.00013122 | 0.00012519 | 0.00011361 | 0.00012402 | 0.00012389 | 0.00014497 | 0.00012155 | 0.00012262 | 0.00010831 | 0.00011434 | 0.0001209 | 0.00012738 | 0.00014485 | 0.00011028 | 0.000122 | 0.00012874 | 0.00013708 | 0.00010134 | 0.00012829 | 0.00011973 | 0.00014322 | 0.00011103 | 0.00011235 | 0.00012809 | 0.00011045 | 0.00012423 | 0.00012283 | 0.00012041 | 0.00012233 | 0.00011457 | 0.00010305 | 0.00010713 | 0.00012101 | 0.0001179 | 0.00011671 | 0.00012722 | 0.0001039 | 0.0001213 | 0.00012295 | 0.00012772 | 0.00013643 | 0.00012502 | 0.00012464 | 0.00014785 | 0.00012295 | 0.00012758 | 0.00012729 | 0.00012603 | 0.00013776 | 0.0001437 | 0.00012654 | 0.0001156 | 0.00011008 | 0.00013493 | 0.00010985 | 0.00011275 | 0.00012533 | 0.00011857 | 0.00011714 | 9.703e-05 | 0.00014421 | 0.00011532 | 0.00013196 | 0.00011632 | 0.00011269 | 0.00010126 | 0.00015419 | 0.00011866 | 8.9226e-05 | 0.00011814 | 0.00011885 | 0.00011422 | 0.00015307 | 0.00012593 | 0.0001132 | 0.00013331 | 0.00011244 | 0.00013773 | 0.00011367 | 0.00013905 | 9.8321e-05 | 0.00013588 | 0.00014286 | 0.00011877 | 0.00013716 | 0.00011955 | 0.00011751 | 0.00011798 | 0.00012383 | 0.00013033 | 0.00012392 | 0.00014334 | 0.00011725 | 0.00011352 | 0.00011274 | 0.00012396 | 0.00010598 | 0.00012462 | 0.00012706 | 0.00014738 | 0.00014532 | 7.7713e-05 | 0.000142 | 0.00014638 | 0.00012417 | 0.00011459 | 0.0001023 | 0.00012515 | 0.00010787 | 0.00012037 | 0.00011124 | 0.00013667 | 0.00012326 | 0.00012211 | 0.00010385 | 0.00012268 | 0.00013645 | 0.00013441 | 0.00010132 | 0.00013263 | 0.00010823 | 0.00012066 | 0.00012394 | 0.00011225 | 0.00011535 | 0.0001106 | 0.00013122 | 0.00010502 | 0.00012875 | 0.00014854 | 0.00012542 | 0.00011189 | 0.0001022 | 0.0001331 | 0.00012495 | 0.00010273 | 0.00012217 | 0.00011123 | 0.00010818 | 0.0001121 | 0.0001041 | 9.9881e-05 | 0.00011454 | 0.00012202 | 0.00013502 | 0.00012114 | 0.00010553 | 0.00013675 | 0.00012005 | 0.00011848 | 0.00012093 | 0.0001202 | 0.00012519 | 0.00011831 | 0.00013546 | 0.00012435 | 0.00012461 | 0.00012562 | 0.00013641 | 0.00013293 | 9.9251e-05 | 0.00012384 | 0.00011383 | 0.00012205 | 0.00012292 | 0.00011079 | 0.00013527 | 0.00010493 | 0.00012049 | 0.00013302 | 0.00013657 | 0.00011298 | 0.00012726 | 0.00011666 | 0.00012548 | 0.00012023 | 0.00013175 | 9.6507e-05 | 0.00014106 | 0.00012485 | 0.00011677 | 0.0001049 | 0.00010823 | 0.00010836 | 0.00012944 | 0.00010906 | 0.00013204 | 0.00012067 | 0.00013018 | 0.00012457 | 0.00012829 | 0.00011871 | 0.00012724 | 0.00012671 | 0.00010805 | 0.0001099 | 0.00010987 | 8.8033e-05 | 0.00011382 | 0.00010915 | 0.00013587 | 0.00010412 | 0.00013501 | 0.00011435 | 0.0001176 | 0.00012575 | 0.00012068 | 9.0727e-05 | 0.0001246 | 0.00010887 | 0.00012016 | 0.0001189 | 0.00011374 | 0.00012709 | 0.00012466 | 0.00011666 | 0.00010913 | 9.7451e-05 | 0.00011789 | 0.00012087 | 0.00012553 | 0.00011097 | 0.00013145 | 0.00010742 | 0.00013677 | 0.00011024 | 9.9507e-05 | 9.8663e-05 | 0.00012053 | 0.00012701 | 0.00012235 | 0.00011519 | 0.00012402 | 0.00011238 | 0.00013383 | 0.00012044 | 0.00012485 | 0.00012487 | 0.00012084 | 0.00013386 | 0.00012154 | 0.00010348 | 0.00010089 | 0.00013253 | 0.00011999 | 0.00011197 | 0.00011733 | 0.00010769 | 0.00010419 | 9.4976e-05 | 0.00011728 | 0.00011243 | 0.00013405 | 0.00010974 | 0.00010808 | 0.0001368 | 0.0001095 | 0.00012465 | 0.00012264 | 0.00010966 | 0.00011689 | 0.00012016 | 0.00010292 | 0.00011454 | 0.00012866 | 0.00012179 | 0.00011529 | 0.00012717 | 0.00013614 | 0.00011155 | 0.00012227 | 0.00012169 | 0.0001168 | 0.00013883 | 0.00010692 | 9.955e-05 | 0.00011503 | 0.00012237 | 0.00010762 | 0.00011271 | 0.00012579 | 0.00012974 | 0.00011813 | 0.00011212 | 0.00011807 | 0.00013445 | 0.00013589 | 0.00012734 | 0.00012583 | 0.00011708 | 0.00011749 | 0.0001367 | 0.00011652 | 0.00011417 | 0.00012704 | 0.00011321 | 0.00011184 | 0.00012554 | 0.00011013 | 9.9165e-05 | 0.00013031 | 0.00012416 | 0.00011417 | 0.00011247 | 0.00012108 | 0.00013475 | 0.00010926 | 0.00010409 | 0.000125 | 0.00012817 | 0.00012197 | 0.0001134 | 0.00011282 | 0.00011367 | 0.00012575 | 0.00013354 | 0.00010777 | 0.00015435 | 0.000122 | 0.00012748 | 0.00011673 | 0.00013631 | 0.00012134 | 0.00012507 | 0.0001336 | 0.00012721 | 0.00012514 | 0.00010978 | 0.00011519 | 0.00012539 | 0.00014259 | 0.00011691 | 0.00010725 | 8.9038e-05 | 0.00011581 | 0.00012323 | 0.00011919 | 0.00013847 | 0.00011298 | 0.00012275 | 0.00011715 | 0.00011811 | 0.00010853 | 0.00010945 | 0.00012573 | 0.00012521 | 0.00013623 | 0.0001266 | 0.00011174 | 0.00012137 | 0.00012596 | 0.00014432 | 9.971e-05 | 0.00012655 | 0.00011795 | 0.00011379 | 9.7073e-05 | 0.00012531 | 0.00011388 | 0.00010151 | 0.00011711 | 0.00015215 | 0.00012555 | 0.00012415 | 0.00014759 | 0.00013325 | 0.0001416 | 0.00011815 | 0.00013949 | 0.00012369 | 0.00014252 | 0.00012472 | 9.8017e-05 | 0.00012125 | 0.00012829 | 0.00012466 | 0.00012656 | 0.00011668 | 0.00011089 | 0.00013653 | 0.00011671 | 0.00014505 | 0.00011405 | 0.00010675 | 0.00014772 | 0.00012024 | 9.8572e-05 | 0.00011642 | 0.00010705 | 0.00011519 | 0.00012324 | 0.00014199 | 0.00011597 | 0.00010662 | 0.00010858 | 0.00010511 | 0.00011951 | 0.00013307 | 0.00012977 | 0.00013052 | 0.000123 | 0.00012702 | 0.00012641 | 0.00011905 | 0.00012877 | 0.00012258 | 0.00012811 | 0.00012865 | 0.00013684 | 0.0001224 | 0.00012658 | 0.00012 | 9.391e-05 | 0.00011216 | 0.00012094 | 0.00011873 | 0.00011624 | 0.00012679 | 0.00012894 | 0.00012668 | 0.00013258 | 0.00011504 | 0.00011055 | 0.00010834 | 0.00012638 | 0.00012383 | 0.00013018 | 0.00011224 | 0.00012108 | 0.00012226 | 0.00012851 | 0.0001193 | 0.00012049 | 0.00013103 | 0.00012667 | 9.6563e-05 | 8.5188e-05 | 0.00012437 | 8.4605e-05 | 0.00012205 | 0.00013643 | 0.00013464 | 0.00015126 | 0.00013005
Infected ventilation rate qv | q_inf | normal | 0.00012133 | 1.2133e-05 | m3/s | Ventilation rates from Adams (1993) | q_inf | 0.0001133 | 0.00011417 | 0.00013188 | 0.00011123 | 0.00011857 | 0.00010989 | 0.00011416 | 9.7248e-05 | 0.00011469 | 0.00012083 | 0.00012125 | 0.00012389 | 0.00013754 | 0.000143 | 0.00012454 | 0.0001247 | 9.7814e-05 | 0.00011144 | 0.00010925 | 0.00011199 | 0.00012027 | 0.00013294 | 0.00012087 | 0.00012704 | 0.00012381 | 0.00011402 | 0.00012079 | 0.00011756 | 0.00012492 | 0.0001253 | 0.00011232 | 0.00011355 | 0.00012514 | 0.00011424 | 0.00011892 | 0.0001091 | 0.00012265 | 0.00012012 | 0.00011894 | 0.00010508 | 0.00011717 | 0.00013035 | 0.00014088 | 0.00011213 | 0.00012591 | 0.00011702 | 0.00010801 | 0.00012588 | 0.00010004 | 0.00011485 | 0.00013006 | 0.00012634 | 0.00012975 | 0.00010905 | 0.00013257 | 0.00010243 | 0.00011757 | 0.00012308 | 0.00011735 | 0.00012577 | 0.00010598 | 0.00013437 | 0.00011286 | 0.00012917 | 0.0001016 | 0.00011829 | 0.00012715 | 0.00010401 | 0.00012261 | 0.00011326 | 0.00014163 | 9.6847e-05 | 0.00012867 | 0.00012205 | 0.00010791 | 0.00012722 | 0.00012562 | 0.00013604 | 0.00012003 | 0.00012055 | 0.00013396 | 0.00010389 | 0.00010781 | 0.00012261 | 0.00013693 | 0.00012133 | 0.00013258 | 0.00011845 | 0.00012462 | 0.00011784 | 0.00012652 | 0.00011893 | 0.00011273 | 9.8174e-05 | 0.00010285 | 0.0001254 | 0.00013669 | 0.00011575 | 0.00011418 | 0.00011083 | 0.00012942 | 0.00010372 | 0.00011957 | 0.00012977 | 0.00011945 | 0.0001192 | 0.0001241 | 9.6844e-05 | 0.00011219 | 0.0001339 | 0.00012405 | 0.00010996 | 0.00012088 | 0.00012904 | 0.00013019 | 0.00011606 | 0.00013146 | 0.00012 | 0.00013846 | 0.00010872 | 0.00013105 | 0.00012431 | 0.00013852 | 0.00013254 | 0.00011589 | 0.00011721 | 0.00013987 | 0.00012634 | 0.00012096 | 0.00012438 | 0.00012962 | 0.00011319 | 0.0001299 | 0.00012867 | 0.00010167 | 0.00011062 | 0.00013181 | 0.00013591 | 0.00013901 | 0.0001224 | 0.00012961 | 0.00012867 | 0.00010926 | 0.00011635 | 0.00010082 | 0.00013768 | 0.00011328 | 0.00012444 | 0.00011651 | 0.00010542 | 0.00012482 | 0.00012603 | 0.00011154 | 0.00014569 | 0.0001246 | 0.00012341 | 0.00012361 | 0.00013313 | 8.9333e-05 | 0.00010324 | 0.00013898 | 0.00011939 | 0.00012934 | 0.00012565 | 0.00012441 | 0.00011238 | 0.00014045 | 0.00012755 | 0.00011508 | 0.00013955 | 8.9878e-05 | 0.00012004 | 0.00012515 | 0.00011854 | 0.0001381 | 0.00010355 | 0.00011397 | 0.0001232 | 0.00012134 | 0.00010292 | 0.0001093 | 0.00012589 | 0.00013655 | 0.00013497 | 0.00013749 | 0.00011057 | 0.00011036 | 0.00010649 | 0.00013662 | 0.00011207 | 0.00012847 | 0.00012267 | 0.00010005 | 0.00010512 | 0.0001244 | 0.00012762 | 0.00013031 | 0.0001215 | 0.0001165 | 0.00010968 | 0.00013402 | 0.00013464 | 0.00013711 | 0.00013305 | 0.00012389 | 0.00012317 | 0.00013177 | 0.00013629 | 0.00015573 | 0.00011996 | 0.00011272 | 8.9222e-05 | 0.00011171 | 0.00011879 | 0.00012967 | 0.00011729 | 0.00014499 | 0.0001144 | 0.00012456 | 0.00010159 | 0.00011064 | 0.00014376 | 0.00012446 | 0.00011736 | 0.00013127 | 9.9388e-05 | 0.00011585 | 0.00010478 | 0.00011248 | 0.00010993 | 0.0001095 | 0.00011138 | 0.00011195 | 0.00013269 | 0.00012578 | 0.00012725 | 0.00012802 | 0.00010349 | 0.00012321 | 0.00010993 | 0.00012199 | 0.00010523 | 0.00011954 | 0.00013833 | 0.00012093 | 0.00012017 | 0.00012854 | 0.00014183 | 0.00011031 | 0.00013805 | 0.0001155 | 0.00011454 | 9.0415e-05 | 0.00010732 | 0.00012901 | 0.00011671 | 0.00012705 | 0.00012821 | 0.00011927 | 0.0001253 | 0.00012437 | 0.00010812 | 0.00012924 | 0.00012517 | 0.00010641 | 0.00013579 | 0.00011916 | 0.00012032 | 0.00012538 | 0.00011832 | 0.00011813 | 0.00011771 | 0.0001116 | 0.00012839 | 0.00011887 | 0.0001208 | 0.00011866 | 0.00013335 | 0.00010933 | 0.00010602 | 0.00013828 | 0.00013313 | 0.00012828 | 0.00010933 | 0.00011084 | 0.00012151 | 0.00013269 | 0.00011389 | 0.00012422 | 0.00011229 | 0.00013874 | 0.00011568 | 0.00012156 | 0.0001342 | 0.00012573 | 0.00012131 | 0.00013774 | 0.00015146 | 0.00010261 | 0.00011648 | 0.00012413 | 0.0001341 | 0.00011061 | 0.00014386 | 0.00013318 | 0.00012163 | 0.00010282 | 0.00011965 | 0.00010232 | 0.00010672 | 0.00010199 | 0.00013024 | 0.00012837 | 0.00011558 | 0.00010307 | 0.00011523 | 0.00012568 | 0.0001026 | 0.00013434 | 0.00012009 | 0.00010399 | 0.00012268 | 0.00011611 | 0.00012637 | 0.00013142 | 0.00011099 | 0.0001048 | 0.00014184 | 0.00014348 | 0.0001247 | 0.00012712 | 0.00013682 | 0.00012991 | 0.00011833 | 0.00012075 | 0.00011991 | 0.00011424 | 0.0001299 | 0.00012261 | 0.00011753 | 0.0001189 | 0.00011583 | 0.00013073 | 0.00010134 | 0.00012875 | 0.00011869 | 0.00011455 | 0.00011695 | 0.00013071 | 0.00011606 | 0.00011752 | 0.00012767 | 0.00011509 | 0.00013556 | 8.6849e-05 | 0.00012104 | 0.00012114 | 0.00012044 | 0.00011539 | 0.00012602 | 0.00013507 | 0.00010645 | 0.00011196 | 0.00011515 | 0.00012782 | 0.00012485 | 0.0001434 | 0.00012902 | 0.00013696 | 0.00010863 | 0.00014415 | 0.00012147 | 0.00010807 | 8.9902e-05 | 0.00013932 | 0.00010936 | 0.00014009 | 0.00012417 | 0.00012335 | 0.00011483 | 0.00014646 | 0.00012169 | 0.00011262 | 0.00011854 | 0.00011806 | 0.00012363 | 0.00013205 | 0.000119 | 0.00010108 | 0.00011662 | 0.00012843 | 0.0001075 | 0.00012775 | 0.00013795 | 0.00012898 | 0.00010453 | 0.0001224 | 0.00010296 | 0.00014228 | 0.00013085 | 0.00013339 | 0.00013812 | 0.0001206 | 0.00012527 | 0.00013482 | 0.00012271 | 0.00012667 | 0.00015017 | 0.0001023 | 0.00011497 | 0.00011081 | 0.00013381 | 0.00013227 | 0.00010718 | 0.00011538 | 0.00014252 | 0.00013092 | 0.00012335 | 0.0001164 | 0.00013309 | 0.0001002 | 0.00013474 | 0.00012057 | 0.00013634 | 0.00010888 | 0.00012417 | 0.0001431 | 0.00011759 | 0.00012685 | 0.00012442 | 0.00011685 | 0.00012448 | 0.00012882 | 0.00012442 | 0.00014291 | 0.00012066 | 0.000115 | 0.00013019 | 0.00010759 | 0.00012837 | 0.00013733 | 0.00011212 | 0.00013131 | 0.00013012 | 0.00010371 | 0.0001064 | 0.00011944 | 0.00013181 | 0.00012561 | 0.00012126 | 0.00014463 | 0.00011235 | 0.00011402 | 0.00010606 | 0.0001006 | 0.00011421 | 0.00013176 | 0.00012535 | 0.00013269 | 0.00013067 | 0.00011001 | 0.0001102 | 0.00011189 | 0.00013127 | 0.00014331 | 9.9759e-05 | 0.0001293 | 0.0001223 | 0.00012983 | 0.00011941 | 9.1078e-05 | 0.00014866 | 0.00014936 | 0.00011753 | 0.00012557 | 0.00011629 | 0.00011907 | 0.00012622 | 0.00010543 | 0.00012556 | 8.3782e-05 | 0.00014574 | 0.00013175 | 0.00012418 | 0.00013152 | 0.00011149 | 0.00012365 | 0.00011444 | 0.00012298 | 0.00011732 | 0.00012449 | 0.00011203 | 0.00012859 | 0.00012393 | 0.00011569 | 0.0001088 | 0.00011057 | 0.00013182 | 0.00010907 | 0.00011156 | 0.00013743 | 0.00011687 | 0.00011831 | 0.00014153 | 0.00011032 | 0.00014788 | 0.00011728 | 0.00013742 | 0.00014872 | 0.00010995 | 0.00013801 | 0.00011258 | 0.00011997 | 0.00010128 | 0.00010106 | 0.0001251 | 0.0001333 | 0.00014019 | 0.00011974 | 0.00011966 | 0.00010677 | 0.00010964 | 0.00011921 | 0.00011738 | 0.00012407 | 0.00012328 | 0.00013063 | 0.00011561 | 0.00012047 | 0.00012357 | 0.00011245 | 0.00012219 | 0.00011967 | 0.00010394 | 0.00013171 | 0.00012488 | 0.00011697 | 0.00010548 | 0.00013178 | 0.00011109 | 0.0001057 | 0.00012781 | 8.8477e-05 | 0.00011289 | 0.00012293 | 0.00011931 | 0.00013278 | 0.00011964 | 0.0001095 | 0.00012418 | 0.00010423 | 0.00011329 | 0.00011698 | 0.0001169 | 0.00012492 | 0.00012135 | 0.00011918 | 0.00012918 | 0.00012563 | 0.00012061 | 0.00012458 | 0.00010126 | 0.0001296 | 0.00011219 | 0.00013755 | 0.0001163 | 0.00011741 | 0.00013618 | 0.00014281 | 0.00012436 | 0.00013674 | 0.00013116 | 0.00012903 | 0.00013053 | 0.00013319 | 0.00012014 | 0.00013045 | 0.00012081 | 0.00012762 | 0.00012838 | 0.00012252 | 0.00012163 | 0.00013099 | 0.00010971 | 0.00011454 | 0.00011777 | 0.00012826 | 0.00012328 | 0.00013489 | 0.00010647 | 0.00011642 | 0.0001383 | 0.0001118 | 0.00013277 | 0.00011451 | 0.00012786 | 9.72e-05 | 9.303e-05 | 0.00011033 | 0.00011254 | 0.0001191 | 0.00012869 | 0.00012029 | 0.00010981 | 0.00012701 | 0.00012237 | 0.00010596 | 0.00013048 | 0.0001109 | 0.00011603 | 0.00010877 | 0.00011683 | 0.00010866 | 0.00012962 | 0.00012143 | 0.00012248 | 0.00012293 | 0.00012324 | 0.00011781 | 0.00011212 | 0.00012456 | 0.00011551 | 0.00013356 | 0.00012231 | 0.0001054 | 0.00013038 | 0.00012465 | 0.00010269 | 0.000107 | 0.00012872 | 0.00013093 | 0.00011118 | 0.00013393 | 0.00010764 | 0.00012434 | 0.00011236 | 0.00011107 | 0.00011209 | 0.00012212 | 0.00010752 | 8.7348e-05 | 0.00012073 | 0.00011596 | 0.00014026 | 0.00011223 | 0.00011604 | 0.00011558 | 0.00012404 | 0.00012736 | 0.00010473 | 0.00014102 | 0.00012324 | 0.00011745 | 0.00011217 | 0.00012571 | 0.00010761 | 0.00011263 | 0.00010418 | 0.00012298 | 0.00012784 | 0.00013639 | 0.00013766 | 0.00010811 | 0.00011642 | 9.9032e-05 | 0.00012687 | 0.00012256 | 0.00013384 | 0.00010964 | 0.00013344 | 0.00012432 | 0.00012114 | 0.00013521 | 0.00010202 | 0.00012945 | 0.00013418 | 0.00012699 | 0.00012501 | 0.00013178 | 0.00013613 | 0.00012894 | 0.00011939 | 0.00012525 | 0.00011634 | 0.00010262 | 0.0001191 | 0.00011786 | 0.00010161 | 0.00012213 | 0.00011799 | 0.00013405 | 0.00011975 | 0.00012673 | 0.00012089 | 0.00011963 | 0.00014651 | 0.00010321 | 0.000124 | 0.00013605 | 0.00012541 | 0.00010605 | 0.00010371 | 0.00013376 | 0.00014809 | 9.903e-05 | 0.00012381 | 0.00014633 | 0.00013765 | 0.00012221 | 9.7437e-05 | 9.8993e-05 | 0.00012987 | 0.00010108 | 0.00012352 | 0.00013941 | 0.00012368 | 0.00014168 | 0.00012279 | 0.00012281 | 0.00011485 | 0.00011923 | 0.00012756 | 0.00011306 | 0.00011786 | 0.00012051 | 0.00014761 | 0.00011921 | 0.00012411 | 0.00012749 | 0.00011669 | 0.00012206 | 0.00011064 | 0.00011292 | 0.00011189 | 0.00011723 | 0.00012574 | 0.00012249 | 0.00010193 | 0.00012436 | 0.00011051 | 0.00011556 | 0.00012309 | 0.00012007 | 0.00011208 | 0.00012258 | 0.00010787 | 0.00013632 | 0.00011151 | 0.00012665 | 0.00011996 | 0.0001329 | 0.00012485 | 0.00011685 | 0.00013061 | 0.00013814 | 0.00012719 | 0.00012125 | 0.00010766 | 0.00014065 | 0.0001314 | 0.00012058 | 0.00012002 | 0.00012442 | 0.00011854 | 0.0001304 | 0.00011714 | 0.00010481 | 0.00015261 | 0.00011818 | 0.00010676 | 0.00013561 | 0.0001248 | 0.00010369 | 0.00011056 | 0.00013796 | 0.00014324 | 0.00011332 | 0.0001096 | 0.00011999 | 0.0001292 | 9.6425e-05 | 0.00011868 | 0.00012182 | 0.00014391 | 0.00010575 | 0.00012215 | 0.00010407 | 0.00013138 | 0.00011923 | 0.00012338 | 0.00010129 | 0.00012804 | 0.00013037 | 0.00012587 | 9.6522e-05 | 0.00012768 | 0.00011391 | 0.00011418 | 0.0001108 | 0.00013909 | 0.00012055 | 0.00013079 | 0.00012974 | 0.00012547 | 0.00013135 | 0.00013529 | 0.00011033 | 0.00010398 | 0.0001215 | 0.00012934 | 0.00013701 | 0.0001011 | 9.7841e-05 | 0.00010673 | 0.00012537 | 0.00013996 | 0.00012556 | 0.00011709 | 0.00012604 | 7.5626e-05 | 0.00011948 | 0.00013746 | 0.00011821 | 0.0001263 | 0.0001228 | 0.00012946 | 0.0001402 | 0.00011475 | 0.00010868 | 0.00013371 | 0.00011397 | 0.00010664 | 0.00013936 | 0.0001219 | 0.00011737 | 0.00011352 | 0.00012494 | 0.00012571 | 0.00010918 | 0.00014264 | 0.0001153 | 0.00012205 | 9.5578e-05 | 0.0001304 | 0.00013192 | 0.00011374 | 0.000134 | 0.00011227 | 0.00013374 | 0.00012804 | 0.00014331 | 0.00013274 | 0.00010855 | 0.00011574 | 0.00012164 | 0.00013064 | 0.0001094 | 0.00012326 | 0.00010423 | 0.00013182 | 0.00013286 | 0.00010564 | 0.00011357 | 0.00010665 | 0.00011846 | 0.00012411 | 0.00010779 | 0.00012149 | 0.00013238 | 0.00012208 | 0.00010874 | 0.0001109 | 0.00010769 | 0.00012022 | 0.00012615 | 0.00011702 | 0.00011071 | 0.00012413 | 0.000133 | 0.00013357 | 0.00010099 | 0.00011355 | 0.00013453 | 0.00010617 | 0.00013137 | 0.00010875 | 0.00010897 | 0.00012596 | 0.00012907 | 0.00013275 | 0.00012242 | 0.00012141 | 8.7706e-05 | 0.00013473 | 0.0001129 | 0.00011506 | 0.00012284 | 0.00012688 | 0.00011988 | 0.00011473 | 0.00011955 | 0.0001243 | 0.00011682 | 0.00013531 | 0.00011388 | 0.00013882 | 0.00014119 | 0.00010918 | 0.00012171 | 9.9162e-05 | 0.00013876 | 0.00012236 | 0.00012007 | 0.0001196 | 0.00012153 | 0.00011412 | 0.00011809 | 0.00012579 | 0.00012227 | 0.00011009 | 0.00011486 | 0.00012934 | 0.00012063 | 0.00012277 | 0.00011131 | 0.00012424 | 0.00012923 | 0.00012556 | 0.0001217 | 0.00012597 | 0.00011976 | 0.00013267 | 0.00011329 | 0.00012071 | 0.0001173 | 0.00012009 | 0.00012439 | 9.8714e-05 | 0.00011914 | 0.0001249 | 0.00013142 | 0.00011895 | 0.00011243 | 0.00012979 | 0.00012346 | 0.00011778 | 0.00012134 | 0.00012169 | 0.00010303 | 0.0001248 | 0.00011624 | 0.00012797 | 0.00011506 | 0.00012114 | 0.0001207 | 0.00013718 | 0.000109 | 0.00012655 | 0.00010474 | 0.0001124 | 0.00011348 | 0.00010682 | 9.1764e-05 | 0.00010221 | 0.00013416 | 0.00013465 | 0.00011126 | 0.00013158 | 0.00012538 | 0.00011348 | 0.00011561 | 0.00011538 | 0.00013518 | 0.00012775 | 0.00011627 | 0.00012697 | 9.9473e-05 | 0.00011015 | 0.00012133 | 0.00010949 | 0.00010583 | 0.00011819 | 0.00012117 | 0.0001276 | 0.00010841 | 0.00011395 | 0.00015 | 0.0001147 | 0.00012675 | 0.00012859 | 0.00010476 | 0.00010102 | 0.00011963 | 0.0001203 | 0.000125 | 0.00012386 | 0.00011175 | 0.00012436 | 0.00012353 | 0.00011429 | 0.00011338 | 0.00013092 | 0.00013241 | 0.00013899 | 0.00012148 | 0.0001264 | 0.00012403 | 0.00012825 | 0.00013095 | 0.00012796 | 0.00012344 | 0.00010396 | 0.00011111 | 0.00013105 | 9.7215e-05 | 0.00013812 | 0.00010986 | 0.00012204 | 0.00012567 | 0.00012243 | 0.00012618 | 0.00011044 | 0.00012055 | 0.00014264 | 0.00013931 | 0.00012226 | 0.00014209 | 0.00013141 | 0.00013293 | 0.00012434 | 0.00012098 | 0.00011849 | 0.00011438 | 0.00011107 | 0.00013145 | 0.0001366 | 0.00013164 | 0.0001293 | 0.00011767 | 0.00012199 | 0.00012241 | 0.00011834 | 0.0001075 | 0.00012967 | 0.00013664 | 0.00012916 | 0.00013236 | 0.00011355 | 0.00012435 | 0.00013312 | 0.0001347 | 0.00012187 | 9.4856e-05 | 0.00012643 | 0.00014536 | 0.00011555 | 0.00014044 | 0.00011699 | 0.00012543 | 0.00013143 | 0.00012438 | 0.00010643 | 0.00013156 | 0.0001214 | 0.00014353 | 0.00011027 | 0.00015124 | 0.00013954 | 0.00010217 | 0.00010592 | 0.00012446 | 0.00011195 | 0.00014585 | 0.0001346 | 0.00012619 | 0.00011174 | 0.00012295 | 0.00012166 | 9.5111e-05 | 0.0001236 | 0.00011819 | 0.00011566 | 0.00010403 | 0.00014448 | 0.00011855 | 0.00012814 | 0.00011669 | 0.00011163 | 0.00011749 | 0.00012152 | 0.00012784 | 0.00011117 | 0.00012337 | 0.0001224 | 0.00011347 | 0.00011375 | 0.00012263 | 0.00012694 | 0.00012535 | 0.00013396 | 0.00012173 | 0.0001211 | 0.00012721 | 0.00012016 | 0.00010107 | 0.00010092 | 0.00012957 | 0.00011947 | 0.00011962 | 0.00013842 | 0.00012793 | 0.00012034 | 0.00013139 | 0.00010317 | 0.00015025 | 0.0001283 | 0.00010897 | 0.00013115 | 0.00011504 | 0.00012825 | 0.00013096 | 0.00013361 | 0.00011726 | 0.00013852 | 0.00011914 | 0.00011453 | 0.00011422 | 0.00012258 | 0.00013677 | 0.00012282 | 0.00011974 | 0.00014457 | 9.9697e-05 | 0.00012862 | 0.00012745 | 0.00011744 | 0.00010852 | 0.00011863 | 0.00012529 | 0.00011061 | 0.00012812 | 9.3738e-05 | 0.00012329 | 0.00012726 | 0.00011065 | 0.00013705 | 0.00012721 | 0.00011704 | 0.00012625 | 0.00012222 | 0.00012025 | 0.00013317 | 0.00011421 | 0.00010523 | 0.00011739 | 0.00011528 | 0.00011684 | 0.00012553 | 0.00010833 | 0.00012301 | 0.00011048 | 0.00013248 | 0.00010293 | 0.00010523 | 0.00011364 | 0.00010898 | 0.00010116 | 0.00013631 | 0.00011573 | 0.00011937 | 0.00010757 | 0.0001204 | 9.4913e-05 | 0.00010081 | 0.00012285 | 0.00011229 | 0.00011572 | 0.00011689 | 0.00012667 | 0.00011548 | 0.00010529 | 0.00012122 | 0.00012639 | 0.00011653 | 0.00012806 | 0.00012409 | 0.0001519 | 0.00013834 | 0.00013466 | 0.00012403 | 0.00011928 | 0.0001441 | 0.00012633 | 0.00011592 | 0.00011559 | 0.00012393 | 0.00010757 | 0.00011989 | 0.00012935 | 0.0001279 | 0.00010787 | 0.00014231 | 0.0001155 | 0.00011513 | 0.00013182 | 0.00010289 | 0.00011564 | 0.00011754 | 0.00011401 | 0.00013623 | 0.00013172 | 0.00013671 | 0.00011287 | 0.00012418 | 0.00012087 | 0.00011091 | 0.00010653 | 0.00015553 | 0.00011687 | 0.00012864 | 0.00013759 | 0.0001203 | 8.6641e-05 | 9.8156e-05 | 9.402e-05 | 0.00012736 | 0.00010924 | 0.0001257 | 0.00012241 | 0.00012814 | 0.00013156 | 0.00012234 | 0.00010555 | 0.00010314 | 0.00012193 | 0.00012804 | 0.00011662 | 0.00012368 | 0.00011503 | 0.00010754 | 0.00012157 | 0.00010628 | 0.00012008 | 0.0001175 | 0.0001256 | 0.00012044 | 0.00012971 | 0.00012284 | 0.00010873 | 9.6637e-05 | 0.00012453 | 0.00013563 | 0.00013453 | 0.00012315 | 0.00012874 | 0.00012911 | 0.00012974 | 0.00013345 | 0.00012171 | 0.00011524 | 9.1455e-05 | 0.00011463 | 0.00011742 | 0.00010832 | 0.00013605 | 0.00014066 | 0.00014364 | 0.00012017 | 0.00010963 | 0.00011534 | 0.00014914 | 0.00012351 | 0.00013421 | 0.00011405 | 0.00012823 | 0.00012759 | 0.00012229 | 0.00013129 | 0.00010324 | 0.00011236 | 0.00012512 | 0.00013215 | 0.00012101 | 9.7589e-05 | 0.00011173 | 0.00015562 | 0.00012504 | 0.00013506 | 0.00010546 | 0.00012442 | 0.00010775 | 0.00013705 | 0.00011498 | 0.00011438 | 0.00014624 | 0.00013249 | 0.00013925 | 0.00012659 | 0.00011437 | 0.00013387 | 0.00012667 | 0.0001224 | 0.00012933 | 0.00012389 | 0.00013202 | 0.00010249 | 0.00014105 | 0.00012969 | 0.00013436 | 0.0001249 | 0.00013994 | 0.00010861 | 0.00010534 | 0.00012986 | 9.872e-05 | 0.00013002 | 0.00012739 | 0.00016052 | 0.00012425 | 0.00013186 | 0.00011449 | 0.00011864 | 0.0001099 | 0.00011851 | 0.0001194 | 0.00012332 | 0.00012733 | 0.00010617 | 0.00012787 | 0.00011252 | 0.00012345 | 0.00012059 | 0.00010426 | 0.0001216 | 0.00011547 | 0.00011347 | 0.00012101 | 0.00014988 | 0.00012749 | 0.00011153 | 0.00012023 | 0.00013341 | 0.00012799 | 0.00012235 | 0.00011919 | 9.0464e-05 | 0.00013134 | 0.00012522 | 0.00012997 | 0.00011363 | 0.00011237 | 0.00011755 | 0.00011472 | 0.00015285 | 0.00012209 | 0.00012549 | 0.00012253 | 0.00010548 | 0.0001067 | 0.00010114 | 0.00011878 | 0.00013205 | 0.0001159 | 0.00012088 | 0.00010549 | 0.00012678 | 0.00011332 | 0.00011414 | 0.00013375 | 0.0001408 | 0.00012058 | 0.00012095 | 0.00011113 | 0.00011711 | 0.00013346 | 0.00012122 | 0.00013391 | 0.0001087 | 0.00012236 | 0.00010393 | 9.8436e-05 | 0.00011579 | 0.00011808 | 0.00014794 | 0.00014695 | 0.00012124 | 0.00011599 | 0.00011801 | 0.00014586 | 0.00010575 | 0.00012399 | 0.00011026 | 0.00012627 | 0.00012656 | 0.00011545 | 0.00011088 | 0.00011456 | 0.00013411 | 0.00012546 | 0.00010216 | 0.00013392 | 0.00010954 | 0.00010366 | 0.00010713 | 0.00011536 | 0.00012871 | 0.00011289 | 9.8514e-05 | 0.00015632 | 0.00012013 | 0.00012092 | 0.00013392 | 0.00014598 | 9.4512e-05 | 0.00012648 | 0.00012463 | 0.00010244 | 0.00011027 | 0.00011593 | 0.0001121 | 0.00012346 | 0.00012369 | 0.00012632 | 0.00010675 | 0.00011354 | 0.00011282 | 0.00011968 | 0.00011332 | 0.0001144 | 0.0001274 | 0.00012305 | 0.00012338 | 0.00013879 | 0.00010338 | 0.00012783 | 0.00013142 | 0.00010708 | 0.00010889 | 0.00012665 | 0.00012737 | 0.00013313 | 0.00013419 | 0.00010018 | 0.00012313 | 0.00013442 | 0.00012371 | 0.00012066 | 0.00011305 | 0.00016174 | 0.0001233 | 0.00012525 | 0.0001378 | 0.00014355 | 0.00013102 | 0.00013036 | 0.000116 | 0.00011047 | 0.00012336 | 0.00011106 | 0.00011728 | 0.00012868 | 0.00010814 | 0.00011814 | 0.0001241 | 0.00013319 | 0.00012309 | 0.00013311 | 0.00013782 | 0.00013208 | 0.00012475 | 0.00011883 | 0.00011739 | 0.0001147 | 0.00012156 | 0.00011489 | 0.00015778 | 0.00011334 | 0.00011089 | 0.00010574 | 0.00011436 | 0.00012195 | 0.00012292 | 0.00010581 | 0.00010382 | 0.00010884 | 9.6519e-05 | 0.00012418 | 0.00012011 | 0.00013247 | 0.0001248 | 0.00013255 | 0.00013934 | 0.00011821 | 0.00013561 | 0.00013466 | 0.0001353 | 0.00012861 | 0.00013444 | 0.00011714 | 0.00013944 | 0.00013107 | 0.00010267 | 0.00012553 | 0.00012146 | 0.00012847 | 0.00012572 | 0.00010626 | 0.00011826 | 0.00012666 | 0.00011308 | 0.00012738 | 0.00012659 | 0.00011908 | 0.00012299 | 0.0001053 | 0.00012853 | 0.00012513 | 0.00013654 | 0.00014466 | 0.00012584 | 0.00010301 | 0.0001164 | 0.00011721 | 0.00012714 | 0.00012699 | 0.00011292 | 0.00015159 | 0.00013125 | 0.00014238 | 0.00011512 | 0.00010307 | 0.00012018 | 0.0001129 | 9.9736e-05 | 0.00013035 | 0.00011886 | 0.00013656 | 0.00012806 | 0.00013803 | 0.00013268 | 0.000131 | 0.00013037 | 0.0001448 | 0.00012222 | 0.00012738 | 0.00011089 | 0.00011881 | 0.00011447 | 0.00012025 | 0.00012829 | 0.00013579 | 0.0001009 | 0.00011454 | 0.00012395 | 0.00012329 | 0.00010587 | 0.00011774 | 0.00010858 | 0.00015257 | 0.00011224 | 0.00010449 | 0.00012427 | 0.00011704 | 0.00012792 | 0.00010332 | 0.00012998 | 0.00010305 | 0.00011286 | 0.00012425 | 0.00011361 | 0.00014241 | 0.00011031 | 0.00012388 | 0.00010818 | 0.00012782 | 0.0001269 | 0.00010702 | 0.00011975 | 0.00011093 | 0.00011131 | 0.00011921 | 9.241e-05 | 0.00012358 | 0.00011918 | 0.00011225 | 0.00010962 | 0.00012696 | 0.00013151 | 0.00011185 | 0.00014303 | 0.00014504 | 0.00013377 | 0.0001388 | 0.00012955 | 0.00012637 | 0.00013617 | 0.0001155 | 0.00012878 | 0.00011993 | 0.00013793 | 0.00011753 | 0.00013678 | 0.00013547 | 0.00012455 | 9.7618e-05 | 0.00012327 | 0.00010228 | 0.00013128 | 0.00014352 | 0.00011258 | 0.0001071 | 0.00010995 | 0.00012703 | 0.00012428 | 0.00011372 | 0.00010513 | 0.0001174 | 0.00010734 | 0.00012398 | 0.00010314 | 0.00010936 | 0.00013379 | 0.00012012 | 0.00011802 | 0.00012993 | 0.00011278 | 0.0001216 | 0.00013664 | 0.00011829 | 0.00013033 | 0.00011975 | 0.00011812 | 0.00012177 | 0.00012938 | 0.00011942 | 0.00012172 | 0.00010622 | 0.00013176 | 0.00012506 | 0.00012544 | 0.00012689 | 0.00012411 | 0.00013061 | 0.00012655 | 0.00011306 | 0.0001329 | 0.00011184 | 0.00013049 | 0.00012527 | 0.00011529 | 0.00012227 | 0.00011087 | 0.00011075 | 0.00013766 | 0.0001478 | 0.00013808 | 0.00013386 | 0.00011068 | 9.6336e-05 | 0.00013176 | 0.00012549 | 0.00010258 | 0.00013489 | 0.00013586 | 0.00010327 | 0.00010865 | 9.6971e-05 | 0.00013153 | 0.00012874 | 0.00013178 | 9.4287e-05 | 0.0001285 | 0.00012676 | 0.00011299 | 0.00012087 | 0.00011775 | 0.00012289 | 0.0001212 | 0.00012484 | 0.00013181 | 0.00012674 | 0.00013599 | 0.00013915 | 0.00011344 | 0.00011198 | 0.00012917 | 0.00011881 | 0.00012872 | 0.00012187 | 0.00012968 | 0.00013545 | 0.00013454 | 0.00012966 | 0.00011849 | 0.00011305 | 0.00011383 | 0.00011621 | 0.00012271 | 0.00012308 | 0.00010656 | 0.00012008 | 0.00012558 | 0.00013243 | 0.00013448 | 0.00011781 | 0.00013035 | 0.0001058 | 0.00010462 | 0.00010706 | 0.00012567 | 0.0001434 | 0.00013368 | 0.00013004 | 0.00012398 | 0.00013224 | 0.00010522 | 0.00011493 | 8.5389e-05 | 0.00012344 | 0.00010827 | 0.00012775 | 0.00016198 | 0.00011609 | 0.00013256 | 0.00012543 | 0.00010798 | 0.00014819 | 0.00010793 | 0.00012476 | 0.00012289 | 0.00012563 | 0.0001238 | 0.00013064 | 0.00012417 | 0.00012718 | 0.00012564 | 0.00011544 | 0.00012411 | 0.00012643 | 0.00012605 | 0.0001134 | 0.00012865 | 0.00010893 | 0.00012338 | 0.00014317 | 0.00012263 | 0.00012746 | 0.0001053 | 0.00011624 | 0.00012431 | 0.00011351 | 0.00011859 | 0.00010713 | 0.00015792 | 0.00012867 | 0.00011408 | 0.00013063 | 0.00011091 | 0.00012649 | 0.00012465 | 0.00012773 | 0.00011297 | 0.000122 | 0.00010945 | 0.00013886 | 0.00011974 | 0.00012473 | 0.00012208 | 0.00011455 | 0.00014079 | 0.00013136 | 0.00012724 | 0.00010599 | 0.00012477 | 0.00013331 | 0.00011878 | 0.00012969 | 0.00011977 | 0.00012469 | 0.00010246 | 0.00011583 | 0.00011682 | 0.00012362 | 0.00012281 | 0.0001306 | 0.00011661 | 0.00012243 | 0.00011129 | 0.00013034 | 0.00013877 | 0.00012406 | 0.00011864 | 0.00013293 | 0.00012862 | 0.00013388 | 0.00010525 | 0.0001233 | 0.00011457 | 0.0001166 | 0.00013514 | 0.00012604 | 0.00014007 | 0.00012539 | 0.00011471 | 0.00012867 | 0.00012491 | 0.00011903 | 0.00013043 | 0.00011943 | 0.00012036 | 0.0001118 | 0.00012815 | 0.00012184 | 0.00011654 | 0.00010537 | 0.00011812 | 0.00013517 | 0.00011821 | 0.0001131 | 0.00013242 | 0.00011144 | 0.00011927 | 0.00011307 | 0.00012979 | 0.00013442 | 0.00011057 | 0.00013002 | 0.00012174 | 0.00013382 | 0.00012981 | 0.0001222 | 0.00012917 | 0.0001202 | 0.00012882 | 0.00011964 | 0.00011709 | 0.0001321 | 0.00012662 | 0.0001233 | 0.00012181 | 0.00013153 | 0.00014789 | 0.00011071 | 0.00011779 | 0.00011661 | 0.00012044 | 0.00010322 | 0.00013782 | 0.00011634 | 0.00011298 | 0.00013241 | 0.00012547 | 0.00012392 | 0.00013804 | 0.00013438 | 0.00011987 | 0.00014203 | 0.00014415 | 0.00012667 | 0.00012279 | 0.00012167 | 0.00012728 | 0.0001211 | 0.00011935 | 0.00010659 | 0.00012008 | 0.00013078 | 0.00013015 | 0.00011848 | 0.00011888 | 0.00011193 | 0.00012092 | 0.00013315 | 0.00012693 | 0.00012291 | 0.00010078 | 0.0001259 | 0.0001442 | 0.00011906 | 0.00012927 | 0.00013084 | 8.1907e-05 | 0.00012744 | 0.00012476 | 0.00014872 | 0.00012521 | 0.00013575 | 0.00013939 | 0.00010899 | 0.00012872 | 0.00012792 | 0.00012314 | 0.00012259 | 0.00011771 | 0.00012981 | 0.00013453 | 0.00012306 | 0.00013734 | 0.00011737 | 0.00011693 | 0.00013384 | 0.00010262 | 0.00010005 | 0.00013046 | 0.00012246 | 0.00011164 | 0.00011457 | 0.0001106 | 0.00013488 | 0.00011985 | 0.00012826 | 0.00011994 | 0.00012287 | 0.00010219 | 0.00011527 | 0.00013756 | 0.00011899 | 0.00011811 | 0.00010664 | 0.0001264 | 0.0001186 | 0.00013102 | 0.00015167 | 0.00012481 | 0.00013474 | 0.00012204 | 0.00011748 | 0.00010037 | 0.00011929 | 0.0001375 | 0.00011621 | 0.00011664 | 0.00010211 | 0.00010948 | 0.00011384 | 0.00013141 | 0.00015887 | 9.8848e-05 | 0.0001218 | 0.00010995 | 0.00014548 | 0.00013233 | 0.00011015 | 0.00011398 | 0.00010585 | 0.00012553 | 0.00011121 | 0.00012203 | 0.00013558 | 0.00011965 | 0.00010498 | 0.0001429 | 0.00012205 | 0.00012796 | 0.0001301 | 0.00011533 | 0.00010147 | 0.00011977 | 0.0001184 | 0.00012684 | 0.00014864 | 0.00010722 | 0.0001078 | 0.00011956 | 0.00011091 | 0.00011736 | 0.00010924 | 0.00012877 | 9.3923e-05 | 0.00011038 | 9.9366e-05 | 0.00010787 | 0.00012606 | 0.00013189 | 0.00012754 | 9.8646e-05 | 0.00015786 | 9.9391e-05 | 0.00012051 | 0.00011881 | 0.00012505 | 0.00011547 | 0.0001172 | 0.00013734 | 0.00012718 | 0.0001027 | 0.00012745 | 0.00010979 | 0.00012405 | 0.00012191 | 0.00010988 | 0.00010045 | 0.00013018 | 0.00010621 | 0.00010489 | 0.00011988 | 0.00011685 | 0.00012681 | 0.00013568 | 0.00013257 | 0.00011928 | 0.00013283 | 0.0001135 | 0.00013636 | 0.00012979 | 0.00011549 | 0.0001331 | 0.00011175 | 0.00012062 | 0.00013661 | 0.00014335 | 0.00011865 | 0.00012136 | 0.0001157 | 0.00011527 | 0.00013524 | 0.00012649 | 0.00013994 | 0.00013731 | 0.0001294 | 0.0001001 | 0.00011095 | 0.00012166 | 0.00011003 | 0.00013199 | 0.0001193 | 0.00013601 | 0.00013843 | 0.00012854 | 0.00012304 | 0.00010459 | 0.00012783 | 0.00012951 | 0.0001161 | 0.00013057 | 0.00013754 | 0.00010704 | 0.0001222 | 0.00013376 | 0.00010801 | 0.00012583 | 0.00011399 | 0.00011651 | 0.00013535 | 0.00011459 | 0.00011248 | 0.00012582 | 0.00011958 | 0.00012763 | 8.8863e-05 | 0.00011957 | 0.00011153 | 0.00011775 | 0.00015185 | 0.00010683 | 0.0001235 | 0.0001055 | 0.00011178 | 0.00013638 | 0.00013167 | 0.00010734 | 0.0001253 | 0.00012332 | 0.00012011 | 9.572e-05 | 0.00012869 | 0.00013941 | 0.00013164 | 0.00011479 | 0.00013729 | 0.0001238 | 0.00012631 | 0.00014243 | 0.00011312 | 0.0001164 | 0.00011783 | 0.0001229 | 0.0001267 | 0.00011974 | 0.00013225 | 0.00012342 | 0.00012125 | 0.00013186 | 0.00010734 | 0.0001282 | 0.000112 | 0.0001098 | 0.00010956 | 0.00013305 | 0.00010139 | 0.00012113 | 0.0001195 | 0.00012075 | 0.00013765 | 0.00010726 | 0.00014377 | 0.00012984 | 0.00014046 | 0.0001229 | 0.00012704 | 0.00014395 | 0.00015075 | 0.00011495 | 0.00011175 | 0.00012935 | 0.00011947 | 0.00013076 | 0.00012781 | 0.00014442 | 0.00013413 | 0.00012654 | 0.00011147 | 0.00011725 | 0.00010071 | 0.00012719 | 0.00013396 | 0.00013925 | 0.00012428 | 0.00012626 | 0.00011156 | 0.00011207 | 0.000113 | 0.00012837 | 0.00012395 | 0.00011105 | 0.00013821 | 0.00012798 | 0.00012368 | 0.00012074 | 0.00012677 | 0.00012909 | 0.00012529 | 0.0001186 | 0.00014214 | 0.0001219 | 0.00010495 | 0.00012023 | 0.00010332 | 0.00013345 | 0.00013154 | 0.00011588 | 0.00011448 | 0.00011896 | 0.00012661 | 0.00012418 | 0.00010337 | 0.00010931 | 0.00014589 | 0.0001152 | 0.00012949 | 0.0001111 | 0.00010541 | 0.00013571 | 0.0001167 | 0.00013057 | 0.00014076 | 9.9021e-05 | 0.00012605 | 0.00011556 | 0.00010175 | 0.00013819 | 0.00012467 | 0.00011635 | 0.00012611 | 0.00012043 | 0.00012509 | 0.00012719 | 0.0001104 | 0.00012286 | 0.00013649 | 0.00012684 | 0.00011695 | 0.00011661 | 0.00014245 | 0.00011407 | 0.00014221 | 9.7317e-05 | 0.00012601 | 0.0001136 | 0.00012304 | 0.00012698 | 0.00010776 | 0.00012681 | 0.00010739 | 0.00011193 | 0.00011767 | 0.00012192 | 0.00014119 | 0.00011767 | 0.00011496 | 0.0001018 | 0.00013107 | 0.00012789 | 0.00013486 | 0.00011126 | 0.00012533 | 0.00011225 | 0.00012891 | 0.00012732 | 0.00011779 | 0.00013097 | 0.0001001 | 0.00012305 | 0.00012692 | 0.00010971 | 0.00010373 | 0.00010455 | 0.00013167 | 0.00012828 | 0.00012535 | 0.00013287 | 0.00012639 | 0.00012325 | 0.00012085 | 0.00011489 | 0.00012356 | 0.00013669 | 0.00015527 | 0.00011481 | 0.00014023 | 0.00011998 | 0.00013283 | 0.000125 | 0.00011731 | 0.00013798 | 0.00013751 | 0.00011159 | 0.00012477 | 0.00010789 | 0.00012313 | 0.00012598 | 0.00012825 | 0.00011484 | 0.00012087 | 0.00010819 | 0.00012954 | 0.00011314 | 0.00012285 | 0.0001126 | 0.00012543 | 0.00011575 | 0.00012716 | 0.00012608 | 0.00013392 | 0.0001212 | 0.00011735 | 0.0001084 | 0.00013644 | 0.00010779 | 0.00011869 | 0.00010191 | 0.000111 | 0.00013028 | 0.00013538 | 0.00012244 | 0.00011889 | 0.00012819 | 0.00012388 | 0.00013231 | 0.00011191 | 0.00011755 | 0.00012273 | 0.00012116 | 0.00013572 | 0.00012846 | 0.0001226 | 0.00012477 | 0.00014002 | 0.0001351 | 0.00013273 | 0.00013214 | 0.00013358 | 0.00012776 | 0.00013038 | 0.00011598 | 0.00013953 | 0.0001224 | 0.00012222 | 0.00013024 | 0.00015411 | 0.00011883 | 0.0001046 | 0.00010265 | 0.00013816 | 0.00012231 | 0.00012633 | 0.00010686 | 0.00014393 | 0.00012665 | 0.00010745 | 0.00014014 | 0.00012105 | 0.00013309 | 0.00011619 | 0.00013728 | 0.0001296 | 0.00011206 | 0.00013661 | 0.00012655 | 0.00012526 | 0.00011546 | 0.00012838 | 0.00012621 | 0.00012246 | 0.0001075 | 9.4589e-05 | 0.0001265 | 0.00010645 | 0.00011923 | 0.00012278 | 0.0001248 | 0.00010754 | 0.00012606 | 0.00013174 | 0.00010738 | 0.0001304 | 0.00012967 | 9.3859e-05 | 0.00012348 | 0.00012974 | 0.00013017 | 0.00010788 | 0.00013555 | 0.00012179 | 0.00012647 | 0.00013156 | 0.00012099 | 0.00011784 | 0.00012018 | 0.00011625 | 0.00011104 | 0.00011185 | 0.00011896 | 0.00011065 | 9.716e-05 | 0.00012906 | 0.00013623 | 0.00012851 | 0.00012732 | 0.0001391 | 0.0001266 | 0.00012571 | 0.00010429 | 0.00011175 | 0.00013326 | 0.00011257 | 0.00013513 | 0.0001081 | 0.00011292 | 0.00013146 | 0.00013031 | 9.9171e-05 | 0.00013964 | 0.00011515 | 0.00011548 | 0.00010823 | 0.00012505 | 0.00012919 | 0.00012756 | 0.00010991 | 0.00013024 | 0.00013125 | 0.00014924 | 0.00012966 | 0.00014039 | 0.00011093 | 0.00012144 | 0.00011345 | 0.00010599 | 0.00010171 | 0.00014528 | 0.00012255 | 0.00012698 | 0.00011924 | 0.00012407 | 0.00013034 | 0.00012994 | 0.00012935 | 0.00011363 | 0.00011354 | 0.00012781 | 0.00010048 | 0.00011631 | 0.00010095 | 0.00011921 | 0.00012456 | 0.00011932 | 0.00014176 | 0.00012084 | 0.00011417 | 0.00012099 | 0.00011861 | 9.9332e-05 | 0.00012012 | 9.6163e-05 | 0.00011042 | 0.00013794 | 0.00014022 | 0.00013083 | 0.00012114 | 0.00010639 | 0.0001148 | 0.00011538 | 0.00010359 | 0.00012999 | 0.00015526 | 0.0001208 | 0.0001259 | 0.00011113 | 0.00012574 | 0.00011995 | 0.00011401 | 0.00012901 | 0.00011815 | 0.00012407 | 0.00012329 | 9.7476e-05 | 0.00010512 | 0.00011448 | 0.00013545 | 0.00012824 | 0.00011227 | 0.00012598 | 0.00011847 | 0.00012974 | 8.5232e-05 | 0.00013304 | 0.00010279 | 0.00010663 | 0.00011585 | 0.00013803 | 0.00012856 | 0.00012977 | 0.00014324 | 0.00012829 | 0.00013898 | 0.00011596 | 0.00011937 | 0.00013494 | 0.0001308 | 0.00013823 | 0.00014444 | 0.00012221 | 0.00011413 | 0.000125 | 0.00011829 | 0.00011533 | 0.00011946 | 0.00012241 | 0.00012152 | 8.9791e-05 | 0.0001104 | 0.00010763 | 0.00012224 | 0.00011903 | 0.00012567 | 9.3147e-05 | 0.00012346 | 0.00011671 | 0.00012033 | 0.00010791 | 0.00012338 | 0.00013316 | 0.00013883 | 0.00011936 | 0.00012244 | 0.00012801 | 0.00010979 | 0.00011019 | 0.00014763 | 0.00012684 | 0.00011097 | 0.00010205 | 0.00013063 | 0.00012712 | 0.00012463 | 0.00011515 | 0.00011088 | 0.00011515 | 0.00013953 | 0.00013711 | 0.00010363 | 0.00012337 | 0.00010763 | 0.00013121 | 0.00012517 | 0.00011213 | 0.00011911 | 0.0001246 | 0.00010424 | 0.00012541 | 0.00010912 | 0.00010199 | 0.00011398 | 0.00012693 | 0.0001201 | 0.00011121 | 0.00011313 | 9.8897e-05 | 9.9806e-05 | 0.00010997 | 8.602e-05 | 0.00012949 | 0.00013175 | 0.00010613 | 0.00012352 | 0.00012945 | 0.00011083 | 0.00012167 | 0.00010835 | 0.00013393 | 0.00011677 | 0.0001123 | 0.00012702 | 0.00011123 | 0.00011281 | 0.00012877 | 0.00013481 | 0.00015227 | 0.00013217 | 0.0001075 | 0.00011265 | 0.00011188 | 0.00011598 | 0.00014734 | 0.00013169 | 0.00011675 | 0.00012596 | 9.6756e-05 | 0.00011324 | 0.00011651 | 0.00010048 | 0.00011089 | 0.00011179 | 0.00012701 | 0.00014064 | 0.00010045 | 0.0001204 | 0.00012058 | 0.00012624 | 0.00011634 | 0.00011315 | 0.00010704 | 0.00012016 | 0.00013791 | 0.00013009 | 0.00010366 | 0.00013573 | 0.00015144 | 0.00012961 | 9.8836e-05 | 0.00013707 | 0.00011534 | 0.00012581 | 0.00013007 | 0.00010606 | 0.00012877 | 9.849e-05 | 0.00010658 | 0.00012714 | 0.00012259 | 0.00011836 | 0.00013576 | 0.00012849 | 0.00012705 | 0.0001019 | 0.00012955 | 0.00010375 | 0.00011139 | 0.00013434 | 0.00013702 | 0.00013242 | 9.9406e-05 | 0.00011395 | 0.00010389 | 0.00011077 | 0.00010586 | 0.00012693 | 0.00012125 | 0.00012512 | 9.5856e-05 | 0.00012016 | 0.00013448 | 0.00012697 | 0.00012398 | 0.00011163 | 0.00013974 | 0.00013153 | 0.00012798 | 0.0001299 | 0.00013432 | 0.00011116 | 0.00011148 | 0.00012857 | 0.00012312 | 0.00010272 | 0.00012155 | 0.0001402 | 0.0001133 | 0.00011953 | 0.00012257 | 0.00010061 | 0.00011282 | 0.0001266 | 0.00010735 | 9.2057e-05 | 0.000129 | 0.00011349 | 0.00011554 | 0.00012481 | 0.0001065 | 0.00011502 | 0.00013612 | 0.00011818 | 0.00012915 | 0.00013306 | 0.00010941 | 0.00012406 | 0.00011928 | 0.00010524 | 0.00010836 | 0.00013663 | 0.00010538 | 0.00013436 | 0.00013218 | 0.00011753 | 0.00014386 | 0.00010319 | 0.00012039 | 0.00013665 | 0.0001395 | 0.00013978 | 0.00013896 | 0.00010846 | 0.00012121 | 0.00010889 | 0.00012671 | 0.00011136 | 0.00011229 | 0.00011681 | 0.00012343 | 0.00010637 | 0.00011422 | 0.00011995 | 0.00012899 | 0.00010561 | 0.0001254 | 0.00012402 | 0.00012347 | 0.00013981 | 0.00011745 | 0.00012023 | 0.00013003 | 0.0001211 | 0.00012377 | 9.5219e-05 | 0.0001191 | 0.00011188 | 0.00012141 | 0.00012073 | 0.00012443 | 0.00012203 | 0.00011933 | 0.00012319 | 0.00011757 | 0.00010078 | 0.00010416 | 0.00010631 | 0.00010253 | 0.00010506 | 0.00013165 | 0.00010956 | 0.00011894 | 0.0001278 | 9.0956e-05 | 0.00011752 | 9.2579e-05 | 0.00011906 | 0.0001382 | 0.00014282 | 0.00011899 | 0.00011637 | 0.0001239 | 0.00012146 | 0.00012256 | 9.507e-05 | 0.00011193 | 0.00011723 | 0.00012136 | 0.00010648 | 0.00011178 | 0.00012764 | 0.00013363 | 0.00011339 | 0.00010006 | 0.00016002 | 0.00011997 | 0.00012818 | 0.00011878 | 0.00013929 | 0.00012037 | 0.00012265 | 0.0001121 | 0.00010574 | 0.00011709 | 0.00010313 | 9.4604e-05 | 0.00011522 | 0.00010199 | 0.00011829 | 0.0001158 | 0.00014861 | 0.00011819 | 0.00013324 | 0.00012082 | 0.00011202 | 0.00012508 | 0.00012262 | 0.00012042 | 0.00012069 | 0.00011477 | 0.00014041 | 0.0001252 | 0.00011012 | 0.00012098 | 0.00011106 | 0.00013143 | 0.00010001 | 0.00012709 | 0.0001048 | 0.00011807 | 0.00011682 | 0.0001483 | 0.00010513 | 0.00013351 | 0.00013639 | 0.00012416 | 0.00010888 | 0.00011755 | 0.00010973 | 0.00011065 | 0.0001258 | 0.00012926 | 0.00010615 | 0.00011526 | 0.0001332 | 0.00011198 | 0.00013602 | 0.00012821 | 0.00010535 | 0.00013309 | 0.00012226 | 0.00015044 | 0.00012186 | 0.00012188 | 0.00010325 | 0.00013027 | 0.00011529 | 0.00012755 | 0.00010867 | 0.00012725 | 0.0001372 | 0.00011396 | 0.00012493 | 0.00010794 | 0.00013671 | 0.00013218 | 0.00015582 | 0.00012433 | 0.00012223 | 0.00011915 | 0.0001135 | 0.00010804 | 0.0001181 | 0.00012712 | 0.00011156 | 0.00012595 | 0.00011608 | 0.0001411 | 0.00011693 | 0.00011194 | 0.00012555 | 0.00012398 | 0.00012452 | 0.00010009 | 0.00012906 | 0.00012701 | 0.00011296 | 0.0001241 | 0.00012854 | 0.00013268 | 0.00010783 | 0.0001345 | 0.00012619 | 0.00015059 | 0.00013002 | 0.00012572 | 0.00010711 | 0.00013339 | 9.9914e-05 | 0.00014194 | 0.00012068 | 0.00012214 | 0.00012505 | 0.00010483 | 0.00012799 | 0.00010608 | 0.00012369 | 0.00011688 | 0.00012213 | 0.000137 | 0.00012783 | 0.00012466 | 0.00012624 | 0.00013982 | 0.00014465 | 0.0001435 | 0.00010914 | 0.00013879 | 0.00011474 | 0.00012339 | 0.00014081 | 0.0001271 | 0.00011947 | 0.00011749 | 0.00011657 | 9.5153e-05 | 0.00013193 | 0.00015557 | 0.00012901 | 0.00010637 | 0.00012499 | 0.00011934 | 0.00011206 | 0.00011715 | 0.00010852 | 0.00012239 | 0.00011152 | 0.00011375 | 0.0001005 | 0.00010927 | 0.0001055 | 0.00010261 | 0.00012157 | 9.9816e-05 | 0.00011506 | 0.00012615 | 0.00012252 | 0.00011852 | 0.00012665 | 0.00011998 | 0.00013675 | 0.00011679 | 0.00013047 | 0.00010744 | 0.00012841 | 0.00011785 | 0.00012691 | 0.00014207 | 0.00013959 | 0.00012758 | 0.00012859 | 9.1978e-05 | 0.00011516 | 0.00011575 | 0.00011193 | 0.0001436 | 0.00013286 | 0.00012006 | 0.0001326 | 0.00012049 | 0.0001169 | 0.00012555 | 0.00012019 | 0.00012744 | 0.00013525 | 0.0001314 | 0.00011763 | 0.00011713 | 0.0001271 | 0.00012449 | 0.00011 | 0.0001072 | 0.00012073 | 0.00010863 | 0.00012586 | 0.00011416 | 0.00010982 | 0.00012555 | 0.00010831 | 0.00012719 | 0.00012012 | 0.00012309 | 0.0001204 | 0.00014177 | 0.00014298 | 0.00011061 | 0.00010896 | 0.00013753 | 9.2808e-05 | 0.0001193 | 0.00010397 | 0.00013244 | 0.00013316 | 0.00013636 | 0.00010202 | 0.00010099 | 0.00012024 | 0.00011201 | 0.00010967 | 0.00012559 | 0.00010564 | 0.00012166 | 8.0813e-05 | 0.00012065 | 0.00012543 | 0.00012091 | 9.8512e-05 | 0.00012273 | 0.00011709 | 0.00013166 | 0.00012226 | 0.00015564 | 0.00013195 | 0.00014734 | 0.00013102 | 0.00010476 | 0.00013159 | 0.00012241 | 0.00010485 | 0.00010827 | 0.00012464 | 0.0001267 | 0.00014314 | 0.00013516 | 0.00010386 | 0.00013222 | 0.00012746 | 0.00012298 | 0.00012928 | 9.4791e-05 | 0.00010075 | 0.00011433 | 0.00011807 | 0.0001139 | 9.5144e-05 | 0.00012114 | 0.00011193 | 9.0245e-05 | 0.00013539 | 0.00011496 | 0.0001125 | 0.00010997 | 0.00011163 | 0.00012285 | 0.00013022 | 0.00011298 | 0.00014162 | 0.00012336 | 0.0001318 | 0.00012797 | 0.0001184 | 0.0001268 | 0.00011974 | 0.00011957 | 0.00011491 | 0.0001205 | 0.00011109 | 0.00010694 | 0.00012176 | 0.00010038 | 0.00013096 | 0.00012675 | 0.00013513 | 0.0001109 | 0.0001195 | 0.00011146 | 0.00012129 | 0.00010871 | 0.00011138 | 0.00013608 | 0.00012856 | 0.00011786 | 0.00011162 | 0.00011487 | 0.0001365 | 0.00011062 | 0.00010038 | 0.00012119 | 0.0001193 | 9.7698e-05 | 0.00012382 | 0.00012872 | 0.00011541 | 0.00012851 | 0.00012073 | 0.00012082 | 0.00010281 | 0.00011936 | 0.00011651 | 0.00011313 | 0.00012629 | 0.00015435 | 0.00013155 | 0.0001088 | 9.8177e-05 | 0.00010854 | 0.0001067 | 0.00010796 | 0.00011444 | 0.00012466 | 0.00014276 | 0.00011633 | 0.0001104 | 0.00011855 | 9.4032e-05 | 0.00015195 | 0.00012571 | 0.00011336 | 0.0001237 | 0.0001303 | 0.00012367 | 0.00012687 | 0.00013145 | 0.00010202 | 0.00012305 | 0.00011417 | 0.00013028 | 0.00013541 | 0.00012864 | 0.00011574 | 0.00013437 | 0.00010279 | 0.00011511 | 0.0001266 | 8.9643e-05 | 0.0001171 | 0.00013924 | 0.0001069 | 0.00010238 | 0.00013212 | 0.00011902 | 0.00011794 | 0.00013241 | 0.00012827 | 0.00011796 | 9.9284e-05 | 0.00013034 | 0.00010291 | 0.00010438 | 0.00011593 | 0.0001223 | 0.0001108 | 0.00011746 | 0.00013329 | 0.00011921 | 0.00011964 | 0.00012289 | 0.00012804 | 0.00010801 | 0.00013551 | 0.00013608 | 0.00012573 | 0.00013764 | 0.00012512 | 0.00012104 | 0.00011425 | 0.00010092 | 0.0001041 | 0.00012759 | 0.00012885 | 0.00014983 | 0.00012907 | 0.00014109 | 0.0001184 | 0.00012195 | 0.00013742 | 0.00011456 | 0.00012082 | 0.00010988 | 0.000111 | 0.00010913 | 0.00011081 | 0.0001136 | 0.0001467 | 0.00010498 | 0.00010688 | 0.00012649 | 0.00011721 | 0.00011087 | 8.4113e-05 | 0.00011818 | 0.00011007 | 0.00014008 | 0.00013921 | 0.00010467 | 0.00014347 | 0.00010092 | 0.00011977 | 0.00014066 | 0.00012298 | 0.00011731 | 0.0001311 | 0.00011335 | 0.00010614 | 0.00011287 | 0.00011886 | 0.00013956 | 0.00013974 | 0.00011969 | 0.0001215 | 0.00011942 | 0.00011285 | 0.00014119 | 0.00012844 | 0.00011496 | 0.00012468 | 0.00012879 | 0.00012315 | 0.00011137 | 0.00014652 | 0.00012969 | 0.00010727 | 9.2194e-05 | 0.00012455 | 0.00011297 | 0.0001257 | 0.00012571 | 0.00010161 | 0.00012914 | 0.00011139 | 0.00012452 | 0.00013565 | 0.00013351 | 0.00012601 | 0.00011093 | 0.00011988 | 0.00010507 | 0.00011467 | 0.00012328 | 0.00011116 | 0.00012022 | 0.00012452 | 0.00012685 | 0.00012154 | 0.00012177 | 0.00011962 | 0.00010963 | 0.00014031 | 0.0001007 | 0.00012655 | 0.00010638 | 0.00013597 | 0.00014367 | 0.00010717 | 0.00012756 | 0.00011832 | 0.00010302 | 0.00011348 | 0.0001175 | 0.00013102 | 0.00012532 | 0.00011997 | 0.00013599 | 0.000117 | 0.00012784 | 0.00012416 | 0.00010899 | 0.00013575 | 0.00011129 | 0.00014194 | 0.00013199 | 0.00011804 | 0.00011471 | 0.0001124 | 0.00013534 | 0.00010048 | 0.00012672 | 0.00011979 | 0.00010495 | 0.00012898 | 0.000117 | 0.00011818 | 0.00010318 | 0.00012005 | 0.00011766 | 0.00013315 | 0.00010408 | 0.00011315 | 0.00011925 | 0.00010763 | 0.00011584 | 0.00010726 | 0.00012456 | 0.0001058 | 0.00011908 | 0.00013901 | 0.00012106 | 0.000114 | 0.00011372 | 0.00013285 | 0.00011006 | 0.0001294 | 0.00013021 | 0.00012703 | 0.00011644 | 0.00010283 | 0.00013474 | 0.00012255 | 0.00012941 | 0.00012569 | 0.00010267 | 0.00013923 | 0.00013124 | 0.0001121 | 0.00013819 | 0.0001269 | 0.00012127 | 0.0001015 | 0.00014302 | 0.00013267 | 0.00013822 | 0.00011241 | 0.00014169 | 0.00011845 | 0.00013769 | 0.00012214 | 0.00013354 | 0.00012523 | 0.00014372 | 0.00011862 | 0.00012258 | 0.00011277 | 0.00014964 | 0.00013361 | 0.00010402 | 0.00012323 | 0.00012715 | 0.00013056 | 0.00012642 | 0.00013732 | 0.00013942 | 0.0001024 | 0.00012416 | 8.8985e-05 | 0.00013145 | 0.00011285 | 0.00013651 | 0.00011752 | 0.00011391 | 0.00012403 | 0.0001149 | 0.00013179 | 0.00011771 | 0.00012314 | 0.00011477 | 0.00011953 | 0.00012013 | 0.00011444 | 0.00012258 | 0.00011317 | 0.00013837 | 0.00011696 | 0.00013671 | 0.00013023 | 0.00013541 | 0.00010706 | 0.00011344 | 0.00011579 | 0.00010709 | 0.00011131 | 0.00012264 | 0.0001218 | 0.0001104 | 0.00011317 | 0.0001227 | 0.00014996 | 0.00012273 | 0.00011573 | 0.00012263 | 9.3561e-05 | 0.00013586 | 0.00011751 | 0.00011857 | 0.0001218 | 0.00012981 | 0.00011006 | 0.00010768 | 0.00011866 | 0.00013526 | 0.00011901 | 0.00010565 | 0.00012864 | 0.00013041 | 0.0001072 | 0.00013489 | 0.00011691 | 0.00010464 | 0.00010794 | 0.00012495 | 0.00015368 | 0.00010749 | 0.00012428 | 0.00011517 | 0.00011991 | 0.00011908 | 0.00014193 | 0.00012961 | 0.00011761 | 0.00013771 | 0.00013296 | 0.00014036 | 0.00011621 | 0.0001201 | 0.00012681 | 0.00011374 | 0.00010928 | 0.00012432 | 0.00012006 | 0.00011033 | 0.00011018 | 0.00014573 | 0.00011532 | 0.00013511 | 8.6665e-05 | 0.00014561 | 0.00012974 | 9.7514e-05 | 0.00014157 | 0.00013506 | 0.00011873 | 0.00011429 | 0.00013566 | 0.00010822 | 0.00012677 | 0.00011536 | 0.00013008 | 0.00011547 | 0.00011458 | 0.00013776 | 0.000136 | 0.00012433 | 0.00011098 | 0.00011089 | 0.00011931 | 0.00012481 | 0.00011057 | 0.00012547 | 0.0001052 | 0.00013798 | 0.00012187 | 0.00011112 | 0.00013369 | 0.00011916 | 0.00013537 | 0.00011731 | 0.00011101 | 0.00012525 | 0.00010057 | 0.00013705 | 0.00013928 | 0.00012883 | 0.00013471 | 0.00011344 | 0.00010962 | 0.00013567 | 0.00011901 | 0.00012332 | 0.00012673 | 0.00011177 | 0.00011315 | 0.00012933 | 0.00013547 | 0.00012024 | 0.00011192 | 9.5835e-05 | 0.00011178 | 0.00013525 | 0.00012407 | 0.00012625 | 0.00013188 | 0.00011332 | 0.00011507 | 0.00011872 | 0.00013289 | 0.00013881 | 0.00012865 | 9.6923e-05 | 0.00013023 | 9.8644e-05 | 0.00012804 | 0.00013139 | 0.00011918 | 0.00011592 | 0.00011141 | 0.00011589 | 0.000121 | 0.00012596 | 0.00011346 | 0.00012353 | 0.00013255 | 0.00012514 | 9.6584e-05 | 0.00013043 | 0.00012426 | 0.00010704 | 0.00013526 | 0.00011369 | 0.00014901 | 0.00013157 | 0.00011642 | 9.2866e-05 | 0.00011474 | 0.00012952 | 0.00011867 | 0.00011892 | 0.00013333 | 0.00011827 | 0.00010986 | 0.00011317 | 0.00011377 | 0.000129 | 0.00011467 | 0.00013527 | 0.00012564 | 0.00013226 | 0.00012749 | 0.00013813 | 0.0001216 | 0.00012031 | 0.00014552 | 0.00010941 | 0.00011557 | 0.0001157 | 0.00013069 | 0.0001193 | 0.00012168 | 0.00013847 | 0.00011936 | 0.00013465 | 0.0001207 | 0.00012048 | 0.00011173 | 0.00012013 | 0.00010591 | 0.000115 | 0.00013445 | 0.0001269 | 0.00012572 | 0.0001236 | 0.00012298 | 0.00012019 | 0.00012493 | 0.00013352 | 0.00012469 | 0.00010812 | 0.00011934 | 0.00010577 | 0.00013045 | 0.00011384 | 0.00012635 | 0.0001295 | 0.00010206 | 0.00010657 | 0.00013608 | 0.00012838 | 0.00011985 | 0.00011932 | 0.00011475 | 0.00011719 | 0.0001138 | 0.00013994 | 0.00011566 | 0.0001362 | 0.00012148 | 0.00013305 | 0.00012687 | 0.00012682 | 0.00012224 | 0.00011872 | 0.00010712 | 0.00012523 | 9.5855e-05 | 0.00012023 | 0.0001212 | 0.00010141 | 0.00014084 | 0.00010825 | 0.00013053 | 0.00012451 | 0.0001206 | 0.00011773 | 0.00010642 | 0.00011889 | 0.00011037 | 0.00013289 | 0.00011339 | 0.00012284 | 0.00011387 | 0.00014465 | 0.00012042 | 0.00011157 | 0.00013141 | 0.0001406 | 0.00011813 | 0.00013801 | 0.00013857 | 0.00012164 | 0.00012398 | 0.00013285 | 0.00014229 | 0.00013323 | 9.9846e-05 | 0.00010275 | 0.00010239 | 0.00011009 | 0.000119 | 0.00011089 | 0.00011897 | 0.00014 | 0.00012156 | 0.00011844 | 0.00011659 | 0.00012985 | 0.0001205 | 0.0001207 | 0.00012485 | 0.00011783 | 0.00011618 | 0.00011894 | 0.00011508 | 0.00014093 | 0.00010162 | 0.00011111 | 0.00012685 | 0.00011821 | 0.00013083 | 0.00013421 | 0.00014374 | 0.00011563 | 0.000117 | 0.00010379 | 0.00013508 | 0.00011512 | 0.00010282 | 0.00011655 | 0.00010907 | 0.00010175 | 0.00010312 | 0.00011632 | 0.00010632 | 0.00011669 | 0.00013326 | 0.00012334 | 0.00011941 | 0.00012344 | 0.00012359 | 0.00011283 | 0.00011846 | 0.00012983 | 0.00012147 | 0.00012627 | 0.00011208 | 0.00010627 | 0.00011519 | 0.0001242 | 0.00010707 | 0.00011808 | 0.00012352 | 0.00012939 | 0.00011128 | 0.0001283 | 0.00012787 | 0.0001362 | 0.00012139 | 0.00011802 | 0.00012086 | 0.00012755 | 0.00011923 | 0.00011783 | 0.00011839 | 0.00011527 | 0.00012445 | 0.00012031 | 0.00012656 | 0.00012287 | 0.00013535 | 0.00010652 | 0.00011598 | 0.00011675 | 0.00012609 | 0.00011933 | 0.00013022 | 0.00010721 | 0.00012656 | 0.0001203 | 0.00011337 | 0.00011886 | 0.00010954 | 0.00012723 | 0.00012112 | 0.00011878 | 0.00013725 | 0.00011613 | 0.00011783 | 0.00010911 | 0.0001499 | 0.00013815 | 0.00014834 | 0.00012214 | 0.00013324 | 0.00012497 | 0.00011535 | 0.00011862 | 0.00013348 | 0.00012533 | 0.00013077 | 0.00012319 | 0.00013507 | 0.00012571 | 0.00013314 | 0.00010007 | 0.0001075 | 0.00012077 | 0.00010998 | 0.00012172 | 0.00012254 | 0.00012986 | 0.00011523 | 0.00011929 | 0.000129 | 0.00010346 | 0.00011534 | 0.00011929 | 0.00012701 | 0.00012108 | 0.00011553 | 0.00012507 | 0.00011139 | 0.00012259 | 0.00012638 | 0.00010525 | 0.0001402 | 0.00011999 | 0.00012745 | 0.00011998 | 0.00010941 | 0.00013595 | 0.00011962 | 0.00013042 | 0.00012145 | 0.00010765 | 0.00013187 | 0.00012227 | 0.00010745 | 0.00010059 | 9.9502e-05 | 0.00012482 | 0.00011573 | 0.00012665 | 0.00011495 | 0.00012118 | 0.00014279 | 0.00012503 | 0.00011478 | 0.00014028 | 0.00012152 | 0.00012116 | 0.00012497 | 0.00010516 | 0.00011705 | 0.00010922 | 0.00011907 | 0.00011863 | 0.00013749 | 0.00010844 | 0.00012222 | 0.00011457 | 0.00014067 | 0.00012904 | 0.00013587 | 0.00012006 | 0.00012374 | 0.00013313 | 0.00011341 | 9.2163e-05 | 0.00011339 | 0.00011333 | 0.00012973 | 0.00012813 | 0.0001189 | 0.00011162 | 0.0001205 | 0.00013076 | 0.00012083 | 0.00014216 | 0.00011239 | 0.00011569 | 0.00013458 | 0.00011834 | 0.00012429 | 0.00012188 | 0.00012513 | 0.00012481 | 0.00011737 | 0.00014163 | 0.0001289 | 0.00012925 | 0.00011955 | 0.00010313 | 0.00011467 | 0.00011609 | 0.00013643 | 0.00014546 | 0.00012027 | 0.00011966 | 0.00011343 | 0.00011061 | 0.00011193 | 0.00012198 | 0.00010199 | 0.00013011 | 0.00012929 | 0.00013879 | 0.00012167 | 0.00014738 | 0.00014941 | 0.00012693 | 0.00012303 | 0.00013 | 0.00010296 | 0.00011506 | 0.00013038 | 0.00013962 | 0.0001182 | 0.00011634 | 0.00012284 | 0.00011718 | 0.0001229 | 0.00012137 | 0.00011249 | 0.0001246 | 0.00013845 | 0.0001224 | 0.00011584 | 0.00010025 | 0.00014072 | 0.00011263 | 0.00013651 | 0.00011845 | 0.00012611 | 0.00012129 | 0.00010574 | 0.00011889 | 0.00012215 | 0.00012101 | 0.00013655 | 0.00012937 | 0.00010357 | 9.5861e-05 | 0.00012061 | 0.00011372 | 0.00012976 | 0.00012721 | 0.00013532 | 0.00012625 | 0.00013071 | 0.00011329 | 9.9218e-05 | 0.00012828 | 0.00012201 | 0.00011402 | 0.00012448 | 0.00012197 | 0.00012662 | 0.00013368 | 0.00013455 | 0.00012309 | 0.00012724 | 0.00011661 | 0.00011533 | 0.00012286 | 0.00014944 | 0.00012763 | 0.00012184 | 0.0001229 | 0.00014935 | 0.00013504 | 0.00012564 | 0.00011901 | 0.00012401 | 0.00012942 | 0.00012171 | 0.00012751 | 0.00010802 | 0.00012009 | 0.0001201 | 0.0001351 | 0.00011074 | 0.00012332 | 0.00011757 | 0.0001307 | 0.00012921 | 0.00012312 | 0.00012644 | 0.00012524 | 0.00012838 | 0.00010021 | 0.00013547 | 0.00012142 | 0.00012017 | 0.00013032 | 9.5236e-05 | 0.00013846 | 0.00011871 | 9.8001e-05 | 0.00010311 | 0.00013352 | 0.00011832 | 0.00012098 | 0.00013688 | 0.00013054 | 0.00013385 | 0.00012501 | 0.00013532 | 0.00012501 | 0.00012927 | 0.00012422 | 0.00010892 | 0.00010255 | 0.00011339 | 9.6848e-05 | 0.00010149 | 0.00010247 | 0.00013842 | 0.00010605 | 0.00011444 | 0.00010336 | 0.00011595 | 0.00013505 | 0.00013689 | 0.00013332 | 0.00011648 | 0.00013427 | 0.0001238 | 0.00013201 | 0.00012978 | 0.00011465 | 0.00010795 | 0.00011214 | 0.00011772 | 0.00012947 | 0.00010524 | 0.00012153 | 0.00012117 | 0.00013728 | 0.00011463 | 9.5783e-05 | 0.00013056 | 0.00012084 | 0.00012357 | 0.00014148 | 0.00014362 | 0.00014053 | 0.00011382 | 0.0001196 | 9.9619e-05 | 9.5589e-05 | 0.00012683 | 0.00012971 | 0.00011223 | 0.00012871 | 0.00011958 | 0.0001308 | 0.00012117 | 0.00012401 | 0.0001167 | 0.0001267 | 0.00012645 | 0.00011019 | 0.00013358 | 0.00013644 | 0.00013163 | 0.00011774 | 0.0001298 | 0.00013119 | 0.00013181 | 0.00011254 | 0.00013677 | 0.00012066 | 0.00012844 | 0.00011242 | 0.00011714 | 0.00012196 | 0.00013632 | 0.00011752 | 0.00011701 | 0.00014003 | 0.00011936 | 0.00011647 | 0.00010389 | 0.0001155 | 0.00012759 | 0.00012235 | 0.00012278 | 0.0001101 | 0.00012052 | 0.00012971 | 0.0001249 | 0.00013339 | 0.00010876 | 0.00012406 | 0.00012816 | 0.00011618 | 0.00012162 | 0.00013976 | 0.00013012 | 0.00011159 | 0.00012971 | 0.00013475 | 0.0001224 | 0.00011781 | 0.00013034 | 0.00012719 | 0.00011174 | 0.00013852 | 0.0001361 | 0.00011417 | 9.4253e-05 | 0.00011188 | 0.00010486 | 0.00011508 | 8.6596e-05 | 0.00011464 | 0.00012228 | 0.00011454 | 9.9896e-05 | 0.00013315 | 0.00013181 | 0.0001344 | 0.00011082 | 0.00012847 | 9.8935e-05 | 0.00012811 | 0.0001159 | 0.00011521 | 0.00012185 | 0.00013248 | 0.00011827 | 0.00012499 | 0.00010159 | 0.00011697 | 0.00012907 | 0.00011936 | 0.00012392 | 0.00010353 | 0.00012157 | 9.6087e-05 | 0.00011998 | 0.00012817 | 0.0001145 | 0.0001222 | 0.00011478 | 0.00012174 | 0.00010414 | 0.00012828 | 0.00013886 | 0.00011306 | 0.00012659 | 0.00012321 | 0.00012465 | 0.0001327 | 0.00014423 | 0.00012131 | 0.00013569 | 0.00010123 | 0.0001418 | 0.00012606 | 0.00013019 | 0.00012748 | 0.00013693 | 0.00012179 | 0.00012288 | 0.00013402 | 0.0001221 | 0.00011418 | 0.00013034 | 0.00011573 | 0.00012945 | 0.0001188 | 0.00015717 | 0.00011301 | 0.00011737 | 0.00011119 | 0.00012376 | 0.00010933 | 0.00011084 | 0.00011208 | 0.00011438 | 0.00012089 | 0.00012131 | 0.00012899 | 0.0001073 | 0.00013757 | 0.0001281 | 0.00011029 | 0.00011931 | 0.00013473 | 0.00013051 | 0.00013716 | 0.0001315 | 0.00010584 | 0.00013513 | 0.00012291 | 0.00012543 | 0.00011566 | 0.00013527 | 0.00012104 | 0.00013184 | 0.00013788 | 0.00012504 | 0.00013245 | 0.00011378 | 0.00013018 | 0.00011203 | 0.00012821 | 0.00012596 | 0.00011969 | 0.00010623 | 0.00011708 | 0.0001204 | 0.0001306 | 0.00011832 | 0.00011915 | 0.00011201 | 0.00011149 | 0.00012456 | 0.00011424 | 0.00012545 | 0.00012059 | 0.00010754 | 0.00011848 | 9.8902e-05 | 0.00011889 | 0.00012321 | 0.00012272 | 0.00011413 | 0.0001184 | 0.00014306 | 0.00013525 | 0.00013121 | 0.00014504 | 0.00012496 | 0.00014265 | 0.00012696 | 9.7148e-05 | 0.00012634 | 0.00011459 | 0.00012626 | 0.00013372 | 0.00012566 | 0.00013743 | 0.00011324 | 0.0001352 | 9.3645e-05 | 0.00010652 | 0.00012687 | 0.00013423 | 0.00012916 | 0.00011044 | 0.00010958 | 0.00011362 | 0.00013164 | 0.00013371 | 0.00010757 | 0.00012882 | 0.00013673 | 0.00010458 | 0.00012817 | 0.00012506 | 0.00013178 | 0.00014647 | 0.0001091 | 0.00011877 | 0.00011347 | 0.00012754 | 0.00011041 | 0.00012167 | 0.00012597 | 0.00012464 | 0.00010105 | 0.00011919 | 0.00010836 | 9.8672e-05 | 9.431e-05 | 0.00015039 | 0.00013711 | 0.00011021 | 0.0001197 | 0.00010489 | 0.00012646 | 0.00012411 | 0.00010832 | 0.00013495 | 0.00012615 | 0.00013658 | 0.00011328 | 0.00010069 | 0.00013326 | 0.0001238 | 0.00011052 | 0.0001272 | 0.00014239 | 0.00011976 | 0.0001179 | 0.00012389 | 0.00010666 | 0.0001046 | 0.00011894 | 0.00012421 | 0.00010519 | 0.00012711 | 0.00012724 | 0.00014307 | 0.00012374 | 0.0001273 | 0.00011343 | 0.00013771 | 0.00014331 | 0.00011509 | 0.00010189 | 0.00012398 | 0.0001027 | 0.00012846 | 0.0001202 | 0.00011162 | 0.00011665 | 0.00011175 | 0.00012393 | 0.0001233 | 0.00012783 | 0.0001483 | 0.00011836 | 0.00013426 | 0.00011724 | 0.00011782 | 0.00011031 | 0.00011385 | 0.00012158 | 0.00014718 | 0.00010616 | 0.00010482 | 0.00013404 | 0.00012159 | 0.00012147 | 0.00011141 | 0.00013281 | 0.00011917 | 0.00014774 | 0.00011589 | 0.00012819 | 0.00012287 | 0.00013278 | 0.00011722 | 9.7066e-05 | 0.00011483 | 0.00010518 | 0.00013178 | 0.00013416 | 8.9832e-05 | 0.00012031 | 0.00012484 | 0.00013503 | 9.9952e-05 | 0.000128 | 0.00013205 | 0.00012532 | 0.00012393 | 8.9855e-05 | 0.00014754 | 0.00010244 | 0.00013291 | 0.00012802 | 0.00013078 | 0.00012855 | 0.00013466 | 0.00010756 | 0.00012491 | 0.00013473 | 0.00010562 | 0.00011596 | 0.00011599 | 0.00011503 | 0.00013014 | 0.00012277 | 9.795e-05 | 0.00012643 | 0.0001039 | 0.00010479 | 0.00011936 | 0.00012091 | 0.00010792 | 0.00012608 | 0.00013755 | 0.00012853 | 0.00012163 | 0.00013289 | 0.00012055 | 0.00014016 | 0.00012498 | 0.00012511 | 0.00011557 | 0.0001205 | 0.00013552 | 0.00015613 | 0.00012838 | 0.00011784 | 0.00012566 | 0.0001382 | 0.00010589 | 0.00012251 | 0.00011302 | 0.00010484 | 0.00013757 | 0.00012312 | 0.00011806 | 0.00011474 | 0.00014226 | 0.00012232 | 0.0001205 | 0.00010203 | 0.00011447 | 0.00011045 | 0.00012823 | 0.0001264 | 0.00012318 | 0.00010135 | 0.00011091 | 0.00012563 | 0.00011797 | 0.00015065 | 0.0001221 | 0.00011537 | 0.00010899 | 0.00012573 | 0.00012887 | 0.00013127 | 0.00012333 | 0.00012092 | 0.00010866 | 0.00013158 | 0.00012785 | 0.00010622 | 0.00012883 | 0.00012342 | 0.00012241 | 0.0001218 | 0.0001399 | 0.00013431 | 0.00010607 | 0.000124 | 0.0001146 | 9.4868e-05 | 0.00012904 | 0.00013969 | 0.00011065 | 0.00012125 | 0.00014153 | 0.00011662 | 0.000134 | 0.00011911 | 8.795e-05 | 0.00013055 | 0.00012576 | 0.00011959 | 0.00014327 | 0.00012685 | 0.00012977 | 0.00012227 | 0.00013519 | 0.00013331 | 0.00011757 | 0.00011617 | 0.00011489 | 0.00011759 | 0.00011428 | 0.00013644 | 0.00011067 | 0.00012747 | 0.00014295 | 0.00011556 | 0.00011563 | 0.00014078 | 0.0001104 | 0.00011863 | 0.0001192 | 0.00011333 | 0.00012852 | 0.00012151 | 0.00012362 | 0.00012185 | 0.00012452 | 0.00011682 | 0.0001248 | 0.0001162 | 9.12e-05 | 0.00013728 | 0.0001037 | 0.00012341 | 0.00013334 | 0.00011495 | 0.00011145 | 0.0001044 | 0.00013342 | 0.00013773 | 0.00010954 | 0.00013124 | 0.00011913 | 0.0001209 | 0.00012854 | 0.00011375 | 0.00010294 | 0.00014034 | 0.00012352 | 0.00011027 | 0.00012267 | 0.00011451 | 0.00011325 | 0.00012987 | 0.00012781 | 0.00010891 | 0.00011065 | 0.00011856 | 0.00011476 | 0.00010917 | 9.7278e-05 | 0.00014236 | 0.00012749 | 0.00012276 | 0.00012822 | 0.00010043 | 0.00011446 | 0.0001028 | 0.00010237 | 9.684e-05 | 0.00011873 | 0.0001023 | 0.00012301 | 0.00012324 | 0.0001272 | 0.00014012 | 0.00011554 | 0.00011729 | 0.00013354 | 0.0001258 | 0.00011933 | 0.00010032 | 0.00013398 | 0.00012331 | 0.00014303 | 0.00012594 | 0.00011063 | 0.00012234 | 0.0001143 | 0.00012374 | 0.00011867 | 0.00012487 | 0.00011781 | 0.00011446 | 0.00012068 | 0.00012044 | 0.00013209 | 0.00010689 | 0.00011655 | 0.00012657 | 0.00011607 | 0.0001302 | 0.00011748 | 0.00011792 | 0.00012118 | 0.00010677 | 0.0001295 | 0.000122 | 0.00013473 | 0.00011479 | 9.3597e-05 | 0.00011819 | 0.00010384 | 0.00013314 | 0.00010853 | 0.00012992 | 0.00014294 | 0.0001276 | 0.0001251 | 0.00013127 | 0.0001135 | 0.00012642 | 0.00013126 | 0.00013819 | 0.000123 | 0.00011669 | 0.00012483 | 0.0001455 | 0.00011461 | 0.0001257 | 0.00013501 | 0.00012256 | 0.00012651 | 0.00012337 | 0.00011416 | 0.00011297 | 0.00012529 | 0.00012746 | 0.00013173 | 0.00012856 | 0.00011322 | 9.7742e-05 | 0.00011796 | 0.00011716 | 0.00011639 | 0.00011283 | 0.00010121 | 0.00012413 | 0.00013858 | 0.00011959 | 0.00011218 | 0.00011926 | 0.00015529 | 0.00013414 | 0.00011372 | 0.00011762 | 0.00013054 | 0.00013901 | 0.00011318 | 0.00011758 | 0.00011646 | 0.00012076 | 9.2649e-05 | 0.00013138 | 0.00011319 | 0.00012974 | 0.00013871 | 0.00013156 | 0.0001237 | 0.00011073 | 0.00011772 | 0.00011187 | 0.00011328 | 0.00011741 | 0.0001239 | 0.00012228 | 0.00012357 | 0.00012682 | 0.00010371 | 0.00012841 | 0.00011223 | 0.00011957 | 0.00012234 | 0.00011885 | 0.00015456 | 0.00013186 | 0.00010234 | 0.00010707 | 0.00011635 | 0.000143 | 0.0001196 | 0.00011944 | 0.00011938 | 0.00013242 | 0.00013456 | 0.00014082 | 0.00011539 | 0.00011538 | 0.00011615 | 0.00012491 | 0.00012368 | 0.00011569 | 0.00012504 | 0.00010768 | 0.00013595 | 0.0001292 | 0.00011566 | 0.0001265 | 0.00012691 | 0.00013226 | 0.00013565 | 0.00011981 | 0.00013857 | 0.0001104 | 0.00013 | 0.00011623 | 0.00012346 | 0.00013688 | 0.00012496 | 0.00013066 | 0.00014057 | 0.00013945 | 0.00011283 | 0.00011909 | 0.00012577 | 0.00012508 | 0.00010937 | 0.00012985 | 0.00010516 | 8.9392e-05 | 0.00010201 | 0.00011566 | 9.8468e-05 | 0.00012423 | 0.00012006 | 0.00012088 | 0.00012835 | 0.00011319 | 0.0001297 | 0.00013011 | 0.00012289 | 0.00013202 | 0.00012578 | 0.00013652 | 0.00013127 | 0.00013111 | 0.00012469 | 0.00013096 | 0.00012591 | 0.00014189 | 0.00014618 | 0.00010131 | 0.00012217 | 0.00014131 | 0.00010808 | 0.0001312 | 9.7974e-05 | 0.00012676 | 0.00010566 | 0.00014244 | 0.00011938 | 0.00012534 | 0.00011331 | 0.00013433 | 0.00011579 | 0.00013999 | 0.00010843 | 0.00012092 | 0.00012147 | 0.00011709 | 0.00011721 | 0.0001223 | 0.00011893 | 0.00014486 | 0.00012648 | 0.00014323 | 0.00012003 | 0.00012485 | 0.00010843 | 0.00011495 | 0.00011062 | 0.00013047 | 0.00013556 | 0.00010031 | 9.8178e-05 | 0.00012097 | 0.00011428 | 0.00012803 | 9.7857e-05 | 0.00013282 | 0.00013146 | 0.00011505 | 0.00014156 | 0.00010753 | 0.00012785 | 0.00012618 | 0.00011763 | 0.00011297 | 0.00012494 | 0.00011197 | 0.00013553 | 0.0001457 | 0.00011287 | 0.00013206 | 0.00013118 | 0.00011809 | 0.00015073 | 0.00011697 | 0.00010273 | 0.00010694 | 0.00013112 | 0.00011708 | 0.00011904 | 0.00015441 | 0.0001219 | 0.00010954 | 0.00014893 | 0.00012708 | 0.00010996 | 0.00011765 | 0.00013916 | 0.0001083 | 0.00013313 | 0.0001264 | 0.00010705 | 0.00012251 | 9.9329e-05 | 9.0715e-05 | 0.00011859 | 0.00014388 | 0.00012924 | 0.00013488 | 0.00013294 | 0.00013735 | 0.00013774 | 0.00015665 | 0.00014504 | 0.00013396 | 0.00011195 | 0.00012862 | 0.0001139 | 0.00012132 | 0.00012042 | 0.00011737 | 0.00012412 | 0.00012171 | 0.00012154 | 0.00010647 | 0.00013199 | 0.0001167 | 0.00010451 | 0.00012459 | 0.00011648 | 0.00013639 | 0.00013399 | 0.00011788 | 0.00012135 | 0.00011166 | 0.00012305 | 0.00010966 | 0.00013495 | 0.00011492 | 0.00011863 | 0.00011965 | 0.00013774 | 0.00010846 | 0.00011888 | 0.00015167 | 0.00011962 | 9.8812e-05 | 0.00012849 | 0.0001292 | 0.00010188 | 0.00013325 | 0.00010095 | 0.00012703 | 0.0001019 | 0.00012035 | 0.00011791 | 0.00012283 | 0.00010462 | 0.00011455 | 0.00010514 | 0.00015068 | 0.00011973 | 0.00014424 | 0.00010536 | 0.00012183 | 0.00014023 | 0.00012994 | 0.00012881 | 0.00010724 | 0.00012596 | 0.00011112 | 0.00011638 | 0.00012548 | 0.00011618 | 0.00012367 | 0.00011086 | 0.00013974 | 0.00011482 | 0.0001175 | 0.00013076 | 0.00010924 | 0.00011519 | 0.00010233 | 0.0001082 | 0.00011097 | 0.00012719 | 0.00013475 | 0.00011517 | 0.00012898 | 0.00010525 | 0.00012332 | 0.0001374 | 0.00011708 | 0.00012847 | 0.00010777 | 0.00010696 | 0.0001484 | 9.5072e-05 | 0.00011757 | 0.00010345 | 0.00011463 | 8.8645e-05 | 0.0001058 | 0.00012957 | 0.00011537 | 0.00011344 | 0.00013368 | 0.00014766 | 0.00013562 | 0.00011169 | 0.00013227 | 0.00010489 | 0.00011636 | 0.00013302 | 0.00011385 | 0.00012416 | 0.00010049 | 0.00010461 | 0.00011481 | 0.00013627 | 0.00013038 | 0.00013796 | 0.00013698 | 0.00011637 | 0.00011998 | 0.00011252 | 0.00011507 | 0.00012117 | 0.00012959 | 0.00013042 | 0.00014806 | 0.00012921 | 0.00012594 | 0.0001184 | 0.00012878 | 0.00012988 | 0.00011789 | 0.00011914 | 0.00012773 | 0.00012259 | 0.00013644 | 0.00013508 | 0.00011081 | 0.00012528 | 9.0657e-05 | 0.0001045 | 0.00011078 | 0.00012443 | 0.00012244 | 0.00011978 | 0.00012845 | 0.00012146 | 0.00013718 | 0.00011363 | 0.00011565 | 0.00010665 | 0.00012104 | 0.00013808 | 0.00011721 | 0.00015498 | 0.00010942 | 0.00013712 | 0.00010661 | 0.00013554 | 0.00013585 | 0.00013897 | 0.00011496 | 0.00011816 | 0.00012309 | 0.00011115 | 0.00012545 | 0.00013425 | 0.00012017 | 0.00011483 | 0.00013829 | 0.00013266 | 0.00010467 | 0.00012874 | 0.00014118 | 0.00011646 | 0.00012032 | 0.00010829 | 0.00012628 | 0.00011673 | 0.00012064 | 0.00010733 | 0.00013736 | 0.00011425 | 0.00012194 | 0.0001225 | 0.00012113 | 0.00013188 | 0.00011904 | 0.00013063 | 0.00012736 | 0.0001349 | 0.00015025 | 0.00013978 | 0.00012904 | 0.00012321 | 0.0001042 | 0.00011915 | 0.00010319 | 0.00013275 | 0.00014543 | 0.00013389 | 0.00012782 | 0.00010587 | 0.0001054 | 0.00010067 | 0.00012969 | 0.00010952 | 0.00013083 | 9.9992e-05 | 0.00012768 | 0.00011908 | 0.00011003 | 0.00011264 | 0.00010792 | 0.00012412 | 0.00012711 | 0.00013827 | 0.00012381 | 0.00010427 | 0.00013427 | 9.534e-05 | 0.00011804 | 0.00014166 | 0.00011618 | 0.0001249 | 0.0001136 | 0.00012971 | 0.000126 | 0.00012357 | 0.00010597 | 0.00013189 | 0.00011432 | 0.00014198 | 0.00010807 | 0.00010382 | 0.00013818 | 0.00011366 | 0.00012958 | 0.00012832 | 0.00011906 | 0.00012075 | 0.00012607 | 0.00016092 | 0.00010081 | 0.00012609 | 0.00012123 | 0.0001262 | 0.00011481 | 0.00012389 | 0.00011298 | 0.00012763 | 0.00012236 | 0.00011858 | 0.0001204 | 0.00012386 | 0.00013952 | 0.00012384 | 0.00011321 | 0.00010616 | 0.0001088 | 0.0001372 | 0.00012727 | 0.00012214 | 0.00013528 | 0.00013508 | 0.0001222 | 0.00010724 | 0.00012771 | 0.00012957 | 0.00010592 | 0.00012881 | 0.00011784 | 0.00012414 | 9.1078e-05 | 0.00012402 | 0.00013813 | 0.00012592 | 0.00011494 | 0.00011295 | 0.0001512 | 0.00011434 | 0.0001067 | 0.00011992 | 0.00013113 | 0.00014922 | 0.00013137 | 0.00010973 | 0.00013269 | 0.00012161 | 0.00011329 | 0.0001114 | 0.00014037 | 0.00012401 | 0.00013645 | 0.00013399 | 0.00011895 | 0.00012055 | 0.00013446 | 0.00010059 | 0.00012898 | 0.00012885 | 0.00012707 | 0.00013102 | 0.00011786 | 0.00010891 | 0.00014008 | 0.00012987 | 0.00010553 | 0.00010046 | 0.00015408 | 0.00012965 | 0.00011569 | 0.00014067 | 0.00012884 | 0.00011655 | 0.00013388 | 0.00013716 | 0.00012017 | 0.00012213 | 0.00012291 | 0.00012463 | 0.00013912 | 0.00013579 | 0.00013172 | 0.00012808 | 0.00011979 | 0.00010837 | 0.00012485 | 0.00013406 | 0.00013057 | 0.00013055 | 9.9577e-05 | 0.00011301 | 0.00012718 | 0.00012414 | 0.00011281 | 0.00012858 | 0.00015042 | 0.00013949 | 0.00015099 | 0.0001255 | 0.00010597 | 0.00012648 | 0.0001229 | 0.0001307 | 0.00015046 | 0.00012778 | 0.00013522 | 0.00013032 | 0.00011894 | 0.00014156 | 0.00011118 | 0.0001308 | 0.00014882 | 0.0001293 | 0.00010524 | 0.00012568 | 0.00010595 | 0.0001195 | 0.0001152 | 0.00012629 | 0.00012591 | 9.8294e-05 | 0.0001195 | 0.00011374 | 0.00010497 | 0.00012416 | 0.00012215 | 0.00014856 | 0.00011113 | 0.00011228 | 0.00013109 | 0.00013254 | 0.00010176 | 0.00010547 | 0.00010221 | 0.00011879 | 0.00012162 | 0.00012819 | 0.00012426 | 0.00010966 | 0.0001046 | 0.00012845 | 0.00011743 | 0.00012417 | 0.00011945 | 0.00013088 | 0.00012962 | 0.00012648 | 0.00012049 | 0.00013125 | 0.00016063 | 0.00012504 | 0.00014507 | 0.00013283 | 0.00011006 | 0.000132 | 0.00010284 | 0.00011757 | 0.00013353 | 0.00012699 | 0.00010821 | 0.00011532 | 0.00012791 | 0.00012058 | 0.00012941 | 0.00010038 | 0.00011329 | 0.00011959 | 0.00012002 | 0.00012742 | 0.00013744 | 0.00013328 | 0.0001278 | 0.00011878 | 0.00011411 | 0.000125 | 0.00011045 | 0.0001245 | 0.00014702 | 0.00011486 | 0.00011524 | 0.00012272 | 0.00013307 | 0.00011727 | 0.00011258 | 0.0001272 | 0.00011043 | 0.00011935 | 0.00011828 | 0.00011498 | 0.00011334 | 0.00011482 | 0.00013276 | 0.00010673 | 0.000128 | 0.00011943 | 0.00011127 | 0.0001128 | 0.00011001 | 0.00011711 | 0.0001496 | 9.8575e-05 | 0.00013548 | 0.00012361 | 0.00011835 | 0.0001313 | 0.00012634 | 0.00011882 | 0.00012029 | 0.00010656 | 0.00012935 | 0.00012063 | 0.00011794 | 0.00012458 | 0.0001131 | 0.00012835 | 0.00011837 | 0.00012773 | 0.00011467 | 0.00011402 | 0.00012514 | 0.0001198 | 0.00011398 | 0.00010512 | 0.00014206 | 0.00012568 | 0.00012439 | 0.00013107 | 0.0001264 | 0.00013785 | 0.00012758 | 0.0001174 | 0.00015174 | 0.00010907 | 0.00013111 | 0.00011662 | 0.00012447 | 0.00014641 | 0.00011475 | 0.00010997 | 0.00013352 | 0.00013437 | 0.00011496 | 0.00010462 | 0.00012725 | 0.00010246 | 0.0001143 | 0.00011325 | 0.00011862 | 0.00011875 | 0.00012804 | 0.00011037 | 0.00012396 | 0.00012291 | 0.00013968 | 0.00012417 | 0.00012306 | 0.00012632 | 0.00011847 | 0.00010898 | 0.00012429 | 0.00010082 | 0.00014201 | 0.00013193 | 0.00012244 | 0.00013021 | 0.00010362 | 0.00014427 | 0.00012912 | 0.000125 | 0.00010005 | 0.00012792 | 0.00013171 | 0.00010187 | 0.00012498 | 0.00011988 | 0.00012777 | 0.00013149 | 0.00012491 | 0.00010644 | 8.7107e-05 | 0.000119 | 0.00012811 | 0.00011502 | 0.00013138 | 0.00012067 | 0.00011939 | 0.00013055 | 0.00012633 | 0.00011893 | 9.3661e-05 | 0.00010976 | 0.00011554 | 0.00012416 | 0.00011839 | 0.000121 | 0.00012916 | 0.00012492 | 0.00011005 | 0.00010512 | 0.00010511 | 0.000124 | 0.00013231 | 0.00013579 | 0.0001184 | 0.00011381 | 0.00012046 | 0.00012793 | 0.00012399 | 0.00013035 | 0.00013741 | 0.0001273 | 0.00012209 | 0.00011383 | 0.00010654 | 0.00011957 | 0.00012114 | 0.00013132 | 0.00012557 | 0.00010995 | 0.00011686 | 0.00014935 | 0.00011549 | 0.00012626 | 0.00012152 | 0.00013064 | 0.00012116 | 0.00011615 | 0.00012891 | 0.00011628 | 0.00013771 | 0.00011802 | 0.00012121 | 0.00011803 | 0.00012979 | 0.0001271 | 0.00011847 | 0.00012525 | 0.0001289 | 0.00012418 | 0.00010934 | 0.00012838 | 0.00012119 | 0.00011288 | 0.00011632 | 0.00011686 | 0.0001189 | 0.00012616 | 0.00012907 | 0.00014647 | 0.00010683 | 0.0001254 | 0.00013838 | 0.00013285 | 0.00011766 | 0.00011198 | 0.00011711 | 0.00011249 | 0.00011354 | 0.00010342 | 0.00011302 | 0.00011067 | 0.00010831 | 0.00014286 | 0.00012181 | 0.00012357 | 0.00014669 | 0.00011859 | 0.00012741 | 0.00011657 | 0.00013057 | 0.00010619 | 0.00013612 | 0.00014046 | 0.00010978 | 0.00011389 | 0.00012818 | 0.00010996 | 0.00011909 | 0.00010074 | 0.00010379 | 0.00013255 | 0.00014214 | 0.00011437 | 0.00012294 | 0.00013429 | 0.0001241 | 0.00012923 | 0.00013597 | 9.9917e-05 | 0.00011796 | 0.00012393 | 0.00012466 | 0.00010928 | 0.00011936 | 0.00010376 | 0.000114 | 0.00011593 | 0.00011818 | 0.00012038 | 0.00012048 | 0.00011855 | 0.00012624 | 0.00012683 | 0.00011887 | 0.00011751 | 0.00013566 | 0.00011989 | 0.00012161 | 0.00011045 | 9.9825e-05 | 0.00011821 | 0.0001306 | 0.00011858 | 0.00012632 | 0.00012312 | 0.00013438 | 0.00012888 | 0.00010685 | 9.6243e-05 | 0.00012282 | 0.00013328 | 0.00011794 | 0.00013344 | 0.00011723 | 0.00010796 | 0.00012043 | 0.00012735 | 0.00012206 | 0.00012014 | 0.00012166 | 9.6056e-05 | 0.00011114 | 0.00012834 | 0.00011435 | 0.00011581 | 0.00012584 | 0.00011458 | 0.00012758 | 0.00011541 | 0.00013287 | 0.00012936 | 0.00010536 | 0.0001199 | 0.00012054 | 9.5306e-05 | 0.00010968 | 0.00011295 | 0.0001039 | 0.00011767 | 0.00012907 | 0.0001339 | 0.00010968 | 0.00010352 | 0.00011226 | 0.0001271 | 0.00010402 | 0.00013268 | 0.00012749 | 0.00011252 | 0.00013326 | 0.00011358 | 0.00014401 | 0.00012083 | 0.0001149 | 0.000122 | 0.00011737 | 0.00012502 | 0.00012922 | 0.00011382 | 0.00012134 | 0.00012366 | 0.00012189 | 0.00012841 | 0.00010343 | 0.00011448 | 0.00013074 | 0.00012019 | 0.00012221 | 0.00011791 | 0.00012717 | 0.00011084 | 0.0001094 | 0.00013252 | 0.00012512 | 0.00011843 | 0.00013521 | 0.00012744 | 0.00011292 | 0.00013011 | 0.00013927 | 0.00010717 | 0.00012025 | 0.00012659 | 0.00012683 | 0.00012606 | 0.00014337 | 0.00012721 | 0.00013247 | 0.00012267 | 0.00013218 | 0.00012955 | 0.00012321 | 0.0001196 | 0.00011088 | 0.0001108 | 0.00013329 | 0.00013578 | 0.00011828 | 0.00012197 | 8.9231e-05 | 0.00012006 | 0.0001424 | 9.2319e-05 | 0.00012147 | 0.00011778 | 0.00012597 | 0.00012659 | 0.00012494 | 0.00011714 | 0.00014818 | 0.00010601 | 0.00011105 | 0.0001328 | 0.00011961 | 0.00011174 | 0.00010236 | 0.00011786 | 0.00012158 | 0.00013134 | 0.00012621 | 0.00012557 | 0.00010307 | 0.00012511 | 0.00012591 | 0.00012501 | 0.00014138 | 0.00010888 | 0.00013204 | 0.00010962 | 0.00010591 | 0.00011211 | 0.00013369 | 0.0001218 | 0.00011538 | 0.00011662 | 0.00012325 | 0.00010461 | 0.00012326 | 0.0001036 | 0.00013055 | 0.00011955 | 0.00010233 | 0.00012607 | 0.00011128 | 0.00010692 | 0.00011662 | 0.00011886 | 0.00011444 | 0.00013811 | 0.00010742 | 0.0001195 | 0.00011373 | 0.00013849 | 0.00010957 | 0.0001176 | 0.00010495 | 0.0001258 | 0.00012456 | 0.00012465 | 0.00012272 | 0.00012137 | 0.00014682 | 0.0001271 | 0.00012648 | 0.00013817 | 0.0001275 | 0.00010603 | 0.00013363 | 0.00011835 | 0.00013312 | 0.00010706 | 0.00011345 | 0.00010542 | 0.00011507 | 0.00010914 | 0.00012692 | 0.00013072 | 0.00013927 | 0.00011215 | 0.00011109 | 0.00012371 | 0.00011191 | 0.00013812 | 0.00012914 | 0.00011518 | 0.0001351 | 0.00012721 | 0.00012252 | 0.00013852 | 0.00011795 | 0.00014424 | 0.00011816 | 0.00011971 | 0.00012862 | 0.00012201 | 0.00011843 | 0.00012667 | 0.00012549 | 0.00011251 | 0.00012529 | 0.00010939 | 0.0001403 | 8.9309e-05 | 0.00014738 | 0.00011252 | 0.00012422 | 0.00012595 | 0.00012874 | 0.00014799 | 0.00011115 | 0.00011478 | 0.00012467 | 0.00013524 | 0.00015902 | 0.00012717 | 0.00012031 | 0.00013946 | 0.0001345 | 0.0001261 | 9.087e-05 | 0.00011905 | 0.00011407 | 0.00013712 | 0.00013873 | 0.00011582 | 0.00012057 | 0.000113 | 0.00012953 | 0.00010503 | 0.00011015 | 0.00011245 | 0.00013205 | 0.00011944 | 0.00011526 | 0.00011081 | 0.0001241 | 0.00011256 | 0.00012841 | 0.00013263 | 0.00011364 | 0.00012725 | 0.00014938 | 0.00012024 | 0.00012155 | 0.00011079 | 0.00013823 | 0.00012605 | 0.00010425 | 9.9152e-05 | 0.00012617 | 0.00011989 | 0.00011788 | 0.00011854 | 0.00013467 | 0.00014367 | 0.0001463 | 0.0001445 | 0.00011137 | 0.00010434 | 0.00011784 | 0.00010967 | 0.00013593 | 0.00011706 | 0.00014485 | 0.00011407 | 0.00010136 | 0.00013156 | 0.00011202 | 0.00011434 | 0.0001106 | 0.00010686 | 0.00013696 | 0.00013645 | 0.00012917 | 0.00010949 | 0.00013341 | 0.00012113 | 0.00010831 | 0.00012762 | 0.00011466 | 0.00012188 | 0.00013007 | 0.00012308 | 0.0001246 | 0.00012094 | 0.00011409 | 0.00011918 | 0.00014612 | 9.5121e-05 | 0.00012881 | 0.00011948 | 0.00012057 | 0.00011776 | 0.00013305 | 0.00013196 | 0.00012332 | 0.00011506 | 0.00011997 | 0.000126 | 0.00012482 | 0.00013479 | 0.00014201 | 0.00010356 | 0.00012075 | 0.00013566 | 0.00013701 | 0.00012604 | 9.9332e-05 | 0.00011425 | 0.00011954 | 9.4285e-05 | 0.00011607 | 0.00012185 | 0.00013869 | 0.00011219 | 0.00012867 | 0.00010004 | 0.00011188 | 0.00012583 | 0.00011332 | 0.00011427 | 0.00012995 | 0.00011132 | 0.00010335 | 0.00012552 | 0.00013327 | 0.00014202 | 9.1616e-05 | 0.00011594 | 0.00011106 | 0.00012836 | 0.00012619 | 0.00011494 | 0.00013131 | 0.00014415 | 0.0001154 | 0.00011659 | 0.00010381 | 0.00012479 | 0.00011508 | 0.00012747 | 0.00011649 | 0.00012378 | 0.00011041 | 0.00011437 | 0.00013164 | 0.00013897 | 0.00012716 | 0.00011953 | 0.00012793 | 0.0001071 | 0.00011057 | 9.9046e-05 | 0.00013335 | 0.00013829 | 0.00012065 | 0.00011143 | 0.00014127 | 9.0398e-05 | 0.00011005 | 0.00011027 | 0.00012076 | 0.00012461 | 0.00014996 | 0.00013266 | 0.00012026 | 0.00013623 | 9.6729e-05 | 0.00010701 | 0.00012369 | 0.0001224 | 0.00013131 | 0.00014115 | 0.00012176 | 0.00010905 | 0.00011605 | 0.00010389 | 0.00012049 | 0.0001321 | 0.00013426 | 0.00010225 | 0.0001187 | 0.00011154 | 0.00010491 | 0.00011945 | 0.00013418 | 0.00011544 | 0.00012964 | 0.00010957 | 0.00012568 | 0.0001077 | 0.00010404 | 0.00013425 | 0.00012867 | 0.00011741 | 0.00012824 | 0.00010453 | 9.916e-05 | 0.00010313 | 0.00011119 | 0.00010368 | 0.00011269 | 0.00011378 | 0.00011551 | 0.00011391 | 0.00013173 | 0.00011887 | 0.00012936 | 0.00011936 | 0.0001351 | 8.7727e-05 | 0.00010648 | 0.00010763 | 0.00013263 | 0.00010555 | 0.00012222 | 0.00012792 | 0.00012752 | 0.00011796 | 0.00011037 | 9.2502e-05 | 0.00011636 | 0.00013113 | 0.00010949 | 0.00011139 | 0.00011119 | 0.00012101 | 0.0001315 | 0.00012542 | 0.00010644 | 0.0001369 | 0.00011071 | 0.00013253 | 9.9551e-05 | 0.0001184 | 9.9266e-05 | 0.00011941 | 0.00011915 | 0.000102 | 0.00012974 | 9.7935e-05 | 0.00011975 | 0.00011958 | 0.00014345 | 0.00012738 | 9.6847e-05 | 0.00012527 | 0.00011709 | 0.00011125 | 0.00011939 | 0.0001236 | 0.00011418 | 0.00011831 | 0.00012913 | 0.00012985 | 0.0001098 | 0.00012653 | 0.00013757 | 0.00012167 | 0.0001346 | 0.0001457 | 0.00013263 | 0.00011331 | 0.00013339 | 0.00011968 | 0.00011444 | 0.00012275 | 0.00012394 | 0.00011097 | 0.00011449 | 9.6557e-05 | 0.00011913 | 0.00011519 | 0.00013248 | 0.00013212 | 0.00013995 | 0.00011326 | 0.00010965 | 9.8119e-05 | 0.00010642 | 8.4233e-05 | 0.00012441 | 0.00013998 | 0.00011429 | 0.00013451 | 0.00010291 | 0.00014562 | 0.00010866 | 0.00012279 | 0.00013273 | 0.00012817 | 0.00010596 | 0.00010801 | 0.000119 | 0.00012747 | 0.00012902 | 0.00012787 | 0.00011592 | 0.00013603 | 0.00012698 | 9.9839e-05 | 0.00011108 | 0.00012644 | 0.000131 | 0.00012795 | 0.00010215 | 0.00012247 | 0.00010325 | 0.00012288 | 0.0001364 | 9.3977e-05 | 0.00013282 | 0.00012055 | 0.00013661 | 0.00013299 | 0.00012642 | 0.00013366 | 0.00011562 | 9.9442e-05 | 0.00012767 | 0.00011635 | 0.0001383 | 0.00011916 | 0.0001112 | 0.0001252 | 0.00013999 | 0.0001262 | 0.00013042 | 0.00011508 | 9.8695e-05 | 9.2296e-05 | 0.00012761 | 0.00011804 | 0.00012793 | 0.00012323 | 0.00010521 | 0.00013225 | 0.00013988 | 0.00012705 | 0.00013573 | 0.00011098 | 0.00011784 | 0.00010898 | 0.00011606 | 0.00012946 | 0.00013069 | 0.00012871 | 0.00011837 | 0.00011622 | 0.00010579 | 0.00011437 | 0.00011777 | 0.00011778 | 0.00013965 | 0.00011555 | 0.00011633 | 0.0001188 | 0.00013768 | 0.00012073 | 0.00013709 | 0.00011518 | 0.00012967 | 0.00014021 | 0.00011131 | 0.00011872 | 0.00011711 | 0.0001107 | 0.0001245 | 0.00013602 | 0.00013281 | 0.00014614 | 0.00011946 | 0.00013708 | 0.00012518 | 0.00011738 | 0.00010271 | 0.00012708 | 0.00012892 | 0.00010411 | 0.00011463 | 0.00011492 | 0.0001225 | 0.00012146 | 0.00011531 | 0.00013235 | 0.00013013 | 0.00010606 | 0.00011523 | 0.00012405 | 0.00011229 | 0.00011818 | 0.00012441 | 9.8568e-05 | 0.00011858 | 0.00012341 | 0.00013134 | 0.00011418 | 0.0001177 | 0.00011288 | 0.00013399 | 0.00010693 | 0.00013668 | 0.00012582 | 0.00011926 | 0.00014905 | 0.00012148 | 0.0001301 | 0.00010487 | 9.6205e-05 | 0.00013107 | 0.00014586 | 0.00013267 | 0.00014073 | 0.00010845 | 0.00011931 | 0.00012248 | 0.00010865 | 0.00013137 | 0.00011881 | 0.00012622 | 0.00011179 | 0.00014024 | 0.00012671 | 0.00012181 | 0.00011247 | 0.00011739 | 0.0001019 | 0.00012182 | 0.0001098 | 0.00010748 | 0.00012259 | 0.00010609 | 0.00010738 | 0.00012384 | 0.00014177 | 0.00013543 | 0.00013458 | 0.00011529 | 0.00012679 | 0.00010658 | 0.00011285 | 0.00012354 | 0.00012021 | 0.00012544 | 0.00013206 | 0.00014061 | 0.00011366 | 0.00013748 | 0.00013512 | 0.00013552 | 0.00014977 | 0.00011725 | 0.00012616 | 0.00012044 | 0.00011788 | 0.00011185 | 0.0001189 | 0.00010455 | 0.00012933 | 0.00011191 | 0.00010525 | 0.00013079 | 0.00010865 | 0.00011316 | 0.0001139 | 0.00012276 | 0.00012177 | 0.00011817 | 0.00011927 | 0.0001362 | 0.00012781 | 0.00013492 | 0.00012735 | 0.00013087 | 9.9733e-05 | 9.0643e-05 | 0.00010794 | 0.00011324 | 0.00011506 | 0.00010692 | 0.00011319 | 0.00012503 | 0.00011256 | 0.00013225 | 9.7921e-05 | 0.00013352 | 0.00013236 | 0.00012429 | 0.00012417 | 0.00013342 | 0.00010749 | 0.00011282 | 0.00011099 | 0.00011556 | 0.00012609 | 0.00013401 | 9.7928e-05 | 0.0001101 | 0.00011404 | 0.00013392 | 0.00012278 | 0.00011118 | 0.00013878 | 0.00011851 | 0.00011865 | 0.0001233 | 0.00010705 | 0.00012163 | 0.00012509 | 0.00010835 | 0.00011366 | 0.00012089 | 0.00014103 | 0.00012388 | 0.00012659 | 0.0001104 | 0.00014356 | 9.0941e-05 | 9.6461e-05 | 0.00011879 | 0.00011061 | 0.00011751 | 0.00012418 | 0.00013074 | 0.00011134 | 0.00011456 | 0.00012412 | 0.00011971 | 0.00013323 | 0.00011603 | 0.00010796 | 0.00010585 | 0.00014081 | 0.00012615 | 0.00011022 | 9.7801e-05 | 0.00011541 | 0.00012189 | 0.00011599 | 0.00010321 | 0.00011593 | 0.00012635 | 0.00012939 | 0.00012561 | 0.00010113 | 0.00014065 | 0.00013079 | 0.00012246 | 0.00011568 | 0.00013181 | 0.00013136 | 0.00011597 | 0.00012987 | 0.00013157 | 0.00012369 | 0.00010249 | 0.00014326 | 0.00011822 | 0.00012794 | 0.0001262 | 0.00012191 | 0.00012531 | 0.00011061 | 0.00014589 | 0.0001186 | 0.00011719 | 0.00012091 | 0.00010248 | 0.00011142 | 0.00012227 | 0.00011585 | 0.00010588 | 0.00010691 | 0.00010521 | 0.00014218 | 0.00011168 | 0.0001112 | 0.00013433 | 0.00013391 | 0.00012689 | 0.00012054 | 0.00012291 | 0.00012095 | 0.00011143 | 0.00010839 | 0.00011888 | 0.00013501 | 0.00012768 | 0.00011618 | 0.00012775 | 0.00011613 | 0.00011753 | 0.00011621 | 0.00012121 | 0.00013215 | 0.00013462 | 0.00010406 | 0.00010533 | 0.00012769 | 0.00012086 | 0.00013203 | 0.00013196 | 0.00012834 | 0.00011147 | 0.00013543 | 0.00012207 | 0.00010547 | 0.0001076 | 0.00010717 | 0.00011945 | 0.00013022 | 0.00011772 | 0.00012451 | 0.00011717 | 0.00012923 | 9.8415e-05 | 9.4412e-05 | 0.00012721 | 0.00012366 | 0.00011012 | 0.0001301 | 0.00011287 | 0.00011836 | 0.00014306 | 0.00011485 | 0.0001035 | 0.00012038 | 0.00013609 | 0.00011244 | 0.00012714 | 0.00013438 | 0.00012814 | 0.00010888 | 0.00012714 | 0.00011846 | 0.00010147 | 0.00010666 | 0.0001226 | 0.00013086 | 0.00011414 | 0.00011582 | 0.00010608 | 9.5128e-05 | 0.00012768 | 0.00011987 | 0.0001278 | 0.00012726 | 0.00015206 | 0.00011161 | 0.00012889 | 0.00010966 | 0.00012454 | 0.00011149 | 0.00012126 | 0.00011493 | 0.00011262 | 0.00011522 | 0.00012523 | 0.00011436 | 0.00011791 | 0.00011508 | 0.00012823 | 0.00012125 | 0.00014636 | 0.00012327 | 0.00012124 | 0.00013477 | 0.00012834 | 0.00010786 | 0.00010391 | 0.00012889 | 0.00013244 | 0.00011793 | 0.00012846 | 0.00012502 | 0.00011098 | 0.00012357 | 0.0001415 | 0.00012195 | 0.00012172 | 0.00010876 | 0.00011228 | 0.00015323 | 0.00014288 | 0.00012259 | 0.00012249 | 9.5542e-05 | 9.9648e-05 | 0.00013851 | 0.00014469 | 0.00013737 | 0.0001315 | 0.00011447 | 0.00011983 | 0.00011388 | 0.00012888 | 0.00012138 | 0.00012069 | 0.0001012 | 0.00011403 | 0.00011844 | 0.00011699 | 0.0001233 | 0.0001198 | 0.0001498 | 0.00013029 | 0.00010183 | 0.00013091 | 0.00012474 | 0.00012107 | 9.9914e-05 | 0.00013521 | 0.00012851 | 0.00013116 | 0.00012649 | 0.00011124 | 0.00010665 | 0.00011655 | 0.00013013 | 0.00011426 | 0.00013139 | 0.00013713 | 0.00012181 | 0.00012417 | 0.00011238 | 0.00012015 | 0.00011755 | 0.00013192 | 0.00011732 | 0.00013527 | 0.00011658 | 0.00010839 | 0.00011472 | 0.00011714 | 0.00011379 | 0.0001192 | 0.00012772 | 0.00011019 | 0.00012078 | 0.00011212 | 0.000126 | 0.00011856 | 0.00014166 | 0.00010788 | 0.00013233 | 0.00013187 | 0.00012876 | 0.00011465 | 0.00012064 | 0.00013073 | 0.00013494 | 0.00011752 | 0.00013516 | 0.00011389 | 0.00010771 | 0.00010327 | 0.00012653 | 0.00012607 | 0.0001402 | 0.00011233 | 9.8672e-05 | 0.00012376 | 0.00011696 | 0.00011378 | 0.00012022 | 0.00010588 | 0.00011846 | 0.00014078 | 0.00012647 | 9.7718e-05 | 0.00014561 | 0.00012699 | 0.00010768 | 0.00011953 | 9.0967e-05 | 0.00014625 | 0.00013254 | 0.00011832 | 9.3006e-05 | 0.00013668 | 0.00012868 | 0.00012259 | 0.0001259 | 0.00011257 | 0.00012103 | 0.00010488 | 0.00012843 | 0.00012042 | 0.00011345 | 0.0001252 | 0.00012201 | 0.00011473 | 0.0001302 | 0.00010031 | 0.00011871 | 0.00011713 | 0.00011303 | 0.00011245 | 0.00012159 | 0.00013855 | 0.00011731 | 0.0001089 | 0.00013779 | 0.00013118 | 0.00012271 | 0.00011887 | 0.00013635 | 0.00012228 | 9.4689e-05 | 0.00010203 | 0.00012181 | 0.00014017 | 0.00011735 | 0.00012407 | 0.00011659 | 0.00011581 | 0.00013494 | 0.00012786 | 0.00011312 | 0.00013806 | 0.00011417 | 0.00012263 | 0.00012647 | 0.0001103 | 0.00012447 | 0.00012422 | 0.00011444 | 0.00012438 | 0.00012709 | 0.00014396 | 0.00011374 | 0.00011929 | 0.00011727 | 0.0001224 | 0.00012579 | 0.00011111 | 0.0001242 | 0.00012794 | 0.0001362 | 0.00011503 | 0.00011935 | 0.00011415 | 0.00010307 | 0.00013124 | 0.00013069 | 0.00011669 | 0.00011761 | 0.00010866 | 0.00013306 | 0.00014005 | 0.00010755 | 0.00012508 | 0.00013842 | 0.00011102 | 0.00012619 | 0.0001196 | 0.00010706 | 0.00010804 | 0.000145 | 0.00011804 | 0.00012535 | 0.00011805 | 0.00013955 | 0.00011611 | 0.00010817 | 0.00011689 | 0.00013846 | 0.00010978 | 0.00011551 | 0.00010358 | 0.00012827 | 0.00012863 | 0.00011393 | 0.0001076 | 9.8111e-05 | 0.00012422 | 0.00010651 | 0.00010983 | 0.0001124 | 0.00010545 | 0.00011991 | 0.00012162 | 0.00012921 | 0.00012828 | 0.00011732 | 0.00012117 | 0.0001354 | 0.00013326 | 0.00011286 | 0.00012677 | 9.8372e-05 | 0.0001211 | 0.00012466 | 0.00010667 | 0.00012467 | 0.00010656 | 0.00014116 | 0.00012319 | 0.00011552 | 0.00013587 | 0.00013362 | 0.00011859 | 0.00011403 | 0.00011053 | 0.00012317 | 0.0001189 | 0.00010877 | 0.00012257 | 0.00010507 | 0.00012111 | 0.00010942 | 0.0001517 | 0.00012068 | 0.0001407 | 0.00012855 | 0.00010598 | 0.00011001 | 0.00011814 | 0.00013169 | 0.0001092 | 0.00013743 | 0.0001095 | 0.00012134 | 9.5256e-05 | 0.00012077 | 0.00011415 | 0.00012779 | 0.00012311 | 0.00013694 | 0.00013633 | 0.00012484 | 0.0001231 | 0.00011396 | 0.0001215 | 0.00011909 | 0.00012158 | 0.00011756 | 0.00010217 | 0.00012676 | 0.00011922 | 0.00010351 | 0.00014283 | 0.00010499 | 0.0001176 | 0.00011548 | 0.00012816 | 0.0001022 | 0.00010846 | 9.2779e-05 | 0.0001142 | 0.00013025 | 0.00013599 | 0.00012406 | 0.00011769 | 0.00011628 | 0.00010878 | 0.00011817 | 0.00010625 | 0.0001121 | 8.5357e-05 | 0.00010793 | 0.00012134 | 0.00012427 | 0.00010789 | 0.00013531 | 0.00012356 | 0.00013135 | 0.00011397 | 0.00012219 | 0.00011592 | 0.00013418 | 0.00015706 | 0.00011741 | 0.00013016 | 0.00011356 | 0.00013543 | 0.00011027 | 0.00012498 | 0.00012144 | 0.00014136 | 0.00012486 | 0.00011454 | 0.00013038 | 0.00011574 | 0.00011385 | 0.00010729 | 0.00014246 | 0.00010957 | 0.00012404 | 0.00011864 | 0.00010269 | 0.00012323 | 0.00014285 | 0.00011701 | 0.00011979 | 0.00011356 | 0.00012318 | 0.0001186 | 0.00013118 | 0.00014112 | 0.0001269 | 0.00011494 | 0.00010694 | 0.00011656 | 0.00012349 | 0.00012854 | 0.00011717 | 0.00010655 | 0.00013567 | 0.00013293 | 0.00011626 | 0.00011627 | 0.00011914 | 0.00012391 | 7.8829e-05 | 0.00012626 | 0.00013664 | 0.00011609 | 0.00013486 | 9.3602e-05 | 0.00011608 | 0.00014105 | 0.00010922 | 0.00011634 | 0.00012594 | 0.00012859 | 0.00011709 | 0.00014214 | 0.00012735 | 0.00015074 | 0.00010927 | 0.00014284 | 0.00012942 | 0.00011768 | 0.00012272 | 0.00013897 | 0.000105 | 0.00014191 | 0.00014674 | 0.00010978 | 0.0001024 | 0.00011723 | 0.00011596 | 9.4186e-05 | 0.00010728 | 0.00010307 | 0.00013532 | 0.00012557 | 0.00013423 | 0.00011481 | 0.00012332 | 0.0001115 | 0.0001232 | 0.00013334 | 0.00012302 | 0.00011727 | 0.00010581 | 0.00010986 | 0.00014353 | 0.00012341 | 0.00011479 | 9.9922e-05 | 0.00013183 | 0.00011336 | 0.000123 | 0.00013018 | 0.00012351 | 0.00011688 | 0.00012692 | 0.00015518 | 0.00012702 | 0.00013018 | 0.00011028 | 0.0001122 | 0.0001201 | 0.00013839 | 0.0001187 | 0.00013846 | 0.00011595 | 0.00012096 | 0.00013248 | 0.00014259 | 0.00011588 | 0.00010422 | 0.00014125 | 0.00010084 | 0.00013782 | 0.00011016 | 0.00012708 | 0.00012669 | 0.00013271 | 0.00013988 | 0.00012385 | 0.00012233 | 0.00011086 | 0.00011731 | 0.00012919 | 0.00013361 | 0.00010888 | 0.00011542 | 0.00011903 | 0.00014021 | 0.00010365 | 0.0001242 | 0.00012134 | 0.00011377 | 0.00012209 | 9.8743e-05 | 0.00012466 | 0.00013095 | 0.00013698 | 0.00011357 | 0.00011876 | 0.00011427 | 0.00010828 | 0.00012733 | 0.00013635 | 0.00012512 | 0.00012549 | 0.00010146 | 0.00013125 | 0.00011445 | 0.00013785 | 0.00013432 | 0.0001419 | 0.00011748 | 0.00011006 | 0.0001124 | 0.0001307 | 0.00010723 | 0.00010618 | 0.00011276 | 0.00012093 | 0.00011509 | 0.00010999 | 0.0001099 | 0.00014025 | 0.00013151 | 0.0001291 | 0.00013093 | 0.00011774 | 0.00011751 | 0.00014335 | 0.00011656 | 0.00011904 | 8.5638e-05 | 0.00010881 | 0.00011461 | 0.00013012 | 0.00012709 | 0.00013459 | 0.00012442 | 9.7369e-05 | 9.3264e-05 | 0.00011247 | 0.00011284 | 0.00010106 | 0.00013387 | 0.00014922 | 0.00011519 | 0.00013372 | 0.00012072 | 0.00012536 | 0.00013777 | 0.000115 | 0.00011772 | 0.00012447 | 0.00012421 | 0.00013024 | 0.00013253 | 0.00012521 | 0.00011609 | 0.00013237 | 0.00012232 | 0.00013083 | 0.00013158 | 0.00011493 | 0.00013019 | 0.00012087 | 0.000118 | 0.00013136 | 0.00012208 | 0.00010337 | 0.00012613 | 0.00012222 | 0.00012893 | 0.00012336 | 0.00013755 | 0.0001215 | 0.00012368 | 0.00012182 | 0.0001421 | 0.00011743 | 0.00012306 | 0.00012886 | 0.00011936 | 0.00012049 | 0.0001256 | 0.00013361 | 0.00013109 | 0.00012287 | 0.00011204 | 0.00011051 | 0.00011585 | 0.00012881 | 0.00013596 | 0.00012817 | 0.00011182 | 0.0001113 | 0.00011679 | 0.00011156 | 0.00012623 | 0.00010966 | 0.00012422 | 0.0001353 | 0.00013547 | 0.00011606 | 0.00011055 | 0.00013479 | 0.00012529 | 0.00012385 | 0.00013131 | 0.00013216 | 0.0001355 | 0.0001365 | 0.00010386 | 0.0001117 | 0.00011245 | 0.00012429 | 0.00012975 | 0.00011423 | 0.00011599 | 0.00013632 | 0.00013396 | 0.00013543 | 0.00011109 | 0.00011338 | 0.00011827 | 0.00012769 | 0.00010969 | 0.00012922 | 0.00012849 | 0.00011636 | 0.00012309 | 0.0001168 | 0.00012352 | 0.00012105 | 0.00010996 | 0.00013607 | 0.00013027 | 0.0001302 | 0.00012028 | 0.00011561 | 0.00010632 | 0.00013992 | 0.00011817 | 0.00012077 | 0.00011433 | 0.00012555 | 0.0001285 | 0.00010895 | 0.00011717 | 0.00012681 | 0.00012514 | 0.00011503 | 0.00013087 | 0.00012802 | 0.00011929 | 0.00012728 | 0.00011593 | 0.00013927 | 0.00013745 | 0.00012376 | 0.00011624 | 0.00012769 | 0.00011709 | 0.00012954 | 0.00015153 | 0.00012427 | 0.00011223 | 0.0001207 | 0.00012959 | 0.00014564 | 0.00011714 | 0.00012213 | 8.6373e-05 | 0.00013897 | 0.00012406 | 0.00014872 | 0.00013536 | 0.00011149 | 0.00012285 | 0.00013651 | 0.00012272 | 0.00013601 | 0.00010733 | 0.0001178 | 0.00011847 | 0.00013781 | 0.00011193 | 0.00013935 | 0.00012797 | 0.00010066 | 0.00010312 | 0.000138 | 0.0001081 | 0.00012772 | 0.00012595 | 0.00012202 | 0.00013265 | 0.00010504 | 9.2176e-05 | 0.00011349 | 0.00013423 | 0.00011889 | 9.3543e-05 | 0.00014006 | 0.00013683 | 0.00011663 | 0.00011436 | 9.9619e-05 | 0.00011751 | 0.00011941 | 0.00012471 | 0.0001244 | 0.00012078 | 0.00011182 | 0.00010786 | 0.00012092 | 0.00012347 | 0.00012667 | 0.00013595 | 0.00011562 | 0.00011027 | 0.00011917 | 9.4664e-05 | 0.00013879 | 0.00013924 | 0.0001179 | 0.00012883 | 0.00011285 | 9.38e-05 | 0.00010966 | 9.216e-05 | 0.00014307 | 0.00011677 | 0.00011275 | 0.00011806 | 0.00010838 | 0.00011478 | 0.00012646 | 0.00010479 | 0.00011378 | 0.00013303 | 0.00013195 | 0.00011803 | 0.00014831 | 0.00011998 | 0.00010886 | 0.00010554 | 0.00011757 | 0.00011268 | 0.00011046 | 0.00011283 | 0.00011661 | 0.00012386 | 0.00011435 | 0.00012856 | 0.00010524 | 0.000126 | 9.8994e-05 | 0.00011211 | 0.0001358 | 0.0001253 | 8.7895e-05 | 0.00011831 | 0.0001104 | 0.00013162 | 0.00013745 | 0.00010055 | 0.00012784 | 0.00012266 | 0.00013719 | 0.00010761 | 0.00011493 | 0.00012033 | 0.00013225 | 0.00015063 | 0.00012141 | 0.00013459 | 0.00011601 | 0.00010906 | 0.00011805 | 0.00011293 | 0.00011941 | 0.00011293 | 0.00011192 | 0.00013801 | 0.00010363 | 0.00013713 | 0.00012962 | 0.00010909 | 0.0001095 | 0.00012192 | 0.00011994 | 0.00013884 | 0.00012266 | 0.00013275 | 9.9951e-05 | 0.00010473 | 0.00010718 | 0.00012438 | 0.00011378 | 0.00011648 | 0.00014593 | 0.00013425 | 0.00011468 | 0.0001187 | 0.00012413 | 0.00011523 | 0.00012755 | 0.00012398 | 0.00010852 | 0.00011247 | 0.00010692 | 0.00012312 | 0.00010672 | 0.00012731 | 0.00014314 | 0.00010697 | 0.00012107 | 9.5285e-05 | 0.00011469 | 0.00014828 | 0.00013007 | 0.00011295 | 0.00011526 | 0.00012532 | 0.00010627 | 0.00011871 | 8.9807e-05 | 0.00012827 | 0.00012142 | 0.00010944 | 0.00011629 | 0.0001191 | 0.00011971 | 0.00011818 | 0.00012433 | 0.00010354 | 0.00013375 | 0.00013172 | 0.00014248 | 0.00014189 | 0.00012865 | 0.00012863 | 0.00012141 | 9.314e-05 | 0.00011386 | 0.00012794 | 0.00011715 | 0.00013549 | 0.00010062 | 9.5108e-05 | 0.00012702 | 0.00013916 | 0.00012165 | 0.00012832 | 0.00011703 | 0.00012992 | 0.00014659 | 0.00011315 | 0.00012837 | 0.00016027 | 0.00011585 | 0.00011734 | 0.00011209 | 0.00010302 | 0.00012818 | 0.00012015 | 0.00011634 | 0.0001198 | 0.00012393 | 0.00011824 | 0.00011261 | 0.00012241 | 0.00011482 | 0.00013547 | 0.00011308 | 0.00013746 | 0.00010926 | 0.00011836 | 0.00010534 | 0.00012971 | 0.00012314 | 0.00011306 | 0.00010949 | 0.00011263 | 0.00011707 | 0.00011274 | 0.00012065 | 0.00011926 | 0.00010765 | 0.00011485 | 0.0001106 | 0.00011193 | 0.00012934 | 0.00013153 | 0.00012616 | 0.00012041 | 0.00013548 | 0.00011302 | 0.00013466 | 0.00012986 | 0.0001227 | 9.7706e-05 | 0.00010932 | 0.0001429 | 0.00011429 | 0.0001193 | 0.00014764 | 0.00014128 | 0.00011531 | 0.00012183 | 0.00012411 | 0.00012841 | 0.00014207 | 0.00010034 | 0.00011054 | 0.0001235 | 0.00013117 | 0.00012818 | 0.00011633 | 0.00010827 | 0.00011458 | 0.000133 | 0.00010862 | 0.00013442 | 0.00012476 | 0.00013274 | 0.000145 | 0.00013431 | 0.00011119 | 0.00013623 | 0.00011135 | 0.00012046 | 0.00013622 | 0.00012924 | 0.00012807 | 0.00012673 | 0.00012007 | 0.00012311 | 0.00012344 | 0.00011757 | 0.00010938 | 0.00011597 | 0.00011362 | 0.00013327 | 0.00013689 | 0.00011138 | 0.00011861 | 0.00013873 | 0.00012056 | 0.00011164 | 0.0001298 | 0.00012625 | 0.0001245 | 0.00011114 | 0.00010651 | 0.00011863 | 0.00010397 | 0.00010679 | 0.00013152 | 0.00013021 | 0.00012602 | 0.00012267 | 9.7054e-05 | 0.00012692 | 0.00013312 | 0.00011732 | 9.4872e-05 | 0.00013727 | 0.00012163 | 0.00010758 | 0.00013247 | 0.00012315 | 0.00012 | 0.00011779 | 0.00013159 | 0.00013277 | 0.00011435 | 0.0001576 | 0.0001076 | 0.00010625 | 0.00013696 | 0.00012522 | 0.00011238 | 0.00011215 | 0.0001306 | 9.8882e-05 | 0.00011587 | 9.3852e-05 | 0.00011215 | 0.00012448 | 0.00011965 | 8.8422e-05 | 0.00015462 | 0.00011808 | 0.00012756 | 0.0001359 | 0.00013845 | 0.00012857 | 0.00012398 | 0.0001262 | 0.00012664 | 0.00013433 | 0.00012203 | 0.00012351 | 0.00013443 | 0.0001181 | 0.00012919 | 0.00012176 | 8.8326e-05 | 0.0001236 | 0.00014482 | 0.00013645 | 0.00011773 | 0.00011478 | 0.00011429 | 0.00013216 | 0.00010645 | 0.00011745 | 0.00011379 | 0.00011875 | 0.00010752 | 0.00011846 | 0.00012195 | 9.9319e-05 | 0.00012688 | 0.00013788 | 0.00010518 | 0.00014228 | 0.00011105 | 0.0001133 | 0.0001207 | 0.00014447 | 0.00011015 | 0.00014194 | 0.00011865 | 0.00010994 | 0.00012944 | 0.00010936 | 0.00013722 | 0.00010931 | 0.00011738 | 0.00010652 | 0.00011183 | 0.00012782 | 0.00010175 | 0.00012548 | 0.00012814 | 0.00013069 | 0.0001041 | 0.00013164 | 0.00013802 | 9.1085e-05 | 0.00011798 | 0.00010575 | 0.00011251 | 0.00011444 | 9.905e-05 | 0.00012333 | 0.0001114 | 0.00011836 | 0.00011735 | 0.00011231 | 0.00010781 | 0.00011486 | 0.00010637 | 0.00013686 | 0.00012535 | 0.00013832 | 0.00013815 | 0.00011292 | 0.00012921 | 0.00012371 | 0.00012339 | 0.00013949 | 0.00012641 | 0.00012282 | 0.00012788 | 0.00012251 | 0.00011054 | 0.00012395 | 0.00011099 | 0.00011051 | 0.00012312 | 0.00014165 | 0.00012252 | 0.00011341 | 0.00012062 | 0.00012729 | 0.00012523 | 0.00011874 | 0.00012943 | 0.00012895 | 0.00013441 | 0.00010554 | 0.00011983 | 0.00012856 | 0.00010781 | 0.00014904 | 0.0001325 | 0.00010201 | 0.00012692 | 0.00012686 | 0.00012599 | 0.00010382 | 0.0001137 | 0.00013184 | 0.00013796 | 0.00011232 | 0.00011623 | 0.00012686 | 0.00011981 | 0.00011252 | 0.00013696 | 0.00013447 | 0.00011508 | 0.00012571 | 0.00011287 | 0.00011875 | 0.00012446 | 0.00012417 | 0.00011733 | 0.00012687 | 0.00013 | 0.00013132 | 0.00013404 | 0.00012174 | 0.00012956 | 0.00012377 | 0.00013785 | 0.00012087 | 0.00012802 | 0.00010576 | 0.00012656 | 0.00011296 | 0.00011895 | 0.00013822 | 0.00012511 | 0.00012951 | 0.00012326 | 0.00011987 | 0.00012021 | 0.0001117 | 0.00011787 | 0.00012713 | 0.00011923 | 0.00011494 | 0.00010704 | 0.0001269 | 0.00010569 | 0.00012704 | 0.00011715 | 0.00012655 | 0.00012507 | 0.00011319 | 0.00011901 | 0.00012563 | 0.00011798 | 0.00011699 | 0.00013044 | 0.00011622 | 0.00011358 | 0.00011973 | 0.00011948 | 0.00011886 | 0.00013808 | 0.000132 | 0.00011534 | 0.00011411 | 0.00011404 | 0.00012065 | 0.00014884 | 0.00013208 | 0.00011055 | 0.00011414 | 0.00011338 | 0.00013368 | 0.00011721 | 0.00014 | 0.00010106 | 0.00013699 | 0.00011473 | 0.00011249 | 0.00013535 | 0.00011155 | 0.00012615 | 0.00013093 | 0.00011381 | 0.00012271 | 0.00012845 | 0.00012582 | 0.00012157 | 0.00011377 | 0.00010985 | 0.00015733 | 0.00011374 | 0.00011086 | 0.00013415 | 0.00012098 | 0.00011817 | 9.5759e-05 | 0.00011164 | 0.00012643 | 0.00011771 | 0.00012474 | 0.00013338 | 0.00012408 | 0.0001279 | 0.00013181 | 0.00012958 | 0.00013801 | 0.00014425 | 0.00011866 | 0.00010114 | 0.00012864 | 0.00012497 | 0.00013651 | 0.00011345 | 0.00012402 | 0.00011872 | 0.00011839 | 0.00011293 | 0.00011367 | 0.00012385 | 0.00011945 | 0.00013993 | 0.00010505 | 0.00013885 | 0.0001298 | 0.00011491 | 0.00013456 | 0.00012957 | 0.00013318 | 0.00011818 | 0.00010608 | 0.00012743 | 0.00012575 | 0.00012554 | 0.00011063 | 0.00010971 | 0.00012923 | 0.00011742 | 0.00011827 | 0.00010576 | 0.00013633 | 0.00011907 | 0.00014679 | 0.00014263 | 0.00012537 | 0.00011756 | 0.00013223 | 0.00012609 | 0.0001202 | 0.00012078 | 0.00014207 | 0.00011154 | 0.00012248 | 0.00013365 | 0.00012199 | 0.00013468 | 0.00010589 | 0.00011678 | 0.00012795 | 0.00013052 | 0.00010538 | 0.0001222 | 0.00010873 | 0.0001208 | 0.00011452 | 0.00012664 | 0.00010882 | 0.00012427 | 0.00013195 | 0.00012448 | 0.00013 | 0.00010716 | 0.00011557 | 0.00011387 | 0.00011451 | 0.00011393 | 0.00013505 | 0.00011615 | 0.00011799 | 0.00011671 | 0.00012865 | 0.00012512 | 0.00011038 | 0.00010954 | 0.00012598 | 0.00011802 | 0.00010957 | 0.00012065 | 0.00011613 | 0.00014106 | 0.00010885 | 0.00013191 | 9.9782e-05 | 0.00012948 | 0.00012116 | 0.00012199 | 0.00011367 | 0.00011481 | 0.0001276 | 0.00012219 | 0.00012409 | 0.00011877 | 0.00012252 | 0.00011979 | 0.00014024 | 0.0001026 | 0.00013689 | 0.00011734 | 0.00010639 | 0.00011683 | 0.00013418 | 0.00014408 | 0.00011409 | 0.00010825 | 0.00012191 | 0.00010732 | 0.00012617 | 0.00013522 | 0.00010612 | 0.00013242 | 0.00010538 | 0.00011588 | 0.00012072 | 0.0001393 | 0.00011925 | 0.00013399 | 0.00010849 | 0.00011725 | 0.00013037 | 0.00010789 | 0.00012445 | 0.00012334 | 0.00013155 | 7.421e-05 | 0.00010772 | 0.00012806 | 0.00013133 | 0.00011818 | 0.00011858 | 0.00011374 | 0.00012406 | 0.00013257 | 0.00014076 | 0.00010912 | 0.00012418 | 0.00010196 | 0.00013804 | 0.00014587 | 0.00011852 | 0.0001252 | 0.00012038 | 0.00011052 | 0.00011396 | 0.0001117 | 0.00012042 | 0.00011145 | 0.00011282 | 0.00013485 | 0.000113 | 0.00013526 | 8.8969e-05 | 0.00012555 | 0.00010927 | 0.00011194 | 0.00010268 | 0.00011505 | 0.00013141 | 0.00014136 | 0.00010076 | 0.00011353 | 0.00011946 | 0.00010158 | 0.00012339 | 0.00012734 | 0.00011606 | 0.00011987 | 9.8559e-05 | 0.00012766 | 0.00012237 | 0.000125 | 0.00011889 | 0.00011844 | 0.0001172 | 0.00011722 | 0.00010286 | 0.00013278 | 0.00011678 | 0.00010139 | 9.9488e-05 | 0.00014336 | 0.00012042 | 0.00010141 | 0.00011854 | 0.0001068 | 0.00011576 | 0.00012146 | 0.00010531 | 0.00013483 | 0.00010446 | 0.0001407 | 0.0001262 | 0.00011601 | 0.00014832 | 0.0001156 | 0.00012058 | 0.00010859 | 0.00012153 | 0.0001112 | 0.00013095 | 0.00013899 | 0.00012597 | 9.2899e-05 | 0.00012225 | 0.00012759 | 0.00011722 | 0.00011853 | 0.00011226 | 0.00012195 | 0.00011949 | 0.00013464 | 0.00010998 | 0.00011889 | 0.00010259 | 0.00011512 | 0.0001366 | 0.00012124 | 0.0001111 | 0.00011451 | 0.00011124 | 0.00011932 | 0.00010301 | 0.00011125 | 0.00011273 | 0.00012309 | 0.00013558 | 0.00012651 | 0.00012271 | 0.00010333 | 0.00011805 | 0.00010789 | 0.00014139 | 0.00012796 | 0.00012909 | 0.00010565 | 0.00012277 | 0.00011897 | 0.00013444 | 0.00011071 | 9.2099e-05 | 0.0001083 | 0.00013956 | 0.00012713 | 0.00012356 | 0.00013736 | 0.00011646 | 0.00012225 | 0.00010437 | 0.00012378 | 0.00011716 | 0.00013436 | 0.00012835 | 0.00011755 | 0.00013026 | 0.00011784 | 0.0001271 | 0.00012108 | 0.00013329 | 0.00013221 | 0.00010831 | 0.00012415 | 0.00011456 | 0.00011969 | 0.00011582 | 0.0001108 | 0.00012025 | 0.00011962 | 0.00011307 | 0.00013239 | 0.00010038 | 0.00011514 | 0.00012721 | 8.548e-05 | 0.00013446 | 0.00010587 | 0.00013803 | 0.00012032 | 0.00013624 | 0.00011105 | 0.00010887 | 0.00013171 | 0.00013456 | 0.00013257 | 0.00012564 | 0.00011917 | 0.00011323 | 0.00013515 | 0.00012068 | 9.891e-05 | 0.00011623 | 0.00010965 | 0.00011791 | 0.00011345 | 0.00013531 | 0.00011643 | 0.00014499 | 0.00014573 | 0.00012217 | 0.00010148 | 0.00013309 | 0.00012496 | 0.00010665 | 0.00011858 | 0.00011898 | 0.00011857 | 9.5619e-05 | 0.0001048 | 0.00010479 | 0.00011185 | 0.00013243 | 0.00012974 | 0.00010953 | 0.00011581 | 0.00011335 | 0.00012647 | 0.00013877 | 0.00012954 | 0.0001181 | 0.00011235 | 0.00012665 | 0.00011577 | 0.00013673 | 0.00014642 | 0.00010667 | 9.6067e-05 | 0.00010463 | 0.00011301 | 0.00012379 | 0.00012906 | 0.00012805 | 0.00011144 | 0.00012013 | 0.00014428 | 0.00011548 | 0.0001029 | 0.00010787 | 0.00010655 | 0.00012049 | 0.00011974 | 0.00011313 | 0.00013055 | 0.00011571 | 0.00011572 | 0.0001268 | 0.0001194 | 0.00012157 | 0.0001242 | 0.00011584 | 0.00013035 | 0.00011493 | 0.00012955 | 0.00012261 | 0.00012164 | 0.00011831 | 0.00010582 | 0.00011427 | 9.4838e-05 | 0.00012667 | 0.00012211 | 0.00011753 | 0.00013224 | 0.00011897 | 9.3023e-05 | 0.00012688 | 0.00011292 | 0.00012082 | 0.00011161 | 0.00013181 | 0.00013098 | 0.00012225 | 0.00012802 | 0.00012793 | 0.00012767 | 0.00013062 | 0.00012136 | 0.00013578 | 0.00010551 | 0.0001353 | 0.00012629 | 0.00011162 | 0.00012266 | 0.00011339 | 0.00013204 | 0.00012602 | 0.0001087 | 0.00011945 | 0.00010814 | 0.00012084 | 0.00010989 | 0.00012703 | 0.00011687 | 0.00014442 | 0.00010507 | 0.0001154 | 7.9056e-05 | 0.00013607 | 0.00011306 | 0.00013132 | 0.00014224 | 0.00012785 | 0.00012606 | 8.5459e-05 | 0.00013388 | 0.00012188 | 0.00013026 | 0.00012233 | 0.00013301 | 0.00011479 | 0.00011596 | 0.00010856 | 0.00011151 | 0.00010373 | 0.00012165 | 0.00012665 | 0.00012964 | 0.00013196 | 0.00011357 | 0.00013109 | 0.00010816 | 0.00013498 | 0.0001184 | 0.0001247 | 9.4906e-05 | 0.00012867 | 0.00012135 | 0.0001146 | 0.00013276 | 0.00010478 | 0.00013627 | 0.00013888 | 0.00011861 | 0.00013294 | 0.0001178 | 0.00012366 | 0.0001077 | 0.00012849 | 0.00010722 | 0.0001334 | 0.00013593 | 0.00012618 | 0.00011113 | 0.00011954 | 0.0001274 | 0.00011509 | 0.00011098 | 0.00013325 | 0.00012385 | 0.00012937 | 0.00012305 | 0.00011405 | 0.00011489 | 0.0001335 | 0.00013098 | 0.00013975 | 0.00013132 | 0.0001186 | 0.00011405 | 0.00012498 | 9.8549e-05 | 0.00012904 | 0.00011796 | 0.00012319 | 0.00011895 | 0.00012879 | 0.00012711 | 0.00012444 | 0.0001248 | 0.00010531 | 0.0001106 | 0.00012372 | 0.00012118 | 0.00010802 | 0.0001191 | 0.00013038 | 0.00012511 | 0.00011963 | 0.00010246 | 0.00013037 | 0.00013211 | 0.00011931 | 0.00012999 | 0.00013783 | 0.00013471 | 0.00010961 | 0.00012831 | 0.00012822 | 0.00012926 | 0.00012658 | 0.00010341 | 0.00011836 | 0.00010354 | 0.00010263 | 0.00011225 | 0.00010698 | 0.00010862 | 0.00013508 | 0.00011137 | 0.00013006 | 0.00014085 | 0.00011556 | 0.00012218 | 0.00012268 | 0.00013449 | 0.00012271 | 0.00011876 | 0.00011927 | 0.00011705 | 0.00013194 | 0.00011472 | 0.00012611 | 0.00011182 | 0.00013798 | 0.00013919 | 0.00012841 | 0.00010521 | 0.00011014 | 0.00013808 | 0.00010694 | 0.0001101 | 0.00011952 | 0.0001167 | 0.00012427 | 0.00011903 | 0.00012341 | 0.00010767 | 0.00013057 | 0.00012064 | 0.00013837 | 0.0001038 | 0.00011341 | 0.00010698 | 0.00011722 | 0.00011602 | 0.00010248 | 0.00011928 | 0.00010858 | 0.0001221 | 0.000128 | 0.00010859 | 0.00012013 | 0.00012731 | 0.00014382 | 0.00012321 | 0.00012572 | 0.00010973 | 9.8291e-05 | 0.00012676 | 0.00011271 | 0.00011758 | 0.00010503 | 0.0001457 | 0.0001267 | 0.00011692 | 0.00012661 | 0.00013999 | 0.00013232 | 0.00011817 | 0.00012999 | 0.00010516 | 0.00011105 | 0.00011877 | 0.0001064 | 0.00012172 | 0.0001216 | 0.00012702 | 8.672e-05 | 0.00015914 | 0.00013726 | 0.00012515 | 0.00012257 | 0.00010747 | 0.00011614 | 0.0001213 | 0.00010702 | 0.0001167 | 0.00013679 | 0.00011509 | 0.00012124 | 0.00010444 | 0.00012827 | 0.00012067 | 0.00012285 | 0.0001184 | 9.928e-05 | 0.00012562 | 0.00013001 | 0.00010897 | 0.00011736 | 0.00012501 | 0.0001163 | 0.00012608 | 0.0001009 | 0.00010999 | 0.00014899 | 0.00012199 | 0.00014099 | 0.00011991 | 0.00010797 | 0.00012122 | 0.00013243 | 0.00012589 | 0.00012549 | 0.00014649 | 0.00012406 | 0.0001359 | 0.00011791 | 0.00010354 | 0.00013358 | 0.00010054 | 0.0001049 | 0.0001238 | 0.00014742 | 0.00010693 | 0.0001297 | 0.00012621 | 0.00012845 | 0.00011396 | 0.00014225 | 0.00012015 | 0.00013132 | 0.00011711 | 0.00011548 | 0.00013361 | 0.00011633 | 0.00010842 | 0.00012184 | 0.00011816 | 0.00012241 | 8.9966e-05 | 0.00010265 | 0.00013725 | 0.0001232 | 0.00010341 | 0.00013103 | 0.00012408 | 0.00011936 | 0.00014507 | 0.00012053 | 0.00013684 | 0.00011215 | 0.00013119 | 0.00011441 | 0.00014578 | 0.00013652 | 0.00012548 | 0.00012652 | 0.00012299 | 0.00011298 | 0.00010946 | 0.00012813 | 0.00013666 | 9.7677e-05 | 0.00013516 | 0.00012338 | 0.00011726 | 0.00011938 | 0.00011575 | 0.00013145 | 0.00011612 | 0.00010867 | 0.00012206 | 0.00012061 | 0.00011252 | 0.00014953 | 0.00011442 | 0.00011728 | 0.00010728 | 0.00011532 | 0.000124 | 0.00012457 | 0.00011348 | 0.00013684 | 0.00013313 | 0.00013447 | 0.00011061 | 0.00013013 | 0.00010249 | 0.00014028 | 0.00013885 | 0.00013238 | 0.00011604 | 0.00010961 | 0.00012356 | 0.00013566 | 0.00011108 | 0.00013031 | 0.0001025 | 0.00010383 | 0.00012111 | 0.00011094 | 0.00013593 | 0.00011712 | 0.00011936 | 0.00014309 | 0.00011321 | 0.000122 | 0.00013903 | 9.2441e-05 | 0.00011963 | 0.00013672 | 0.00014459 | 0.00012476 | 0.00010772 | 0.00013032 | 0.00013587 | 0.00012131 | 0.00012257 | 0.00012408 | 0.00012518 | 0.00012576 | 0.00013339 | 0.00012157 | 0.000143 | 9.2836e-05 | 0.00013496 | 0.00010582 | 0.00012215 | 0.00011141 | 0.00013152 | 0.0001328 | 0.00013686 | 0.0001365 | 0.0001255 | 9.6947e-05 | 0.00011528 | 0.00011672 | 0.00011513 | 0.00012209 | 0.00013778 | 0.00012238 | 0.00011094 | 0.00015169 | 0.0001182 | 9.5108e-05 | 0.00012364 | 0.00013229 | 0.00013023 | 0.00014 | 0.0001092 | 0.00012748 | 0.00012102 | 0.00013036 | 0.00010825 | 0.00010483 | 0.00014547 | 0.00011122 | 0.00012582 | 0.00011858 | 0.00011791 | 0.00013101 | 0.00013228 | 0.00010663 | 0.00013004 | 0.0001147 | 0.00012379 | 0.00011148 | 0.0001155 | 9.8758e-05 | 0.00011763 | 0.00011827 | 0.00010503 | 0.00011833 | 9.906e-05 | 0.00011608 | 0.00012309 | 0.00012796 | 0.00013838 | 0.00011621 | 0.00011859 | 0.00011728 | 0.00012137 | 0.00012803 | 0.00011457 | 0.00012961 | 0.0001397 | 0.00013764 | 0.00014324 | 0.0001404 | 0.00010699 | 0.00010979 | 0.00011716 | 0.00012651 | 0.0001185 | 0.0001214 | 0.00011849 | 0.00013355 | 0.00014011 | 0.00013041 | 0.00011233 | 0.00012512 | 0.00012767 | 0.00012347 | 9.5807e-05 | 0.00011359 | 0.00010421 | 0.00012549 | 0.00013724 | 0.00014294 | 0.00013446 | 0.00011426 | 0.00012576 | 0.00011478 | 0.00010391 | 0.00012363 | 0.00011424 | 0.0001279 | 0.00012308 | 0.00012003 | 0.0001303 | 0.00011882 | 0.00010195 | 0.00013297 | 0.00014944 | 0.00011329 | 0.00011356 | 0.00011737 | 0.00011461 | 0.00012759 | 0.00014252 | 0.00014452 | 0.0001452 | 0.00012327 | 0.00013759 | 0.00012079 | 0.00013135 | 0.00011584 | 0.00011804 | 0.00011957 | 0.00014277 | 0.00011147 | 0.00012908 | 0.00012801 | 0.00011457 | 0.00012717 | 0.000133 | 0.00013282 | 0.00013456 | 0.00014465 | 0.00011722 | 0.00013049 | 0.00010454 | 0.00012361 | 0.00010555 | 0.00011328 | 0.00013184 | 0.00012017 | 0.00010381 | 0.00012787 | 0.00012615 | 0.00016419 | 0.00012878 | 0.00012796 | 0.00012687 | 0.00013342 | 0.0001269 | 0.00012289 | 0.00011224 | 0.0001243 | 0.00011748 | 0.0001356 | 0.00012936 | 0.00012177 | 8.6873e-05 | 0.00010363 | 0.0001178 | 0.00013341 | 0.0001096 | 0.00012274 | 0.00012759 | 0.00011854 | 0.00012073 | 0.00013867 | 9.6011e-05 | 0.00013618 | 0.00012462 | 0.00013029 | 0.00011438 | 0.00013878 | 0.00011301 | 0.00012168 | 0.00011857 | 0.00013902 | 0.0001387 | 0.00012821 | 0.00011937 | 0.00012865 | 0.00013142 | 0.0001304 | 0.0001166 | 0.0001372 | 0.00011732 | 0.00013561 | 0.00011633 | 0.00013553 | 0.00012166 | 0.00014144 | 0.00012631 | 0.00012667 | 0.00012097 | 0.00012366 | 0.00011135 | 0.00010191 | 0.00013979 | 0.00012576 | 0.0001005 | 0.00011309 | 0.00011289 | 0.00012664 | 0.00010895 | 0.00011748 | 0.00011617 | 0.00013197 | 0.00011838 | 0.00014805 | 0.00013109 | 9.5628e-05 | 0.00012955 | 0.00013525 | 0.00012503 | 0.00010052 | 0.00010662 | 0.00011395 | 0.00012122 | 0.00011775 | 0.00012023 | 0.00016008 | 0.0001325 | 0.00011498 | 0.00010827 | 0.00011397 | 0.00014875 | 0.00013148 | 0.00011406 | 0.00013106 | 0.00011582 | 0.0001178 | 0.00012577 | 0.00013361 | 0.00011777 | 0.00012699 | 0.00011275 | 9.6725e-05 | 0.00013601 | 0.00010763 | 0.00012626 | 0.00013174 | 0.00011223 | 0.00011539 | 0.00010656 | 0.00011559 | 0.0001216 | 0.000136 | 0.00012256 | 0.00012098 | 0.00011435 | 0.00012543 | 0.00012451 | 0.00012417 | 0.00012952 | 9.7871e-05 | 0.0001331 | 0.00012233 | 0.00014296 | 0.00010465 | 0.00010528 | 0.00010303 | 0.00014085 | 0.00012406 | 0.00012903 | 0.00010347 | 0.00011256 | 0.00012566 | 0.00011754 | 0.00011029 | 0.00010957 | 0.00010557 | 0.00011792 | 0.00011626 | 0.00011923 | 0.00012874 | 0.00012073 | 0.00012809 | 0.00012898 | 0.00013068 | 0.0001149 | 0.00013238 | 0.00011636 | 0.00011026 | 0.00013103 | 0.00011496 | 0.00013182 | 0.00011925 | 0.00011636 | 0.00012299 | 0.00011619 | 0.00012209 | 0.00013838 | 0.00011271 | 0.00012511 | 0.00011468 | 0.00013274 | 0.00010653 | 0.00013772 | 0.0001274 | 0.00012227 | 0.000102 | 0.00012003 | 0.00011766 | 0.0001165 | 0.00012663 | 0.00011311 | 0.00010159 | 0.00011559 | 0.00011934 | 0.00011652 | 0.00012737 | 0.00011449 | 0.00013422 | 0.00012673 | 0.0001289 | 0.0001183 | 0.00012509 | 0.00012202 | 0.00011283 | 0.00013973 | 0.00011613 | 0.00010467 | 0.00014642 | 0.00014393 | 0.00013236 | 0.00010956 | 0.0001173 | 0.00010385 | 0.00010543 | 0.00012286 | 0.00011867 | 0.00011285 | 0.00012123 | 0.00011917 | 0.00010315 | 0.00011604 | 0.00011596 | 0.00012703 | 0.00012639 | 0.00011119 | 0.00011414 | 0.00012165 | 9.7179e-05 | 0.00010871 | 0.00013475 | 0.00011693 | 0.00010735 | 0.00012785 | 0.00013229 | 9.7051e-05 | 0.00011599 | 0.0001106 | 0.00012404 | 0.00011574 | 0.0001388 | 0.00011942 | 0.0001091 | 0.00011441 | 0.00011941 | 0.00012471 | 0.00014215 | 0.00012799 | 9.7342e-05 | 0.00011711 | 0.00010937 | 0.00011171 | 0.00011814 | 0.00011808 | 9.66e-05 | 0.00011929 | 0.00011904 | 0.00011716 | 0.00012674 | 0.00011405 | 0.00014079 | 0.00010812 | 9.6737e-05 | 0.00013367 | 0.00013051 | 0.00011459 | 0.00012195 | 0.00010297 | 9.4413e-05 | 0.00012886 | 0.00014023 | 0.00012365 | 0.00012878 | 0.00014324 | 0.00013117 | 0.00011868 | 0.00013719 | 0.00012576 | 0.00011406 | 0.0001135 | 0.00012942 | 0.00010017 | 0.00012284 | 0.00013061 | 0.00010665 | 0.00010838 | 0.00014453 | 0.000113 | 0.00013579 | 0.00013747 | 0.0001217 | 0.00012464 | 0.00013349 | 0.00013646 | 0.0001174 | 0.0001182 | 0.00010776 | 0.0001141 | 0.00011462 | 0.00010198 | 0.00012857 | 0.00011469 | 0.00012155 | 0.00013664 | 0.00011451 | 0.00010597 | 0.00013281 | 0.00010179 | 0.00012394 | 0.00015033 | 0.00015264 | 0.0001226 | 0.0001168 | 0.00010311 | 0.0001105 | 0.00012485 | 0.00010653 | 0.00011243 | 0.00012978 | 0.00012699 | 0.00012402 | 0.00014755 | 0.00013074 | 0.00011798 | 0.00010889 | 0.00011295 | 0.00012011 | 0.00011644 | 0.00011829 | 0.00013713 | 0.00012495 | 0.00010713 | 0.00013641 | 0.00012332 | 0.00010261 | 0.00013183 | 0.00012042 | 0.00011922 | 0.0001325 | 0.00011833 | 0.00011441 | 0.00012366 | 0.00012543 | 0.00013726 | 0.0001159 | 0.00011596 | 0.00013161 | 0.00014419 | 0.00011366 | 0.0001131 | 0.00013105 | 0.00011801 | 0.00012201 | 0.00010609 | 0.00014327 | 0.00010514 | 0.00011051 | 0.00013475 | 0.00011801 | 0.00012463 | 0.00011963 | 0.00012701 | 0.00012469 | 9.9668e-05 | 0.00010513 | 0.00011534 | 0.00012008 | 0.00011256 | 0.00012274 | 0.00012019 | 0.0001173 | 0.00013424 | 0.00012939 | 0.00013527 | 0.00012849 | 0.00013739 | 0.00013039 | 0.00013241 | 0.00011977 | 0.00013284 | 0.00011715 | 0.00010065 | 0.00012034 | 0.00012484 | 9.584e-05 | 0.00012099 | 0.00011758 | 0.00011494 | 0.00013059 | 0.00013287 | 0.00011418 | 0.00012998 | 0.00011377 | 0.00011988 | 0.00012504 | 0.00010109 | 0.00011302 | 0.00010317 | 0.00011198 | 0.00010999 | 0.00013894 | 0.00013083 | 0.00011731 | 0.00010058 | 0.00012968 | 0.00014167 | 0.00013992 | 0.00013995 | 0.00012127 | 0.00011982 | 0.00012249 | 0.00011787 | 0.00012532 | 0.00012521 | 8.4027e-05 | 0.00012517 | 0.0001284 | 0.00010945 | 0.00011499 | 0.00010881 | 0.0001188 | 0.00012264 | 0.0001317 | 0.00010836 | 0.00014735 | 0.00012326 | 0.00012319 | 0.00012399 | 0.00012303 | 0.00012603 | 0.00013392 | 0.00011094 | 0.00011489 | 0.00011736 | 0.0001112 | 0.00012776 | 0.00013356 | 0.00014196 | 0.00013416 | 0.00011067 | 0.00011195 | 9.2289e-05 | 0.00010827 | 0.00013035 | 0.00011463 | 0.00013454 | 0.00012733 | 0.0001321 | 0.0001294 | 0.00012069 | 0.00012642 | 0.00012253 | 0.00012452 | 0.00013115 | 0.0001136 | 0.00013336 | 0.00014189 | 0.00012254 | 0.00012561 | 0.00012999 | 7.8599e-05 | 0.00012445 | 9.988e-05 | 0.00012375 | 0.00012048 | 0.00013416 | 0.00012904 | 0.00010376 | 0.0001278 | 0.00011917 | 0.0001126 | 0.0001322 | 0.00011873 | 0.00013396 | 0.00010552 | 0.00011295 | 0.00012412 | 0.00011468 | 0.00012641 | 0.00012546 | 0.00012211 | 9.0867e-05 | 0.00012443 | 0.0001276 | 0.00014676 | 0.00013826 | 0.00012061 | 0.00011864 | 0.00011621 | 0.00012423 | 0.00011748 | 0.00013495 | 0.00013411 | 9.2581e-05 | 0.00013204 | 0.00012683 | 0.00013177 | 0.00011103 | 0.00011582 | 0.00013836 | 0.00013453 | 0.00011035 | 0.00013111 | 0.00011646 | 0.00010813 | 0.00011965 | 0.00012852 | 0.00013152 | 0.00010502 | 0.00012587 | 0.00011429 | 0.00011284 | 9.9532e-05 | 0.00012806 | 0.00012983 | 9.8067e-05 | 0.00010122 | 0.00012164 | 0.0001042 | 0.00014499 | 0.00013824 | 0.00013868 | 0.00013414 | 0.00011272 | 0.00012447 | 0.00012112 | 0.00011029 | 0.00011449 | 0.00014752 | 0.00013492 | 0.00012371 | 0.00011176 | 0.00013554 | 0.00011192 | 0.00012167 | 0.00012036 | 0.00010861 | 0.00012257 | 9.7209e-05 | 0.00012951 | 0.00012718 | 0.00013179 | 0.00010248 | 0.00012562 | 0.00011541 | 0.00011897 | 0.0001158 | 0.00011819 | 0.00012305 | 0.00012706 | 0.0001075 | 0.00011568 | 0.00011403 | 0.00012093 | 0.00012627 | 0.00013173 | 0.00012981 | 0.00012049 | 0.00011666 | 0.0001178 | 0.00012109 | 0.00015674 | 0.00010719 | 0.00011688 | 0.0001245 | 0.00013977 | 0.00011877 | 0.00013438 | 0.00011775 | 0.00011874 | 0.00014154 | 0.00014192 | 0.00010821 | 0.00011027 | 0.00011109 | 0.00011657 | 0.00012567 | 0.00013713 | 8.5766e-05 | 0.00012159 | 0.00013213 | 0.00012014 | 0.00010523 | 0.00011811 | 0.00013514 | 0.00012446 | 0.00013813 | 0.00014201 | 0.00013261 | 0.00010143 | 0.00011278 | 0.00010022 | 0.00011786 | 0.00012739 | 0.00014345 | 0.00011869 | 9.8312e-05 | 0.00012542 | 0.000132 | 0.00011955 | 0.00011891 | 0.00011655 | 0.00011988 | 0.00014106 | 0.00013688 | 0.00011503 | 0.00012184 | 0.00013352 | 0.00012605 | 0.0001179 | 0.00012881 | 0.00012865 | 0.0001428 | 0.00011062 | 0.00011833 | 0.00012468 | 0.00013273 | 0.00012378 | 0.00012337 | 0.00012445 | 0.0001324 | 0.00011912 | 0.00011461 | 0.00012471 | 0.00011209 | 0.00012113 | 0.00013561 | 0.00011029 | 0.00011339 | 0.00012172 | 0.00010557 | 0.00010985 | 0.00014491 | 0.00012119 | 0.00013445 | 0.00013522 | 0.00010945 | 0.00011769 | 0.00012966 | 0.00012175 | 0.00012545 | 9.8537e-05 | 0.00011365 | 0.00012666 | 0.00012467 | 0.00011649 | 0.00014212 | 0.00011653 | 0.00012888 | 0.00011184 | 0.0001162 | 0.00012872 | 0.000115 | 0.00012849 | 0.00012007 | 0.00013401 | 9.8411e-05 | 0.00011939 | 0.0001074 | 0.00012395 | 0.00011499 | 0.00012858 | 0.00012187 | 0.00012978 | 0.00010763 | 0.00012897 | 0.00011626 | 0.00010883 | 0.00011756 | 0.00011963 | 0.00011518 | 0.00012391 | 0.00010843 | 0.0001256 | 0.00012629 | 0.00012051 | 0.00011708 | 0.00012196 | 0.00010963 | 0.00010577 | 0.00011943 | 0.00012028 | 0.00011224 | 0.00012681 | 9.4672e-05 | 0.00015534 | 0.00012021 | 0.00012239 | 0.0001162 | 0.0001413 | 0.00010462 | 0.00011819 | 0.00011851 | 0.00010939 | 0.00014029 | 0.00012993 | 0.00010876 | 0.00013728 | 0.00013387 | 0.00012846 | 0.00014122 | 0.00010174 | 0.00011558 | 0.00012726 | 0.00012132 | 0.00012263 | 0.0001607 | 0.00013401 | 0.00012237 | 0.00010071 | 0.00012264 | 0.00010087 | 0.00010358 | 0.00015816 | 0.00010898 | 0.00010996 | 0.00013266 | 9.2165e-05 | 0.00012339 | 0.00013909 | 0.00012744 | 0.00014146 | 0.00010255 | 0.00011722 | 0.00013275 | 0.00012983 | 0.00014191 | 0.00011136 | 9.5551e-05 | 0.00011049 | 0.00012154 | 0.00012356 | 9.2678e-05 | 0.00011136 | 0.00013348 | 0.00011667 | 0.00010901 | 0.00010821 | 0.00013454 | 0.00015165 | 0.00012012 | 0.00011784 | 0.00012031 | 0.00012096 | 9.8315e-05 | 0.00012221 | 0.00011779 | 0.00012484 | 0.00012804 | 0.00012605 | 0.00013241 | 0.00013057 | 0.00011657 | 0.00014228 | 0.00011313 | 0.00011825 | 0.00014163 | 0.00010678 | 0.00014562 | 0.00012407 | 0.00012153 | 0.0001249 | 0.00012312 | 0.00012568 | 0.00010499 | 0.00012431 | 0.00011966 | 0.00012448 | 0.00011268 | 0.00011765 | 0.0001251 | 0.00015075 | 9.7011e-05 | 0.00012184 | 0.00012516 | 0.00011266 | 0.00010654 | 0.00013535 | 0.00013044 | 0.0001162 | 0.00014294 | 0.00011549 | 0.00013194 | 0.0001183 | 0.0001221 | 0.00012406 | 0.00011442 | 0.00013446 | 0.00013475 | 0.00010738 | 0.00012779 | 0.00012346 | 0.00011754 | 9.8843e-05 | 0.00011983 | 0.00012082 | 9.5519e-05 | 0.00013257 | 0.00012012 | 0.0001308 | 0.00011139 | 0.00012666 | 0.00010895 | 0.00012286 | 0.00010456 | 0.00012058 | 0.00012254 | 0.00011645 | 0.00012302 | 0.00011833 | 0.00014016 | 0.00011602 | 9.8827e-05 | 0.000104 | 0.00010417 | 0.00014243 | 0.0001056 | 0.00012185 | 0.0001286 | 0.00014072 | 0.00013233 | 0.00012877 | 0.00012072 | 0.00010453 | 0.00012855 | 0.00012586 | 0.00011747 | 0.00011218 | 0.00012623 | 0.00011349 | 0.00010533 | 0.00013487 | 0.00012352 | 0.00012669 | 0.000117 | 0.00010783 | 0.00010775 | 0.00011464 | 0.00013265 | 0.0001155 | 0.00011839 | 0.00011322 | 0.00011312 | 0.00012942 | 0.0001255 | 9.1178e-05 | 0.0001085 | 0.0001152 | 0.00013181 | 0.00010071 | 0.00012019 | 0.00013548 | 0.00011497 | 0.00010096 | 0.00011853 | 8.7292e-05 | 0.00011413 | 0.00011581 | 0.00012032 | 0.00012914 | 0.00013935 | 0.00013168 | 0.00012414 | 0.00012552 | 0.00012534 | 9.4858e-05 | 0.00012781 | 0.00011597 | 9.9098e-05 | 0.00012982 | 0.00011362 | 9.9404e-05 | 0.00011974 | 0.00012665 | 0.00012975 | 0.00013259 | 0.00010143 | 0.00012136 | 0.00011438 | 0.00012592 | 8.2298e-05 | 0.00013603 | 0.00012321 | 0.00013371 | 0.00011256 | 0.00013753 | 0.00011352 | 0.00013019 | 0.00010907 | 0.00011838 | 0.0001283 | 0.00013168 | 0.00014028 | 0.00012344 | 0.00011822 | 0.00010959 | 0.00011705 | 0.00010644 | 0.00011921 | 0.00014741 | 0.00012881 | 0.00010566 | 0.00012534 | 0.00010359 | 0.00010584 | 0.00013459 | 0.00011159 | 0.00013587 | 0.00011248 | 0.00010607 | 0.00013387 | 0.00012944 | 9.8457e-05 | 0.00013163 | 0.00013186 | 0.00010859 | 0.00012542 | 0.00013231 | 0.0001139 | 0.00013872 | 0.0001129 | 0.00012699 | 0.00013763 | 0.00013784 | 0.00012252 | 0.00011929 | 0.000138 | 0.00011703 | 0.00012955 | 0.00011373 | 0.00011493 | 0.00013234 | 0.00010863 | 0.00011871 | 0.0001348 | 0.00012787 | 0.00012578 | 0.00012407 | 0.000134 | 0.00012988 | 0.00012712 | 0.00012761 | 0.00012729 | 0.00012846 | 0.00011641 | 0.00011997 | 0.00012074 | 0.0001067 | 0.00010954 | 0.00012269 | 0.00013965 | 0.00013259 | 0.00011737 | 0.0001273 | 0.00012356 | 0.00011543 | 0.00011826 | 0.00011688 | 0.00012443 | 0.00010246 | 0.00012304 | 0.00011646 | 0.00013735 | 0.00012786 | 0.00010675 | 0.00013418 | 0.00011792 | 0.00013663 | 0.00011115 | 9.7681e-05 | 0.00011357 | 0.00014288 | 0.00012424 | 0.00011378 | 0.00011948 | 0.00011457 | 0.00013053 | 9.9735e-05 | 0.00011412 | 0.00010797 | 0.00013319 | 0.00013479 | 9.9014e-05 | 8.7742e-05 | 0.00012165 | 0.00014241 | 0.00010953 | 0.00011916 | 0.00012154 | 0.00012678 | 0.00015418 | 0.00010512 | 0.00011971 | 0.00012736 | 0.00010599 | 0.00012071 | 0.00011283 | 9.6674e-05 | 0.00011253 | 0.00012876 | 0.00011666 | 0.00011262 | 0.00012549 | 0.00010859 | 0.0001226 | 0.00014166 | 0.00010968 | 0.00010681 | 0.000128 | 0.00012458 | 0.0001192 | 0.00012837 | 0.00012565 | 0.00011922 | 0.00010288 | 0.00012192 | 0.00012786 | 0.00013513 | 0.00014873 | 0.00014049 | 0.00012055 | 0.00012541 | 0.0001071 | 0.00011622 | 0.00013783 | 0.00011774 | 0.00011895 | 0.00011758 | 0.00012249 | 0.00013183 | 0.00011024 | 0.00011217 | 0.00012768 | 0.00010393 | 0.00013203 | 0.00012296 | 0.00013391 | 0.0001224 | 0.00013714 | 0.00014112 | 0.00011925 | 9.8776e-05 | 0.00013139 | 0.00011712 | 0.00011597 | 0.00012595 | 0.00010723 | 0.00010357 | 0.00010988 | 0.00012429 | 0.00013378 | 0.00010578 | 0.00011266 | 0.00012636 | 0.00011986 | 0.00012258 | 0.00011492 | 0.00012667 | 0.00012701 | 0.00012493 | 0.00010899 | 0.0001155 | 0.00011884 | 0.00012808 | 0.00014979 | 0.00012911 | 0.00011202 | 0.00011934 | 0.00012967 | 0.00012517 | 0.00011435 | 0.00013673 | 0.00013094 | 0.00012863 | 0.00012939 | 0.00012798 | 0.00011218 | 0.00013256 | 0.00013528 | 0.00011323 | 0.00011815 | 0.00010888 | 0.00013505 | 0.00012824 | 0.00011084 | 0.00010528 | 0.00013088 | 0.00011878 | 0.00010911 | 0.00013124 | 0.00013289 | 0.00011323 | 0.00011797 | 0.00012287 | 0.00013125 | 0.00012131 | 0.00011689 | 9.7365e-05 | 0.0001192 | 9.1981e-05 | 0.00011191 | 0.00012452 | 0.00012871 | 0.00012197 | 0.00012388 | 0.00011349 | 0.0001038 | 0.00013094 | 0.00013601 | 0.00012113 | 0.00013302 | 0.00014192 | 0.00013862 | 0.00012388 | 0.0001216 | 0.00013165 | 0.00012604 | 0.00014677 | 0.00012304 | 0.00011012 | 9.8833e-05 | 0.0001328 | 0.00014504 | 0.0001401 | 0.0001038 | 0.0001297 | 0.00013456 | 0.00011844 | 0.00011924 | 0.0001394 | 0.00011192 | 0.00012878 | 0.00012975 | 0.00013067 | 0.00014929 | 0.00011225 | 0.00013031 | 0.00012255 | 0.00011621 | 9.3843e-05 | 0.00011784 | 0.00012535 | 0.00012396 | 0.00012729 | 0.00011412 | 0.00012756 | 0.00012303 | 0.0001275 | 0.00013606 | 0.00010454 | 0.00010939 | 0.00011185 | 0.00012028 | 0.00012586 | 0.0001157 | 0.00013276 | 9.4024e-05 | 0.00012518 | 0.00013748 | 0.00012034 | 0.00011924 | 0.00011557 | 0.00011653 | 0.00013178 | 0.00013075 | 0.00013915 | 0.00011644 | 0.00011925 | 0.00013168 | 0.00014412 | 0.00013466 | 0.00011183 | 0.00011438 | 0.00013127 | 0.00010948 | 0.00011613 | 0.00012784 | 0.00013209 | 0.00012447 | 0.00011192 | 0.00011152 | 0.00012848 | 0.00010865 | 0.00013537 | 0.00010898 | 0.00011398 | 0.0001101 | 0.00012619 | 0.00012126 | 0.00011758 | 0.00011967 | 0.00012954 | 0.0001321 | 0.00013796 | 0.00013518 | 0.0001173 | 0.00011665 | 0.00010993 | 0.00012539 | 0.00013584 | 0.00010173 | 0.00013281 | 0.00013665 | 0.00010899 | 0.00012564 | 0.00011116 | 0.00012827 | 0.00011434 | 0.00011793 | 0.00010857 | 0.00011274 | 0.00013806 | 0.00011055 | 0.00011919 | 0.00013571 | 0.00010624 | 0.0001367 | 0.0001134 | 0.00011734 | 0.00012625 | 0.00012268 | 0.00012728 | 0.00012478 | 0.00010101 | 0.00010981 | 0.00011837 | 0.00010906 | 0.00011004 | 0.00011749 | 0.00011896 | 0.00013179 | 0.00011387 | 0.00012089 | 0.00011668 | 0.00012028 | 9.529e-05 | 0.00011912 | 0.0001191 | 0.00012416 | 0.00011222 | 0.00012067 | 0.00012772 | 0.00012183 | 0.00012226 | 0.00012702 | 0.00013412 | 0.00012393 | 0.00012333 | 0.00012784 | 0.00014414 | 0.00011307 | 0.00011189 | 0.00012652 | 0.00012561 | 0.00014145 | 0.00010387 | 0.00012722 | 0.00011421 | 0.00010859 | 8.7101e-05 | 0.00011278 | 0.00013209 | 0.00011171 | 0.00010954 | 0.00015002 | 0.00012693 | 0.00014031 | 9.5654e-05 | 0.00012897 | 0.00011487 | 0.00012679 | 0.00012853 | 0.00011802 | 0.00012635 | 0.00011279 | 0.00012867 | 0.00010788 | 0.00014117 | 0.00012192 | 0.00010326 | 0.00012773 | 0.0001113 | 0.00012377 | 0.00013465 | 0.00012731 | 0.00010572 | 0.00013458 | 0.00012394 | 0.00013015 | 0.0001238 | 0.00013885 | 0.00013071 | 0.00012837 | 0.00012312 | 0.00011137 | 0.00011505 | 0.0001241 | 0.00014282 | 0.00013432 | 0.00012453 | 0.00013017 | 0.00015758 | 0.00010295 | 0.00012776 | 0.0001199 | 0.00015054 | 0.00013982 | 0.00013164 | 0.00013795 | 0.00011499 | 0.00013642 | 0.00011733 | 0.000113 | 0.00013851 | 0.00011753 | 0.00011648 | 0.00013227 | 0.00012352 | 0.00011582 | 0.00013504 | 0.00011435 | 0.00012337 | 0.00012123 | 0.00013251 | 0.00013285 | 0.00010703 | 0.00011237 | 0.00013667 | 0.0001419 | 0.00013504 | 0.00012132 | 0.00011318 | 0.00013198 | 0.00013146 | 0.00012087 | 0.00012615 | 0.00010933 | 0.00013767 | 0.00012043 | 0.0001097 | 0.0001123 | 0.00014058 | 0.00011737 | 0.00011717 | 0.00012483 | 0.00010654 | 0.00012923 | 0.0001148 | 0.00011939 | 0.00013582 | 0.00012423 | 0.00011823 | 0.00011554 | 0.0001297 | 0.00011495 | 0.000128 | 0.00013169 | 0.0001451 | 0.00012929 | 0.00011432 | 0.00013954 | 0.00012437 | 0.00012666 | 0.0001047 | 0.00012035 | 0.00012019 | 0.00012474 | 0.00011871 | 0.0001088 | 0.00011308 | 0.00012359 | 0.00012283 | 0.00011293 | 9.9542e-05 | 0.00011 | 0.00011158 | 0.00011354 | 0.00010241 | 0.00012154 | 0.00013086 | 0.00012691 | 0.00012575 | 0.00012379 | 0.00012769 | 0.0001355 | 0.00011915 | 9.1484e-05 | 0.00012022 | 0.00013614 | 0.00013081 | 0.0001195 | 0.00012137 | 9.368e-05 | 0.00012074 | 0.00013052 | 0.00012487 | 0.00013647 | 0.00011861 | 0.00014837 | 0.0001351 | 0.00013566 | 0.00011191 | 0.00011386 | 0.00012743 | 0.00010724 | 0.00013426 | 0.00011078 | 9.8056e-05 | 0.00011903 | 0.00011745 | 0.00010857 | 0.00010772 | 0.00013738 | 0.00012034 | 0.00011868 | 0.00010996 | 0.00012093 | 0.00012777 | 0.00011799 | 0.00012516 | 0.00012096 | 0.00011835 | 0.00011346 | 0.00014708 | 0.00012056 | 0.00012743 | 0.00012301 | 0.00012448 | 0.00014125 | 0.00012313 | 0.00012753 | 0.00012851 | 0.00013267 | 0.00013417 | 0.00010903 | 0.00012033 | 0.00012439 | 0.0001004 | 9.2128e-05 | 0.0001159 | 0.00011271 | 0.00012814 | 0.0001274 | 0.00013065 | 0.00013468 | 0.00012266 | 0.00011897 | 0.00010734 | 0.00011001 | 0.00011388 | 0.00010776 | 0.0001157 | 0.00012949 | 0.00012959 | 0.00012588 | 0.00011428 | 0.00011248 | 0.00013259 | 0.00010411 | 0.00010907 | 0.00011127 | 0.00012789 | 0.00010848 | 0.0001169 | 0.00010253 | 0.0001158 | 0.0001007 | 0.0001218 | 0.00013389 | 0.0001309 | 0.00011179 | 0.00011667 | 0.00013338 | 0.00011743 | 0.00012504 | 0.00011286 | 0.00010714 | 0.00014197 | 0.00010602 | 0.00012912 | 0.00011597 | 0.00011641 | 0.00013042 | 0.00013549 | 0.00011418 | 0.00012386 | 0.00011097 | 0.00010699 | 0.00012478 | 0.00011057 | 0.00012914 | 0.00013804 | 0.00013655 | 0.00012127 | 0.00014819 | 0.00012374 | 0.00011238 | 0.0001043 | 0.00011668 | 0.00011043 | 0.00012161 | 0.00013483 | 0.00011865 | 0.00014221 | 0.00012463 | 0.00012131 | 0.00011638 | 0.00013552 | 0.00012373 | 0.00013072 | 0.00010436 | 9.7554e-05 | 0.00011577 | 0.00011847 | 0.00011224 | 0.00013857 | 0.00011238 | 0.00012234 | 0.00012419 | 0.0001562 | 0.00011775 | 8.5571e-05 | 0.00012196 | 0.00010417 | 0.00012341 | 0.00012996 | 0.00014756 | 0.00012507 | 0.00011586 | 0.00011653 | 0.00011786 | 0.00014695 | 0.00011243 | 0.00010734 | 0.00011488 | 0.00011847 | 0.00013902 | 0.00012665 | 0.00013879 | 0.00011589 | 0.00012464 | 0.00011652 | 0.00013109 | 0.0001345 | 0.00011909 | 0.0001374 | 0.00011637 | 0.00010936 | 0.00010905 | 0.00013188 | 0.00012113 | 0.00010498 | 0.00010519 | 0.00013223 | 0.00013183 | 0.00013479 | 0.00011552 | 0.00013642 | 0.0001002 | 0.00011393 | 0.00010793 | 0.00012639 | 0.00013893 | 0.00012817 | 0.0001219 | 0.00010647 | 0.00013172 | 0.0001347 | 0.00012156 | 0.00011148 | 0.00010247 | 0.00015021 | 0.00011823 | 0.00011413 | 0.00014319 | 0.00011691 | 0.00012155 | 0.00012773 | 0.00010119 | 0.00012479 | 0.00012028 | 0.00011938 | 0.0001036 | 0.0001081 | 0.00010636 | 0.00011944 | 0.00012272 | 0.00013787 | 0.00012173 | 9.5815e-05 | 0.00011446 | 0.00012975 | 0.00011763 | 0.00010276 | 0.0001113 | 0.00012577 | 0.00011238 | 0.00011145 | 0.00011407 | 0.00012442 | 0.00011182 | 0.00012804 | 0.00012703 | 0.00012605 | 0.00012293 | 0.00012517 | 0.00012742 | 0.00011449 | 9.4248e-05 | 0.0001019 | 0.00012516 | 0.00013856 | 0.00011517 | 0.00012169 | 0.00010501 | 0.00012162 | 9.7765e-05 | 0.00012417 | 0.00013028 | 0.00010238 | 0.00014394 | 0.00011849 | 0.00012756 | 0.00011103 | 0.00010037 | 0.00010464 | 0.00013214 | 0.00012706 | 0.00011742 | 0.00013209 | 0.00013963 | 0.00012644 | 0.00012905 | 0.00012555 | 0.00012959 | 0.000106 | 0.00012978 | 0.00011109 | 0.00011332 | 0.0001356 | 0.00012545 | 0.00012551 | 0.00012101 | 0.00011145 | 0.00011069 | 0.00012464 | 0.00011312 | 0.00012688 | 0.00011853 | 0.00010883 | 0.0001112 | 0.0001195 | 0.00010465 | 0.00013338 | 0.00011565 | 0.00011329 | 0.0001225 | 0.00012811 | 0.00011746 | 0.00011362 | 0.00012805 | 0.0001192 | 0.00012823 | 0.00011521 | 0.00011911 | 0.00012332 | 0.00012318 | 0.00011711 | 0.00011899 | 7.6253e-05 | 0.00012337 | 0.00012323 | 0.00014553 | 0.00011202 | 0.00013824 | 0.00011523 | 0.00011506 | 0.00010714 | 0.00015274 | 9.0053e-05 | 0.00012763 | 0.00012435 | 0.00012014 | 0.00011912 | 0.00014334 | 0.00011741 | 0.00012966 | 0.00011414 | 0.00010666 | 0.0001572 | 0.00011733 | 0.00011805 | 0.00012745 | 0.00013182 | 0.00012925 | 0.00011895 | 0.00011107 | 0.00013435 | 0.00012773 | 0.0001121 | 0.00011799 | 0.00013446 | 0.00010826 | 0.00012159 | 0.00012872 | 0.00011687 | 8.9306e-05 | 0.00010735 | 0.00015529 | 0.00012875 | 0.00011669 | 0.00012177 | 9.9709e-05 | 0.00013812 | 0.00013514 | 0.00012266 | 0.0001186 | 0.0001196 | 0.00012663 | 0.00012691 | 0.00014165 | 0.00012609 | 0.00012385 | 0.00013787 | 0.000127 | 0.00010986 | 0.00012068 | 0.00012445 | 0.00012383 | 0.00012714 | 0.00012983 | 0.00012879 | 0.00010686 | 0.00010429 | 0.00011991 | 0.0001003 | 0.00013007 | 0.00011884 | 0.00010028 | 0.00012612 | 0.00013032 | 0.00012502 | 0.00012383 | 0.00010174 | 0.00011931 | 0.0001282 | 0.0001244 | 0.00010979 | 0.00013084 | 0.00011599 | 0.00012473 | 0.00012536 | 0.00013803 | 0.00011901 | 0.00011874 | 0.00014355 | 0.00013969 | 0.00012161 | 0.00011593 | 0.00010665 | 0.00013205 | 0.00012936 | 0.00011757 | 0.00011233 | 0.00011844 | 0.00012559 | 0.00011498 | 0.00012974 | 0.00012418 | 0.00013684 | 9.8305e-05 | 0.00010465 | 0.00013186 | 0.00012672 | 0.00013999 | 0.00013636 | 0.00013408 | 0.0001244 | 0.00011512 | 0.00013274 | 0.00013094 | 0.00011503 | 0.00011573 | 0.00011983 | 9.3041e-05 | 0.00011188 | 0.00014126 | 0.00013748 | 0.00012294 | 0.00011994 | 0.00013724 | 0.00013868 | 0.00011994 | 0.0001038 | 0.00014077 | 0.00010688 | 0.00011282 | 0.0001207 | 0.0001134 | 0.00011464 | 0.00010929 | 0.00012225 | 0.00011684 | 0.00010012 | 0.00011887 | 0.00011383 | 0.00011896 | 0.00012248 | 0.0001244 | 0.00011766 | 0.00010558 | 0.00014893 | 0.00014391 | 0.00012669 | 0.00012297 | 0.00010603 | 0.0001149 | 0.00012972 | 0.00010077 | 0.00011931 | 0.00012867 | 0.00011467 | 0.00011316 | 0.00010384 | 0.00013069 | 0.0001176 | 0.00010434 | 0.00011266 | 0.00011099 | 0.0001221 | 0.00011089 | 0.00011591 | 0.00011281 | 9.7503e-05 | 0.00011675 | 0.00012435 | 0.00014474 | 0.00011605 | 0.00012222 | 0.0001036 | 0.00014209 | 0.00012207 | 8.422e-05 | 0.00012804 | 0.00012531 | 0.00014093 | 0.000115 | 0.00010765 | 0.00013534 | 0.00012016 | 0.00013067 | 0.00013249 | 0.00011489 | 0.00011754 | 0.00010248 | 0.00012277 | 0.00013209 | 0.0001271 | 0.00016569 | 0.0001254 | 0.00011372 | 0.0001135 | 0.00010451 | 0.00012485 | 0.00012083 | 0.00012788 | 0.00011369 | 0.00011858 | 0.0001309 | 0.0001104 | 0.00012593 | 0.00011158 | 0.00013205 | 0.00011994 | 0.00013988 | 0.00013547 | 0.00012032 | 0.00012294 | 0.00013287 | 0.00013207 | 0.00014003 | 0.00012458 | 0.00013125 | 9.1328e-05 | 0.00010653 | 0.00011762 | 0.00015172 | 0.00010223 | 0.00011003 | 0.00010192 | 0.00011214 | 0.00010274 | 0.00011513 | 0.00012303 | 0.00013305 | 0.00010643 | 0.00012791 | 0.00011907 | 0.00011591 | 0.00011328
Mean occupant ventilation rate | q_bar | normal | 0.00012133 | 1.2133e-05 | m3/s | Ventilation rates from Adams (1993) | q_bar | 0.00013247 | 0.00011951 | 0.00011259 | 0.0001379 | 0.00011543 | 0.00012531 | 0.00011013 | 0.00010719 | 0.00011387 | 0.00012738 | 0.00012444 | 0.00012897 | 0.00012152 | 0.00012156 | 0.00013129 | 0.00011248 | 0.00013781 | 0.000128 | 0.0001219 | 0.00012972 | 0.00012816 | 0.00012044 | 0.00012469 | 0.00011293 | 0.00010583 | 0.00011404 | 0.00011074 | 0.00012787 | 0.00010527 | 0.00010268 | 0.00011917 | 0.00014443 | 0.00013534 | 0.00012746 | 0.00011895 | 0.00013446 | 0.00012106 | 0.00011337 | 0.00012532 | 0.0001164 | 0.0001255 | 0.00013799 | 0.00011825 | 0.00013098 | 0.00012224 | 0.00012822 | 0.00010803 | 0.0001281 | 0.00012617 | 0.00012071 | 0.00012332 | 0.00010683 | 0.00011344 | 0.00012339 | 9.4981e-05 | 0.00012718 | 0.00011713 | 0.0001285 | 0.00012562 | 0.00011944 | 0.00012651 | 0.0001344 | 0.00012956 | 0.00012665 | 0.00011529 | 0.00015899 | 0.00012122 | 0.0001091 | 0.00014256 | 0.00013818 | 0.00012314 | 0.00013285 | 0.00011939 | 0.00013139 | 0.00014068 | 0.00012438 | 0.00010576 | 0.0001018 | 0.00011144 | 0.00014039 | 0.0001226 | 0.00012038 | 0.000117 | 9.978e-05 | 0.00011601 | 0.00012033 | 0.00010821 | 0.00010875 | 0.00013271 | 0.00010503 | 0.00012965 | 0.00012179 | 0.00012308 | 0.00011801 | 0.00012826 | 0.00012183 | 0.00010974 | 0.00011377 | 0.00011779 | 0.00012205 | 0.00013437 | 0.00012865 | 0.00012322 | 0.00012104 | 0.00013079 | 0.00012195 | 0.00010661 | 0.00011199 | 0.00012721 | 0.00012848 | 0.00013325 | 0.00011916 | 0.00013873 | 0.00013315 | 0.00015282 | 0.00012618 | 0.00012496 | 0.00012701 | 0.00012709 | 0.00012225 | 0.00010745 | 0.0001146 | 0.00013393 | 0.00011615 | 0.00011736 | 0.00010361 | 0.00014036 | 0.00011411 | 0.00011133 | 0.00013517 | 0.00013093 | 0.00010833 | 0.00013359 | 0.00012077 | 0.00011847 | 0.00012223 | 0.00014672 | 0.00011596 | 0.0001367 | 0.00010931 | 0.00010621 | 0.00013214 | 0.00011533 | 0.00013856 | 0.00012855 | 0.00012679 | 0.00011716 | 0.0001099 | 0.00011252 | 0.00012813 | 0.0001364 | 0.00012039 | 0.0001298 | 0.00013044 | 0.00011682 | 0.00012361 | 0.00011798 | 0.00012095 | 0.00011837 | 0.00013159 | 0.00010984 | 0.00012605 | 0.00011336 | 0.00012941 | 0.00013059 | 0.0001264 | 0.00012607 | 0.00011381 | 0.00012523 | 0.00013997 | 0.00012746 | 0.00013827 | 0.00011714 | 0.00012077 | 0.00012988 | 0.00011895 | 0.00013223 | 0.00011277 | 0.00015651 | 0.00011814 | 0.00011431 | 0.00011557 | 0.00014479 | 0.00011378 | 0.00013007 | 0.0001297 | 0.00012571 | 0.00013105 | 0.0001185 | 0.00013137 | 0.00013289 | 0.00013473 | 0.00014002 | 0.00010529 | 0.00010947 | 0.00013203 | 0.0001217 | 0.0001198 | 0.00012252 | 0.00013358 | 0.00012855 | 0.00011371 | 0.00012182 | 0.00011919 | 0.00013147 | 0.00013734 | 0.00012257 | 0.00012883 | 0.00011199 | 0.00011502 | 0.00012042 | 0.00012396 | 0.00012111 | 0.00014172 | 0.00011362 | 0.00013068 | 0.00012519 | 0.00014278 | 0.0001226 | 0.00011514 | 0.00012308 | 0.00011721 | 0.00011907 | 0.00014173 | 0.00012206 | 0.00012862 | 0.0001149 | 0.00012535 | 0.00011516 | 0.00013415 | 0.00014503 | 0.00011941 | 0.00014101 | 0.00012536 | 0.00011727 | 0.00012449 | 0.00012457 | 0.00012583 | 0.00010818 | 0.0001211 | 0.00011991 | 0.00013708 | 0.00011541 | 0.00010484 | 0.00014986 | 0.00011836 | 0.00011988 | 0.00010864 | 0.00012519 | 0.00012328 | 0.00011398 | 0.00012433 | 0.00012146 | 0.00011324 | 0.00013483 | 0.00012428 | 0.00012407 | 0.00014417 | 0.00012837 | 0.00014547 | 0.00011996 | 0.00014064 | 0.00013466 | 0.00013632 | 0.00010935 | 0.00015388 | 0.00015419 | 0.00012711 | 0.00010486 | 0.00010881 | 0.00011054 | 9.7231e-05 | 0.00010258 | 9.6505e-05 | 0.0001306 | 0.00012868 | 0.00012821 | 0.00013331 | 0.00013765 | 0.00015357 | 0.00012062 | 0.0001126 | 0.00012012 | 0.00012079 | 0.00011976 | 0.00011001 | 0.00013492 | 0.00012544 | 0.00012053 | 0.00012088 | 0.00012107 | 0.00010336 | 0.00010029 | 0.00010822 | 9.4892e-05 | 0.00012407 | 0.00013395 | 0.00012485 | 0.0001225 | 0.00012436 | 0.00012604 | 0.00012247 | 0.00012923 | 0.00015154 | 9.914e-05 | 9.7092e-05 | 0.0001379 | 0.0001176 | 0.0001456 | 0.0001146 | 0.00012293 | 0.00011152 | 0.00011834 | 0.00011319 | 0.00013558 | 9.6672e-05 | 0.0001374 | 0.0001099 | 0.00011242 | 0.00012245 | 0.00010153 | 0.00011139 | 0.00013468 | 0.0001377 | 0.0001295 | 0.000119 | 0.00012645 | 0.00011226 | 0.00012835 | 0.00013893 | 0.00015365 | 0.00012544 | 0.00012401 | 0.00011228 | 0.00013148 | 0.00011818 | 0.00012021 | 0.00011414 | 9.4082e-05 | 0.00010777 | 0.00010413 | 0.00011454 | 0.0001052 | 0.00012166 | 0.00011953 | 0.00012588 | 0.00013017 | 0.00012812 | 0.00012349 | 0.00011164 | 0.00012414 | 0.00012562 | 0.00011496 | 0.00012669 | 0.00011768 | 0.00011688 | 0.00012037 | 0.00010016 | 0.00011906 | 0.00011857 | 0.00014243 | 0.00011315 | 0.0001211 | 0.0001212 | 0.00011464 | 0.00012951 | 0.00010962 | 0.00011006 | 0.00014571 | 0.00010153 | 0.00012585 | 0.00010702 | 0.00013662 | 0.00010359 | 0.00012289 | 0.00012352 | 0.00012845 | 0.00011792 | 0.00012654 | 0.00016924 | 0.00011951 | 0.00012358 | 0.00012467 | 0.00012174 | 0.00013041 | 0.00013289 | 0.00012794 | 0.00010602 | 0.00011065 | 0.00011924 | 0.00012722 | 0.00012055 | 0.00010092 | 9.8891e-05 | 0.00012429 | 0.00015829 | 0.00012832 | 0.00012062 | 0.00013024 | 0.00014374 | 0.0001339 | 0.00012499 | 0.00012137 | 0.00010606 | 0.00014971 | 0.00013463 | 9.7455e-05 | 0.00011576 | 0.00013155 | 0.00011912 | 0.00012039 | 0.00013034 | 0.00011467 | 0.00011776 | 9.4464e-05 | 0.00013021 | 0.00011212 | 0.00011506 | 8.4023e-05 | 0.00010505 | 0.00011816 | 0.00012647 | 0.0001279 | 0.00010748 | 0.00010307 | 0.00012079 | 0.00011562 | 0.00011355 | 0.0001128 | 0.00012599 | 0.00013035 | 0.00013112 | 0.00013506 | 0.00012048 | 0.00013507 | 0.00013877 | 0.00011935 | 0.00011705 | 0.00013158 | 0.00011848 | 0.00012665 | 0.00011708 | 0.00011765 | 8.2814e-05 | 0.00010219 | 0.00013618 | 0.00012837 | 0.000128 | 0.00010999 | 0.00011042 | 0.00011682 | 0.00013294 | 0.0001502 | 0.00011527 | 0.00012896 | 0.0001456 | 0.00012325 | 0.00010949 | 0.00010513 | 0.00012616 | 0.00011042 | 0.00011493 | 0.00011436 | 0.00011782 | 0.00012423 | 0.00013898 | 0.00012098 | 0.0001195 | 0.00012231 | 0.00012188 | 0.00012395 | 0.00014969 | 0.00011492 | 9.7132e-05 | 0.00010486 | 0.0001269 | 0.00011297 | 0.0001252 | 0.00010216 | 0.00011562 | 0.00013113 | 0.00013413 | 0.00011054 | 0.00012513 | 0.0001328 | 0.00011647 | 0.00013274 | 0.00011838 | 0.00013351 | 0.00011988 | 0.00012108 | 0.00013565 | 0.00014926 | 0.00010094 | 0.00011074 | 0.00010573 | 0.00015349 | 0.0001308 | 0.00012282 | 0.00010605 | 0.00011687 | 0.00010437 | 0.0001276 | 0.00012286 | 0.0001137 | 0.00014527 | 0.00011997 | 0.00013086 | 0.0001243 | 0.00012045 | 0.00010523 | 0.00011636 | 0.00012299 | 0.00014832 | 0.00012484 | 0.00013124 | 0.00010577 | 0.0001099 | 0.00012021 | 0.00013688 | 0.00013452 | 0.00010686 | 0.00013549 | 0.00012825 | 0.00012145 | 0.00010335 | 0.00010415 | 0.00014197 | 0.0001054 | 0.00011287 | 0.00011089 | 0.0001231 | 0.00011936 | 0.00013803 | 0.00010519 | 0.00011688 | 0.00011725 | 0.0001299 | 0.00012433 | 0.0001124 | 0.00011818 | 0.00012697 | 0.00013856 | 0.00012052 | 0.0001161 | 0.0001274 | 0.00013654 | 0.00012759 | 9.3699e-05 | 0.00013716 | 0.00010462 | 0.00014465 | 0.00012501 | 0.00012318 | 0.00010646 | 0.00011896 | 0.00011383 | 0.00012645 | 9.7621e-05 | 0.00010423 | 0.00011123 | 0.00011393 | 0.00013698 | 0.00010809 | 0.0001348 | 0.0001482 | 0.0001152 | 0.00011268 | 0.00013921 | 0.00011042 | 0.00011366 | 0.00013639 | 0.0001056 | 0.00011131 | 0.00010962 | 0.00012703 | 0.00011675 | 0.0001137 | 0.00010801 | 0.00014411 | 0.00011772 | 0.00013565 | 0.0001192 | 0.00012434 | 0.0001167 | 0.00013832 | 0.00011074 | 0.00010646 | 0.00011389 | 0.00013258 | 9.8755e-05 | 0.00012563 | 0.00012695 | 0.00012336 | 0.00012752 | 0.00010854 | 0.00012386 | 0.00011858 | 0.00013294 | 0.00012853 | 0.00011489 | 0.0001247 | 0.00012651 | 0.00013881 | 0.00010789 | 0.0001288 | 0.00010647 | 0.00010297 | 0.00012639 | 9.1353e-05 | 0.00012093 | 0.00013268 | 0.00011812 | 0.00012474 | 9.9053e-05 | 0.00013874 | 0.00012599 | 0.00010807 | 0.00012113 | 0.00010787 | 0.0001071 | 0.00012685 | 0.0001112 | 0.00013039 | 0.00012751 | 0.00011646 | 0.00011819 | 0.00010733 | 0.00011075 | 0.00011352 | 0.00011648 | 0.00011088 | 0.00010945 | 0.00012518 | 0.00010081 | 0.00012341 | 0.00012293 | 0.00010549 | 0.00012184 | 0.00011274 | 0.00012236 | 0.00012989 | 0.00012147 | 0.00012307 | 0.00012131 | 0.00013208 | 0.00012422 | 0.00010534 | 0.00011105 | 0.00011437 | 0.00012502 | 0.00011473 | 0.00010987 | 0.00010235 | 0.0001252 | 0.00012485 | 0.00013303 | 0.00012634 | 0.00011154 | 0.00012469 | 0.00012904 | 0.00011192 | 0.00012565 | 9.5612e-05 | 0.00012296 | 0.00012063 | 0.00014406 | 0.00011339 | 0.00012678 | 0.00010206 | 0.00015061 | 0.0001343 | 0.00012224 | 0.00010168 | 0.00012866 | 0.00011693 | 0.00014974 | 0.00011256 | 0.00012624 | 0.00012788 | 0.00012698 | 0.00011144 | 0.00013079 | 0.00011839 | 0.00010405 | 0.00011759 | 0.00010654 | 0.00011605 | 0.00012071 | 0.00011578 | 0.00012724 | 0.00011563 | 0.00011563 | 0.00012248 | 0.00011451 | 0.00015139 | 9.4624e-05 | 0.00012385 | 0.00011907 | 0.00013748 | 0.0001111 | 0.00012084 | 0.00011208 | 0.00012097 | 0.00010863 | 0.00012505 | 0.00014779 | 0.00013543 | 0.00011723 | 0.00013131 | 0.00012489 | 0.00012897 | 0.00011903 | 0.00012361 | 0.00011185 | 0.00012912 | 0.00011614 | 0.00011246 | 0.00013226 | 0.00013537 | 0.00010939 | 0.00013522 | 0.00011072 | 0.00011369 | 0.00011732 | 0.00012436 | 0.00010728 | 0.00011219 | 0.00011327 | 0.00010683 | 0.00012995 | 0.00011953 | 0.00012171 | 0.00013169 | 0.0001067 | 0.00012001 | 0.00010847 | 0.00013765 | 0.00010091 | 0.00012854 | 0.00010118 | 0.00013677 | 0.00012854 | 0.00012398 | 0.0001295 | 0.00010852 | 0.00010794 | 0.00010879 | 0.00010517 | 0.00010454 | 0.00011965 | 0.00010619 | 0.00012396 | 0.00011947 | 0.00012499 | 0.00012463 | 0.00012895 | 0.00011836 | 0.00013778 | 0.00012314 | 0.00011635 | 0.00011566 | 0.00012521 | 8.1704e-05 | 0.00014271 | 0.00012109 | 0.00013918 | 0.00011159 | 0.00014507 | 0.00012064 | 0.00012559 | 0.00013627 | 0.0001384 | 0.00013148 | 0.00013899 | 0.00010197 | 0.00011294 | 0.00013974 | 0.00012272 | 9.9224e-05 | 0.00013724 | 0.00014333 | 0.00012197 | 0.00011722 | 0.00012987 | 0.00012069 | 0.00010775 | 0.00010877 | 0.00014091 | 0.00013199 | 0.00012372 | 0.00012295 | 0.00013536 | 0.00011648 | 0.0001262 | 0.00011209 | 0.00011963 | 0.00011523 | 0.0001355 | 0.00013166 | 0.00014021 | 0.00012058 | 0.00014059 | 0.0001028 | 0.00013454 | 9.6644e-05 | 0.00012737 | 0.0001116 | 0.00012185 | 0.00011672 | 0.00010709 | 0.00011691 | 0.00012199 | 0.00012781 | 0.00011354 | 0.00013723 | 0.00014808 | 0.00011282 | 0.0001076 | 9.9319e-05 | 0.00011096 | 0.00012591 | 0.00013779 | 0.00011727 | 0.00012029 | 0.00012537 | 0.00010754 | 0.0001133 | 0.00012331 | 0.00012489 | 0.00010861 | 0.00010054 | 0.00013027 | 0.0001085 | 0.0001128 | 0.00011253 | 0.00012775 | 0.00011926 | 0.00012643 | 9.7492e-05 | 0.0001139 | 0.00012183 | 0.00013257 | 9.4126e-05 | 0.0001439 | 0.00013616 | 9.6311e-05 | 0.00010848 | 0.00012477 | 0.00012483 | 0.00011633 | 0.00013242 | 0.00012461 | 0.00013319 | 0.00010356 | 9.4643e-05 | 0.00011595 | 0.00013038 | 0.00011515 | 0.00010752 | 0.0001268 | 0.00013807 | 0.00011341 | 0.00015277 | 0.00011847 | 0.00012866 | 0.00012089 | 0.00012461 | 0.00012046 | 0.00011869 | 9.3241e-05 | 0.00012335 | 0.00013246 | 0.00012089 | 0.00013165 | 0.00012475 | 0.00011454 | 0.00011975 | 0.00010572 | 9.8792e-05 | 9.7272e-05 | 0.0001314 | 0.00012071 | 0.00011676 | 0.00011029 | 0.00011927 | 0.00010491 | 0.00011154 | 0.00014001 | 0.0001266 | 0.00012702 | 0.00013816 | 0.00013277 | 0.00012108 | 0.00010812 | 0.00014336 | 0.00012295 | 0.00013635 | 9.8226e-05 | 0.00011107 | 0.00010246 | 0.00014811 | 0.00013196 | 0.00013901 | 0.00011853 | 0.00013411 | 0.00013477 | 0.00011703 | 0.0001369 | 0.00010864 | 0.00012685 | 0.00011489 | 0.000105 | 0.00012203 | 0.00012984 | 0.00011805 | 0.00011996 | 0.00012527 | 0.0001071 | 0.00012385 | 0.00012459 | 0.00011914 | 0.00012463 | 0.0001221 | 0.00012143 | 0.00010746 | 0.00011203 | 0.00013209 | 0.00012127 | 0.00012203 | 0.00013711 | 0.00012302 | 0.00011913 | 0.00013145 | 0.0001115 | 0.00012908 | 0.00012435 | 0.0001204 | 0.00012916 | 0.00012848 | 0.00010343 | 0.00010988 | 0.00012703 | 0.00011325 | 0.00012154 | 0.00011584 | 0.00012422 | 0.00013193 | 0.00012062 | 0.00011128 | 0.00013056 | 0.00011386 | 8.5071e-05 | 0.00012333 | 0.00013425 | 0.00012765 | 0.00014184 | 0.00012569 | 0.00011423 | 0.00014119 | 0.00012663 | 0.0001069 | 0.00011078 | 0.00013222 | 0.00012734 | 0.00011443 | 0.00014512 | 0.00012136 | 0.0001032 | 0.00010865 | 0.00011874 | 0.00012163 | 0.00010515 | 0.00012731 | 0.00012725 | 0.00014479 | 0.00012224 | 9.8749e-05 | 0.00013172 | 0.00010711 | 0.0001303 | 0.00013138 | 0.00010865 | 0.00010742 | 0.00010594 | 0.00013275 | 0.00012272 | 0.00012437 | 9.4751e-05 | 0.00010276 | 0.00013536 | 0.00012339 | 0.00011526 | 0.00012059 | 0.00011966 | 0.00011261 | 0.0001056 | 0.00010242 | 0.00010594 | 0.00010741 | 0.00011496 | 0.00012869 | 0.00012543 | 0.00013676 | 0.00013641 | 0.00013111 | 0.00012447 | 0.00013116 | 0.00013269 | 0.00011146 | 0.0001232 | 0.00012681 | 0.00013312 | 0.00012231 | 0.00010311 | 0.00011916 | 0.0001028 | 0.00012713 | 0.00012078 | 0.0001101 | 0.00013641 | 0.00011582 | 0.00011989 | 0.00010688 | 0.00012049 | 0.00012521 | 0.0001367 | 0.00012018 | 0.00011925 | 0.00010765 | 0.00011942 | 0.00013319 | 0.0001512 | 0.00012057 | 0.0001316 | 0.00012063 | 0.00013247 | 0.00011971 | 0.00011968 | 0.00012858 | 0.00012294 | 0.00013648 | 0.00010835 | 0.00012488 | 0.00010202 | 9.2651e-05 | 0.00013635 | 0.00012461 | 0.00010742 | 0.00011065 | 0.00012836 | 0.00013064 | 0.00010978 | 0.00014871 | 0.00014598 | 0.00013228 | 0.00010695 | 0.0001289 | 0.00013164 | 0.00011886 | 0.00010554 | 0.00010771 | 0.00012213 | 0.00012833 | 0.00014816 | 0.00012294 | 0.00013243 | 0.00012834 | 0.00011594 | 0.00013058 | 0.00013486 | 0.00013318 | 0.00010383 | 0.00013534 | 0.00012301 | 0.00011422 | 0.0001353 | 0.0001104 | 0.00010754 | 0.000133 | 0.00010647 | 0.00011345 | 0.00011695 | 0.00011623 | 0.00010271 | 0.00012411 | 0.00011607 | 0.00013567 | 0.00012433 | 0.00011221 | 0.00011387 | 0.00010807 | 0.00010953 | 0.00011147 | 0.00012794 | 0.0001166 | 0.00010332 | 0.00013048 | 0.00012711 | 0.00010774 | 0.00013665 | 0.00013508 | 0.00012367 | 0.00013312 | 0.00014016 | 0.00010274 | 0.00012322 | 0.00011735 | 0.00012953 | 0.00012071 | 0.00012107 | 0.00014525 | 0.00012312 | 0.00012197 | 0.00012119 | 0.00011524 | 0.00010824 | 0.00012762 | 0.00013116 | 0.00012649 | 0.00010987 | 0.00011974 | 0.00012475 | 0.00013714 | 0.00014444 | 0.00011036 | 0.00013657 | 0.00011646 | 0.00010239 | 0.00013425 | 0.00011081 | 0.00014181 | 0.0001211 | 0.0001272 | 0.00010543 | 0.00012984 | 0.00013749 | 0.00012663 | 0.00010625 | 0.00010643 | 0.0001201 | 0.00011318 | 0.00011806 | 6.9593e-05 | 8.7781e-05 | 0.00011377 | 9.8612e-05 | 0.00011249 | 0.00012478 | 0.00012058 | 0.00011736 | 0.00012238 | 9.8571e-05 | 0.00015163 | 0.00013091 | 0.00012552 | 0.00012089 | 0.00011334 | 0.00011648 | 0.00010976 | 0.00012144 | 0.00011634 | 0.00011565 | 0.00010607 | 0.00010848 | 0.00011962 | 0.00012401 | 0.00011504 | 0.00012097 | 0.00011503 | 0.00010247 | 0.0001164 | 0.00014428 | 0.00012771 | 0.00013086 | 0.00011773 | 0.00011767 | 0.00012438 | 0.00012433 | 0.00013327 | 0.00014286 | 0.00012374 | 0.00012006 | 0.00011407 | 0.0001376 | 0.00012097 | 0.0001235 | 0.00011222 | 0.00012662 | 0.00010558 | 0.00011525 | 0.00010695 | 0.0001182 | 0.0001313 | 0.00013159 | 9.5534e-05 | 0.00012189 | 0.00010459 | 0.00012256 | 0.00012395 | 0.00011155 | 0.00011513 | 0.00011509 | 0.00012791 | 0.00011491 | 0.00010642 | 0.0001399 | 0.00010563 | 0.00012926 | 0.00012689 | 0.00013792 | 0.00014255 | 0.00011916 | 0.0001311 | 0.00011183 | 0.00011561 | 0.00012745 | 0.00012889 | 0.00012358 | 0.00011248 | 0.00012096 | 0.00012813 | 0.00012407 | 0.0001273 | 0.00012341 | 0.00012059 | 0.00011118 | 0.00012237 | 0.000121 | 0.00011908 | 0.00012281 | 0.00012619 | 0.00012143 | 0.00012862 | 0.0001029 | 0.00012439 | 0.0001233 | 0.00012003 | 0.00012667 | 0.00011824 | 0.00012555 | 0.00010896 | 0.00011125 | 0.00012332 | 0.00010259 | 9.2911e-05 | 0.00012017 | 0.00011699 | 0.00013038 | 0.00011025 | 0.00012242 | 0.00013371 | 9.9825e-05 | 0.00013309 | 0.00012447 | 0.00011684 | 0.00012625 | 0.00013404 | 0.00013347 | 0.00011777 | 0.0001329 | 9.3306e-05 | 0.0001265 | 0.00013091 | 0.00011818 | 0.00013618 | 0.00012966 | 0.00015267 | 0.00010625 | 0.00012437 | 0.00011112 | 0.00012133 | 0.00012049 | 0.00011788 | 0.00012544 | 9.8281e-05 | 0.00012158 | 0.00011744 | 0.00014154 | 0.0001184 | 0.00011779 | 0.00012434 | 0.00012784 | 0.00012187 | 0.00010646 | 0.00011367 | 9.6895e-05 | 0.00011044 | 0.00011533 | 0.00012164 | 0.00011686 | 0.00012036 | 0.00011749 | 0.00013374 | 0.00011519 | 0.00012288 | 0.00011791 | 0.00013544 | 0.00011133 | 0.00013311 | 0.00011554 | 0.0001216 | 0.00011802 | 0.0001367 | 0.00011453 | 0.00012162 | 0.00011145 | 0.00011696 | 0.00011441 | 0.00013501 | 0.00011752 | 0.00014217 | 0.00012244 | 0.00013066 | 0.00010777 | 0.00013048 | 0.00011828 | 0.00012278 | 0.0001393 | 0.00010227 | 0.00013694 | 0.00013704 | 0.00011194 | 9.5326e-05 | 0.00013132 | 0.00013198 | 0.00010764 | 0.00012896 | 0.00011199 | 0.00014096 | 0.0001409 | 0.00011685 | 0.0001058 | 0.00012474 | 0.00012042 | 0.00010508 | 0.00012605 | 0.00013463 | 0.00012714 | 0.00011693 | 0.00011488 | 0.00013495 | 0.00013061 | 0.00014064 | 0.00011098 | 0.00011696 | 0.0001124 | 0.00012121 | 0.00011985 | 0.00013993 | 0.00010697 | 0.00010912 | 0.00014559 | 0.00013786 | 0.00010744 | 9.8084e-05 | 0.00012985 | 0.00012031 | 0.0001372 | 0.00013964 | 0.00011979 | 0.00014026 | 0.00010594 | 0.00011367 | 0.00013565 | 0.0001092 | 0.0001094 | 0.00011854 | 0.00013648 | 0.00011934 | 0.00011601 | 0.00014388 | 0.00010199 | 0.00011846 | 0.00013055 | 0.00012282 | 0.00012513 | 0.0001461 | 0.00011481 | 0.00013169 | 0.00014743 | 0.00010994 | 0.0001329 | 0.00012205 | 0.00010203 | 0.00013657 | 0.00011618 | 0.00011233 | 0.00010969 | 0.00012234 | 0.00012803 | 0.00010452 | 0.0001344 | 0.00011324 | 0.0001321 | 0.00012931 | 0.00011353 | 0.00011338 | 0.00013632 | 0.00011007 | 0.00011204 | 0.00013621 | 0.0001622 | 0.00012587 | 0.00012976 | 9.7824e-05 | 0.00011168 | 0.00011502 | 0.00012852 | 0.00012988 | 0.00011242 | 0.00011298 | 0.00010963 | 0.00010529 | 0.00012342 | 0.00012654 | 0.00012344 | 0.00013157 | 0.00011728 | 0.00012937 | 0.00010266 | 0.00010698 | 0.00011327 | 0.00013973 | 0.00012598 | 0.00011715 | 0.00012311 | 0.00011157 | 0.00012304 | 0.00014293 | 9.9732e-05 | 0.00015202 | 0.00011262 | 0.00010029 | 0.00013928 | 9.9216e-05 | 0.00012116 | 0.00012782 | 0.00011055 | 0.00012621 | 0.00011989 | 0.00013721 | 0.00011346 | 0.00014284 | 0.00015824 | 0.000136 | 0.00012484 | 0.00012439 | 0.00011787 | 0.00011805 | 0.00011939 | 0.00013034 | 0.00011059 | 0.00012249 | 0.00011384 | 0.00011985 | 0.0001316 | 0.00013368 | 0.0001147 | 0.00013153 | 0.00012639 | 0.00013334 | 0.00012169 | 0.00013035 | 0.00012375 | 0.00012323 | 0.00013763 | 0.00013911 | 0.00011973 | 0.00010952 | 0.00013025 | 0.00010981 | 0.00012795 | 0.00011251 | 7.8458e-05 | 0.00010495 | 0.00013807 | 0.00014061 | 0.00015447 | 0.00014664 | 0.00011057 | 0.00012788 | 0.00011992 | 0.00012412 | 0.00011225 | 0.00012116 | 0.00013514 | 9.5311e-05 | 0.00012431 | 9.4423e-05 | 0.00011898 | 7.7503e-05 | 0.00012462 | 0.00010589 | 8.9269e-05 | 0.00010804 | 0.00010363 | 0.00013406 | 0.00012035 | 0.00011668 | 0.00012299 | 0.00011173 | 0.00013522 | 0.0001059 | 0.00012482 | 0.00010536 | 0.00012665 | 0.00014045 | 0.00013263 | 0.00013048 | 0.0001057 | 0.0001149 | 0.00012369 | 0.00013343 | 0.0001256 | 0.00012544 | 8.9299e-05 | 0.00011728 | 0.00013187 | 0.00012036 | 0.00012919 | 0.00011061 | 0.00012313 | 0.0001176 | 0.00011321 | 0.0001206 | 0.00010856 | 0.00010837 | 0.00014291 | 0.00012507 | 0.00011611 | 0.00013696 | 0.00013338 | 0.00011743 | 0.00011035 | 0.00013969 | 0.00013919 | 0.0001232 | 0.00012129 | 0.00011484 | 0.00015877 | 0.00010501 | 0.00012659 | 0.00012693 | 0.00011594 | 0.00011215 | 0.00011757 | 9.6377e-05 | 0.00011564 | 0.00012744 | 0.00011661 | 0.00011681 | 0.00012498 | 0.00012667 | 0.00010126 | 0.00012883 | 0.00012907 | 0.00011913 | 0.00013415 | 0.00012039 | 0.00011542 | 0.00012902 | 0.00011791 | 0.00013515 | 0.00013016 | 0.00012903 | 0.00011798 | 0.00013344 | 0.00011332 | 9.9639e-05 | 0.00012045 | 0.00010725 | 0.00011596 | 0.00012321 | 0.00012044 | 0.0001319 | 0.00012954 | 0.00013573 | 0.00012071 | 9.8383e-05 | 0.00012602 | 0.00011262 | 0.00011387 | 0.00011029 | 0.00011091 | 0.00013202 | 0.00012079 | 0.000112 | 0.00012021 | 0.00011504 | 0.00013038 | 9.7852e-05 | 0.00012416 | 0.00013943 | 0.00011255 | 0.00012713 | 0.00011789 | 0.00010852 | 0.00011191 | 0.00012867 | 0.00012311 | 0.00010117 | 0.00012164 | 0.00013934 | 0.0001035 | 0.00011988 | 0.00014074 | 0.00011665 | 0.00012131 | 0.00013086 | 0.00010964 | 0.00013631 | 0.00011508 | 0.000112 | 0.0001286 | 0.00011594 | 0.00011718 | 0.00012048 | 0.00013856 | 0.00012266 | 0.00012452 | 0.00014193 | 0.00013193 | 0.00011619 | 0.00012294 | 0.00012753 | 0.00010732 | 9.9582e-05 | 0.00010787 | 0.00014129 | 0.00012552 | 0.00010309 | 0.00012058 | 0.00011688 | 0.00011045 | 0.00012016 | 0.00013763 | 0.00011055 | 0.00010219 | 0.00013192 | 0.00011303 | 0.0001421 | 0.00015583 | 0.00013147 | 0.00011138 | 0.00011755 | 0.00013045 | 0.00012227 | 0.0001204 | 0.00011896 | 0.00011631 | 0.00010589 | 0.0001192 | 0.00012775 | 0.00013859 | 0.0001449 | 0.00012991 | 0.00010807 | 0.00012766 | 0.00011912 | 0.00013014 | 0.00011069 | 0.00013642 | 0.00010329 | 0.00010821 | 0.0001335 | 0.00013262 | 0.00013805 | 0.0001124 | 0.00012671 | 0.00013802 | 0.00012768 | 0.00012488 | 0.0001185 | 0.00012027 | 0.00012276 | 9.3731e-05 | 0.00011167 | 0.00010773 | 0.00012983 | 0.00013848 | 0.00011313 | 0.00012033 | 0.00012696 | 0.00012419 | 0.00012012 | 0.00012095 | 0.0001155 | 0.00010568 | 0.00013661 | 0.00014728 | 0.00014492 | 0.00014291 | 9.9322e-05 | 0.00013615 | 0.00010838 | 0.00012369 | 0.00010171 | 0.00010031 | 0.0001345 | 0.00013513 | 0.00013773 | 0.00013822 | 0.00012393 | 0.00012699 | 0.00011205 | 0.00013118 | 0.00011348 | 0.00013548 | 0.00010161 | 0.00011973 | 0.00012621 | 0.00014567 | 0.00013053 | 0.00011976 | 0.00011938 | 0.0001383 | 0.00013497 | 0.00011149 | 0.00013074 | 0.00013541 | 0.00012061 | 0.00012897 | 0.00011207 | 0.00012942 | 0.00011369 | 0.00014739 | 0.00011885 | 0.00014203 | 0.00012148 | 0.00012829 | 0.00013083 | 0.00013499 | 0.00012416 | 0.00011678 | 0.0001272 | 0.00011784 | 0.00011476 | 0.00013069 | 0.00013994 | 0.00010825 | 0.00011865 | 0.00012611 | 0.00012925 | 0.00010153 | 0.00012043 | 0.00013204 | 0.00013576 | 0.00013505 | 0.00010925 | 0.00012457 | 0.00011492 | 0.00013216 | 0.0001196 | 0.00011122 | 0.00012807 | 0.00012859 | 0.00012768 | 0.00010796 | 0.00011325 | 0.00011864 | 0.00011816 | 0.00012584 | 0.00010992 | 0.00013904 | 0.00012155 | 0.00012727 | 0.00012756 | 0.00012775 | 0.00013706 | 0.00011999 | 0.00011636 | 0.00010237 | 0.00013718 | 0.00012364 | 9.4658e-05 | 0.00012639 | 0.00011123 | 0.00011501 | 0.00011537 | 0.00012766 | 0.00013706 | 0.00012293 | 0.00012331 | 0.00012028 | 0.00011108 | 0.00013148 | 0.00012321 | 8.9419e-05 | 0.00011502 | 0.00014003 | 0.00012169 | 0.00010732 | 9.6342e-05 | 0.00012017 | 0.00013022 | 0.00010897 | 9.1017e-05 | 0.00013755 | 0.00011881 | 0.00013219 | 0.00011265 | 0.00014175 | 0.00011818 | 0.00013661 | 0.00013021 | 0.00010413 | 0.00010948 | 0.00012319 | 0.00013365 | 0.00011831 | 0.00012144 | 0.00014525 | 0.00010827 | 0.0001259 | 0.00013576 | 0.00011184 | 0.000113 | 0.00011297 | 0.00012054 | 0.00011746 | 0.00010809 | 0.0001002 | 0.00013938 | 0.000152 | 0.00013258 | 0.00013212 | 0.00012311 | 0.00010619 | 0.00010101 | 0.00011139 | 0.00011585 | 0.00011746 | 0.00011926 | 0.00010612 | 0.00011554 | 0.00012791 | 0.00012021 | 9.878e-05 | 0.00011638 | 0.00011773 | 0.0001079 | 0.00012278 | 8.5259e-05 | 0.00011068 | 0.00011471 | 0.00011684 | 0.00011821 | 0.00010895 | 0.00011931 | 0.00010198 | 0.00012395 | 0.00012165 | 0.00012149 | 0.00010585 | 0.0001352 | 0.00011286 | 0.00013919 | 0.00011889 | 0.00010574 | 0.00011178 | 0.00011106 | 0.00012852 | 0.00011223 | 0.00011383 | 0.00011768 | 0.00011436 | 0.0001212 | 0.0001242 | 0.00012004 | 0.00012759 | 0.00011746 | 0.00012237 | 0.00013021 | 0.00010759 | 0.00012439 | 0.00012342 | 0.00010943 | 0.00010889 | 0.00012935 | 0.00011657 | 0.00011203 | 0.00010097 | 0.00012363 | 0.00012099 | 0.00012139 | 0.0001316 | 0.00013721 | 0.00013091 | 0.00012025 | 0.00013892 | 0.00011567 | 0.00013204 | 0.0001287 | 0.00012721 | 0.00012104 | 0.00011938 | 0.00012225 | 0.00011659 | 0.00013949 | 0.0001189 | 0.0001205 | 0.00011363 | 0.00012482 | 0.000144 | 0.00011497 | 0.00013323 | 0.00012997 | 0.00012223 | 0.00012625 | 0.00013061 | 0.00012693 | 0.00011218 | 0.00011465 | 0.00012426 | 0.00011371 | 0.00012447 | 0.00011567 | 0.00012746 | 0.00012325 | 0.00013293 | 0.00015401 | 0.00011006 | 0.00011101 | 0.00013141 | 0.00011239 | 0.00014293 | 0.00014938 | 0.00013193 | 0.00014071 | 9.9399e-05 | 0.00012946 | 0.0001074 | 0.00011721 | 0.00012449 | 0.00014368 | 0.00012329 | 0.00010652 | 0.00012885 | 0.00013478 | 0.0001368 | 0.00013106 | 0.00012473 | 0.00011705 | 0.00012024 | 0.00013037 | 0.00011681 | 0.00011449 | 0.00011336 | 9.3006e-05 | 0.00012277 | 0.00012156 | 0.00012623 | 0.0001231 | 0.00013626 | 0.00011277 | 9.8882e-05 | 9.9508e-05 | 0.00011283 | 0.00011585 | 9.9985e-05 | 0.00010885 | 0.00012308 | 0.0001259 | 0.00010915 | 0.00010542 | 0.00013827 | 0.00011468 | 0.00012132 | 0.00013933 | 0.00010155 | 0.0001234 | 0.00011469 | 0.00012349 | 0.00011172 | 0.00012126 | 0.0001275 | 0.00011765 | 0.00011312 | 0.00011313 | 0.00012657 | 8.296e-05 | 0.00012045 | 0.00011171 | 0.00013853 | 0.00013255 | 0.0001341 | 0.00010427 | 0.0001178 | 0.00010756 | 0.00010449 | 0.00012831 | 0.00012867 | 0.00012464 | 0.00012974 | 0.00010539 | 0.00010214 | 0.00013926 | 0.00012035 | 0.00010902 | 0.00012611 | 0.00011605 | 0.0001165 | 0.00011921 | 0.00011562 | 0.00012081 | 0.00012914 | 0.00010934 | 0.00011949 | 0.00011817 | 0.00012018 | 9.814e-05 | 0.00012005 | 0.00011611 | 0.00011381 | 0.00013269 | 0.00011894 | 0.00013007 | 0.00012759 | 0.00010618 | 0.00011827 | 0.000112 | 0.00011766 | 0.00014299 | 0.00012017 | 0.00013476 | 0.00013496 | 0.00012141 | 0.00011009 | 0.00011421 | 0.00011555 | 0.0001204 | 0.00011637 | 0.0001433 | 0.00010951 | 0.00013274 | 0.00011029 | 0.00011179 | 0.0001428 | 0.00010889 | 0.00011383 | 0.00013116 | 0.00011542 | 0.0001264 | 0.00013469 | 0.00012713 | 0.00012278 | 0.00012343 | 0.00012311 | 0.00012324 | 0.00011254 | 0.00012252 | 0.0001351 | 0.00011227 | 0.00011218 | 0.00012665 | 0.00011296 | 0.00014142 | 0.00013104 | 0.00010599 | 0.0001439 | 0.00013739 | 0.00011704 | 0.00011218 | 0.00012229 | 0.00010909 | 0.00012268 | 0.00012558 | 0.0001302 | 0.00010531 | 0.00012279 | 8.9964e-05 | 0.00011351 | 9.2823e-05 | 0.0001295 | 0.00013473 | 0.00011594 | 0.00011553 | 0.00010448 | 0.00011583 | 0.00011963 | 0.00011752 | 0.00011799 | 0.00010929 | 0.00011997 | 0.00012807 | 0.00011695 | 0.00013071 | 0.0001177 | 0.00013382 | 0.00011987 | 0.00013893 | 0.00011867 | 0.00011544 | 0.00013634 | 0.00013191 | 0.00011944 | 0.0001218 | 0.00012576 | 0.00010112 | 0.00012175 | 0.00013189 | 0.00010897 | 0.00013262 | 0.00011819 | 0.00012561 | 0.00010767 | 0.00010275 | 0.00012286 | 0.00011033 | 0.00014171 | 0.00010313 | 0.00010138 | 0.00011958 | 0.00011448 | 0.00011733 | 0.00011735 | 0.00011978 | 0.00010845 | 0.00012074 | 0.000106 | 0.00013944 | 0.00011993 | 0.0001232 | 9.9505e-05 | 0.00012517 | 0.00013298 | 0.00013215 | 0.00011481 | 0.00013933 | 0.00012972 | 0.00013457 | 0.00010792 | 0.00012114 | 0.00011314 | 0.00010071 | 0.00012265 | 0.00014014 | 0.00013392 | 0.00010045 | 0.00012435 | 9.0709e-05 | 0.00011743 | 0.00013622 | 0.00013676 | 0.00011321 | 0.00011887 | 0.00010804 | 0.00012733 | 0.00012683 | 0.00011793 | 0.0001309 | 0.00011478 | 0.00013898 | 0.00012102 | 0.00010449 | 0.0001152 | 0.00012036 | 0.00014563 | 0.00013175 | 0.00011863 | 9.0904e-05 | 0.00013684 | 0.00012617 | 0.00010764 | 0.0001194 | 0.000138 | 0.00011447 | 0.00011115 | 0.00013049 | 0.00011501 | 0.000109 | 9.5673e-05 | 0.00014594 | 0.00011033 | 0.00011951 | 0.00013006 | 0.00012738 | 0.00011444 | 0.00010371 | 0.00011617 | 0.00012639 | 0.00012656 | 0.00013006 | 0.00011786 | 0.00011083 | 0.00012303 | 9.8309e-05 | 0.0001176 | 0.00011725 | 0.00013217 | 0.00011311 | 0.00012583 | 0.00013542 | 0.00011374 | 0.00010115 | 0.00011343 | 0.00012319 | 0.00011063 | 0.00010098 | 0.00010679 | 0.00012515 | 0.00012087 | 0.00012133 | 0.00014515 | 0.00011973 | 0.00011636 | 0.00012227 | 0.00014051 | 0.00011925 | 0.00012197 | 0.00011817 | 0.00013222 | 0.00013894 | 0.00013464 | 0.00011537 | 9.9461e-05 | 0.00011632 | 0.00011034 | 0.00013023 | 0.00012047 | 9.8716e-05 | 0.00013253 | 0.0001161 | 0.00010525 | 0.00011408 | 0.00012129 | 0.00012677 | 0.00011695 | 0.00011619 | 0.00010042 | 0.00010074 | 0.00012973 | 0.00011903 | 0.0001348 | 0.00013314 | 0.00010004 | 0.00010142 | 0.00012311 | 8.9641e-05 | 0.00013142 | 0.0001089 | 0.00011518 | 0.00014732 | 0.00012485 | 0.00011404 | 0.00012881 | 0.00012327 | 0.00012076 | 0.00012968 | 0.00013693 | 0.00012667 | 0.00012937 | 0.00013088 | 0.00011278 | 0.00012049 | 0.00014234 | 0.00013396 | 0.00013796 | 0.00011207 | 0.00013389 | 0.0001048 | 0.00013988 | 0.00011473 | 0.00012795 | 0.00010502 | 0.00010708 | 9.9441e-05 | 0.00012229 | 0.00013473 | 0.00012132 | 0.00010503 | 0.0001298 | 0.00014597 | 0.00011679 | 0.00013681 | 0.0001232 | 0.00012971 | 0.00013625 | 0.00012286 | 0.00012174 | 0.00011962 | 0.00013163 | 0.00011213 | 0.00015264 | 0.00012404 | 0.00012446 | 0.00014075 | 0.00013424 | 0.00011827 | 0.00012127 | 0.00010661 | 0.00013207 | 0.00014521 | 0.00012862 | 0.0001313 | 0.00012682 | 0.00011356 | 0.00012723 | 0.00011112 | 0.00011843 | 0.00012506 | 0.00011841 | 0.00013211 | 0.00010286 | 0.00011638 | 0.00012969 | 0.00011736 | 0.00011816 | 0.00012913 | 0.00013742 | 0.00013888 | 0.00011555 | 0.00012919 | 0.00013022 | 0.0001178 | 0.00011635 | 0.00012712 | 0.00014375 | 0.00010176 | 0.00012129 | 0.00012254 | 0.0001505 | 0.00011869 | 0.00014162 | 0.0001029 | 0.0001228 | 0.00010007 | 0.000127 | 0.00011505 | 0.00012357 | 0.00012016 | 0.00013549 | 0.00014297 | 0.00012765 | 0.00012998 | 0.0001072 | 0.00011119 | 0.00013273 | 0.0001102 | 0.00010984 | 0.00014118 | 0.00011162 | 0.00011653 | 0.00010514 | 0.00011886 | 0.00013037 | 0.00011607 | 0.00010493 | 0.00011697 | 0.00013722 | 0.00011617 | 0.00011774 | 0.00011692 | 0.00011223 | 0.0001201 | 0.00012516 | 9.9212e-05 | 0.00011952 | 0.00012151 | 0.00012606 | 0.00011269 | 0.00013696 | 0.00011706 | 0.00013671 | 0.00010735 | 0.00012069 | 0.0001208 | 0.00014171 | 0.00013313 | 0.00011272 | 0.00011492 | 0.00013009 | 0.00011557 | 0.00011522 | 0.00012953 | 0.00011977 | 0.00011086 | 0.00011079 | 0.00010228 | 0.0001446 | 9.769e-05 | 0.00014389 | 0.00012461 | 0.00010532 | 0.00012835 | 0.000106 | 0.00010916 | 0.00012956 | 0.00011279 | 0.00010778 | 0.00012968 | 0.00011632 | 0.00011452 | 0.00013173 | 9.8216e-05 | 0.00011899 | 0.00010702 | 0.00011417 | 0.00012647 | 0.00013935 | 0.00012408 | 0.00012786 | 0.00013261 | 0.00011242 | 0.00011998 | 0.00011742 | 0.00011294 | 0.00010295 | 0.00014431 | 0.00012338 | 0.00011929 | 0.00012609 | 0.00010929 | 0.00012388 | 0.00011642 | 0.00013485 | 0.00012488 | 0.00010007 | 0.00012512 | 0.00013101 | 0.00012212 | 0.0001238 | 0.00011088 | 0.00013683 | 0.00011238 | 0.00011695 | 0.00010773 | 0.00013282 | 0.0001301 | 0.00010475 | 0.00012555 | 0.00010011 | 0.0001168 | 0.00012233 | 0.00012694 | 0.00012931 | 0.00011349 | 0.00010482 | 0.00012496 | 0.00012035 | 0.00010078 | 0.00011924 | 0.00011859 | 0.00012483 | 0.00010196 | 0.00011211 | 0.00012202 | 0.00013203 | 0.00011366 | 0.00012681 | 0.00013105 | 0.00011879 | 0.00011493 | 0.00013129 | 0.00012963 | 0.00012637 | 0.0001242 | 0.00012574 | 0.00011805 | 0.00012293 | 8.828e-05 | 0.00013409 | 0.00011952 | 0.00012926 | 0.00010656 | 0.00011972 | 0.00010606 | 0.00013545 | 0.00013464 | 9.6353e-05 | 0.00013673 | 0.00012685 | 0.00014262 | 0.00012897 | 0.00011055 | 0.00013073 | 0.00012784 | 8.8496e-05 | 0.00012036 | 0.00011371 | 0.00013561 | 0.00012528 | 0.00013298 | 0.00010995 | 0.00013722 | 0.0001533 | 0.00011935 | 0.00012502 | 0.00011071 | 0.00012904 | 0.00012593 | 0.00014199 | 0.00010234 | 0.00011344 | 0.00011718 | 0.00011762 | 9.8262e-05 | 0.00012126 | 0.00013274 | 0.00012527 | 0.00013285 | 0.00011158 | 0.00012517 | 8.7202e-05 | 0.00012878 | 0.00010563 | 0.00011697 | 0.00012256 | 0.00012313 | 0.00012111 | 0.00012649 | 0.00013073 | 0.00011732 | 0.00010899 | 0.00011537 | 0.00013729 | 0.00014857 | 0.00010641 | 0.00010761 | 0.00014795 | 0.00012396 | 0.00012134 | 0.0001309 | 0.00012541 | 0.00013161 | 0.00013159 | 0.00011452 | 0.00011226 | 0.00013842 | 0.00013254 | 0.00012634 | 0.00014163 | 0.00011182 | 0.00010564 | 0.00014097 | 0.00011629 | 0.00011368 | 0.00011423 | 0.00012069 | 0.00012062 | 0.00013309 | 0.00012746 | 0.00011565 | 0.00012484 | 0.00012859 | 0.00011518 | 0.00014098 | 0.00011615 | 0.00011579 | 0.00012312 | 0.00010757 | 0.00015042 | 0.00013866 | 9.9691e-05 | 0.0001139 | 0.00010361 | 0.00012359 | 0.00010877 | 0.000138 | 0.00012081 | 0.00010674 | 0.00013663 | 0.00010153 | 0.00012872 | 0.00011395 | 0.00013168 | 0.00011794 | 0.00013169 | 0.00015004 | 0.00012817 | 0.00012514 | 0.00012901 | 0.00011325 | 0.00013433 | 0.00011761 | 0.0001156 | 0.00011261 | 0.00011796 | 0.00012321 | 9.9537e-05 | 0.00012277 | 0.00011408 | 0.00012137 | 0.00012717 | 0.00012778 | 0.00013591 | 0.00011304 | 0.00011855 | 0.0001046 | 0.00013327 | 0.00012478 | 0.0001291 | 0.00012426 | 0.00015996 | 0.00011212 | 0.0001314 | 0.00011291 | 0.00014245 | 0.00011981 | 0.00012608 | 0.00011668 | 0.00013615 | 0.00012133 | 0.00010729 | 0.00011791 | 0.00011323 | 0.00012264 | 0.00014365 | 0.00011189 | 0.00011377 | 0.00014405 | 0.00010417 | 0.00010132 | 0.00010452 | 0.00013003 | 0.00013911 | 0.00013832 | 0.00012531 | 0.00014124 | 0.0001077 | 0.00012716 | 0.00012448 | 0.00010181 | 0.00011982 | 0.00010188 | 0.00012883 | 0.00012005 | 0.00010809 | 0.00010584 | 0.0001235 | 0.00014035 | 0.00013105 | 0.00011824 | 0.0001117 | 0.00010683 | 0.00011838 | 0.00011565 | 0.00012478 | 0.00013536 | 0.00013143 | 0.00010682 | 0.00012026 | 0.0001113 | 0.00011845 | 0.00013122 | 0.00011221 | 0.00013223 | 0.00012063 | 0.00013696 | 0.00010204 | 0.0001164 | 0.00012336 | 0.00010864 | 0.00012814 | 0.00012444 | 0.00011421 | 0.00011506 | 0.0001245 | 0.00014243 | 0.0001122 | 0.00010698 | 0.00013258 | 0.00010743 | 0.00014583 | 0.00012813 | 0.00010902 | 0.00012798 | 0.00013086 | 0.00013766 | 0.00013893 | 0.00012514 | 0.00012246 | 0.0001401 | 0.00012967 | 0.00010316 | 0.00011386 | 0.00013748 | 0.00013483 | 0.00011684 | 0.000113 | 0.00013042 | 0.00011952 | 0.00013316 | 0.00013043 | 0.00012727 | 0.00011982 | 0.00012897 | 0.00013647 | 0.00014022 | 0.00012811 | 0.00014296 | 0.00011801 | 0.00011437 | 0.00011932 | 9.5213e-05 | 0.00013563 | 0.00012757 | 0.00012071 | 0.00011834 | 9.1826e-05 | 0.00011971 | 0.00011197 | 0.00010197 | 0.00012145 | 0.00013622 | 0.00012066 | 0.00011775 | 0.00013495 | 0.00011327 | 0.00012967 | 0.00012659 | 0.00013746 | 0.0001122 | 0.00010432 | 0.00013869 | 9.7794e-05 | 0.00011197 | 0.00012504 | 0.00012202 | 0.00011964 | 0.00010863 | 9.5557e-05 | 0.00011911 | 9.4947e-05 | 0.00012292 | 0.00010391 | 0.00012367 | 0.00011781 | 0.00010919 | 0.00014188 | 0.00013006 | 0.00013245 | 0.00013831 | 0.00011357 | 0.00014952 | 0.00011498 | 9.7449e-05 | 0.00013011 | 0.00011117 | 0.00011694 | 0.00013221 | 0.00011931 | 0.00011935 | 0.00012045 | 0.0001396 | 0.0001313 | 0.00012878 | 0.00010642 | 0.00012718 | 0.00011958 | 0.00010541 | 0.00010878 | 0.00012739 | 0.00013146 | 9.9747e-05 | 0.00011955 | 0.00012441 | 0.00014359 | 0.00010138 | 0.0001277 | 0.00012933 | 0.00010886 | 0.00013801 | 0.00012427 | 9.9672e-05 | 0.00011339 | 0.00010563 | 0.00013561 | 0.00014699 | 0.0001243 | 0.00010766 | 0.00010523 | 0.00011372 | 0.0001313 | 0.00013155 | 0.00012853 | 0.00013013 | 0.00011954 | 0.0001186 | 0.00012788 | 0.00012348 | 0.00012407 | 0.00010713 | 0.00011262 | 0.00013188 | 0.0001204 | 0.0001338 | 0.00010909 | 9.9916e-05 | 0.00013145 | 0.00014525 | 0.00012691 | 0.00015069 | 0.0001167 | 0.0001277 | 0.00011512 | 0.00012474 | 0.00012625 | 0.00013736 | 0.00011935 | 0.00010874 | 0.00013203 | 0.00012322 | 0.00011291 | 0.00011659 | 0.00012904 | 0.00011731 | 0.0001151 | 0.00011849 | 0.00012307 | 0.0001238 | 0.00011352 | 0.00012023 | 0.00013723 | 0.00010421 | 0.00011874 | 0.00010574 | 0.00010856 | 0.00012841 | 0.00013004 | 0.00011478 | 0.0001238 | 0.00011934 | 0.0001348 | 9.7561e-05 | 0.00012423 | 0.00010023 | 0.00013315 | 0.00013219 | 0.00013784 | 0.00012093 | 0.00012198 | 0.00010634 | 0.0001122 | 9.7067e-05 | 0.00011746 | 0.00012349 | 0.00011904 | 0.00014001 | 0.00011532 | 0.0001412 | 0.00012526 | 0.00010916 | 0.00012391 | 0.00011102 | 0.00011169 | 0.00011069 | 0.00010428 | 0.00014644 | 9.556e-05 | 0.00012245 | 0.00012184 | 0.0001258 | 0.00014105 | 0.00012508 | 0.00010716 | 0.00011217 | 0.0001188 | 0.00011544 | 0.00010208 | 0.00012365 | 0.00011329 | 0.00013086 | 0.00010696 | 0.00012653 | 0.00010632 | 0.00014068 | 0.00011311 | 0.00013939 | 0.00011502 | 0.00011629 | 0.00012302 | 0.0001364 | 0.0001071 | 0.00014549 | 0.00011357 | 0.00013705 | 0.0001273 | 0.00011529 | 0.00012337 | 0.00013437 | 0.0001259 | 0.00011749 | 0.00013887 | 0.0001373 | 0.00012759 | 0.00012614 | 0.00011801 | 0.00012376 | 0.00010518 | 0.00011514 | 9.6412e-05 | 0.00012929 | 0.00010856 | 0.00010809 | 0.0001191 | 0.00011538 | 0.00012149 | 0.00011641 | 0.00014123 | 0.00013916 | 0.00012031 | 0.00012912 | 0.00012199 | 0.00012784 | 0.00010517 | 0.0001102 | 0.00010273 | 0.00011208 | 0.00011082 | 0.00012324 | 0.00012583 | 0.00011288 | 0.00013344 | 0.00011503 | 0.00012063 | 0.00011723 | 0.0001285 | 0.00012263 | 9.7086e-05 | 0.00013389 | 0.00012861 | 9.5676e-05 | 0.00012294 | 0.00012832 | 0.00011741 | 0.00012037 | 0.00011319 | 0.00011431 | 0.00011286 | 0.00012324 | 0.00013547 | 0.00011312 | 0.0001374 | 0.0001218 | 0.00013218 | 0.00012683 | 0.00012482 | 0.00012986 | 9.8909e-05 | 0.00014038 | 0.00012895 | 0.00010142 | 0.00011876 | 0.00011441 | 0.00011789 | 0.00012149 | 0.00011377 | 0.00012398 | 0.00010811 | 0.0001081 | 0.00014197 | 0.00011693 | 0.00011306 | 0.00012162 | 0.00012208 | 0.00013547 | 0.00013801 | 0.00013911 | 0.00012858 | 0.0001105 | 0.00011756 | 0.00011097 | 0.00012365 | 0.00010586 | 0.00011932 | 0.00011746 | 0.00013727 | 0.00012179 | 0.00013748 | 0.00015781 | 0.00011432 | 0.00013345 | 0.00013203 | 0.00012101 | 0.00013452 | 0.00010189 | 0.00012095 | 0.00010502 | 0.00011154 | 9.8103e-05 | 0.00013349 | 0.00011378 | 0.00012843 | 0.00013264 | 0.00010469 | 0.00012273 | 0.00011444 | 0.0001141 | 0.00012163 | 0.00011803 | 0.00014073 | 0.00012334 | 0.00014845 | 0.00014777 | 0.00013281 | 0.00014492 | 0.00012891 | 0.00010166 | 0.00012763 | 0.00010707 | 0.00012375 | 0.00013674 | 0.00012546 | 0.0001196 | 0.00011521 | 0.0001157 | 0.00013093 | 0.00010863 | 9.4556e-05 | 0.00011599 | 0.00014346 | 0.00011786 | 0.00011351 | 0.00012244 | 0.00010807 | 0.00011229 | 0.000127 | 0.00010384 | 0.00012782 | 0.00013179 | 0.00013273 | 0.00012108 | 0.00011878 | 0.00012792 | 0.00014431 | 0.00010875 | 0.00011632 | 0.00013903 | 0.00012154 | 0.00013461 | 0.00015259 | 0.0001201 | 0.00011484 | 0.00010235 | 0.00010328 | 0.00012594 | 0.00011484 | 0.00012086 | 0.0001236 | 9.3682e-05 | 0.00011571 | 0.00011375 | 0.00010726 | 0.00011555 | 0.00013708 | 0.00010175 | 0.00010666 | 0.00011925 | 0.00012479 | 0.00012224 | 0.00011502 | 0.00013041 | 0.00011329 | 0.00012514 | 0.00010372 | 0.00012115 | 0.00013281 | 0.00010554 | 0.00010509 | 0.00013093 | 0.00011656 | 0.00012136 | 0.00011152 | 0.00013272 | 0.00013178 | 0.00012417 | 0.00012795 | 0.00012183 | 0.00012249 | 0.000122 | 0.00012544 | 0.00011267 | 0.00013481 | 0.00011689 | 0.00011745 | 0.00011701 | 0.00012028 | 0.00010121 | 0.00013097 | 0.00013437 | 0.00012254 | 0.00012533 | 0.0001172 | 0.00014577 | 0.00013723 | 0.00013255 | 8.2999e-05 | 0.00011557 | 0.00014481 | 0.00011704 | 0.00012867 | 0.00012745 | 0.00013324 | 0.0001168 | 0.0001128 | 0.00010931 | 0.00012681 | 0.0001238 | 0.0001088 | 0.00011608 | 0.00013609 | 0.00013655 | 0.00013295 | 0.0001216 | 0.00011977 | 0.00013509 | 0.0001232 | 0.00014565 | 0.00010934 | 0.00012715 | 0.00011825 | 0.00011477 | 0.00011059 | 0.00011741 | 0.00011165 | 0.00010836 | 0.00014028 | 0.00012816 | 0.0001085 | 0.00012347 | 0.00011868 | 0.00011921 | 0.00010975 | 0.00011541 | 0.00014362 | 0.00011746 | 0.00011332 | 0.00015101 | 0.00010436 | 0.00012346 | 0.00012156 | 0.0001095 | 0.00013146 | 0.00015339 | 0.00010116 | 0.0001368 | 0.00014964 | 0.0001132 | 8.8318e-05 | 0.00011898 | 9.5686e-05 | 0.00013721 | 0.0001249 | 0.00011361 | 0.00015276 | 0.00013342 | 0.00011366 | 0.00013085 | 0.00010486 | 0.0001354 | 0.00010788 | 0.00012794 | 0.00012277 | 0.00012556 | 9.9503e-05 | 0.00012277 | 0.00012539 | 0.00012912 | 0.00011916 | 0.00011014 | 0.00012058 | 0.00013103 | 0.00014278 | 0.00011603 | 0.00013166 | 9.6735e-05 | 0.00013516 | 0.00012708 | 0.00010254 | 0.00013709 | 0.00010517 | 0.00012308 | 0.00012604 | 0.00010968 | 0.00012699 | 0.00011697 | 0.00014122 | 0.00010478 | 0.00013703 | 0.0001243 | 0.00011976 | 0.00014843 | 0.00011177 | 0.00011383 | 0.00012164 | 0.000128 | 0.00010131 | 0.00012754 | 0.00013677 | 0.00010944 | 0.0001376 | 0.00011915 | 0.00013191 | 0.00012631 | 0.00010286 | 0.00012473 | 0.00012433 | 0.00010987 | 0.00010454 | 0.00012311 | 0.00011747 | 0.00013613 | 0.00013308 | 0.00012977 | 0.00013015 | 0.00011827 | 0.00011782 | 0.00011986 | 0.00010192 | 0.00013713 | 0.00011809 | 0.00012194 | 0.00012546 | 0.00012963 | 0.00012371 | 0.00011611 | 0.00013981 | 0.00011601 | 0.00014859 | 0.00013461 | 0.00011899 | 0.00012038 | 0.00011951 | 0.00013079 | 0.00010531 | 0.0001141 | 0.0001291 | 0.00011529 | 0.00010493 | 0.00011648 | 0.0001135 | 0.00013092 | 0.0001159 | 0.00012048 | 0.00012114 | 0.00012711 | 0.0001233 | 0.00010406 | 0.00010635 | 0.00011666 | 0.0001128 | 0.00013282 | 0.00010517 | 0.00011469 | 0.00013787 | 0.0001309 | 0.000129 | 0.00011753 | 0.00012931 | 0.00014087 | 0.00014963 | 0.00013444 | 0.0001158 | 0.00014522 | 0.00012699 | 0.00012329 | 0.0001264 | 0.00012989 | 0.00011126 | 0.00011646 | 0.00012681 | 0.00014259 | 0.00012555 | 0.00013528 | 0.00010625 | 0.00013074 | 0.00012445 | 0.00010835 | 0.00010237 | 0.0001263 | 0.00010311 | 0.00013019 | 0.00011797 | 0.00010461 | 0.0001082 | 0.00012214 | 0.00013275 | 9.9819e-05 | 0.00013233 | 0.00013168 | 0.00012308 | 0.00012371 | 0.000101 | 0.00012858 | 0.00010859 | 0.00013871 | 0.00015584 | 0.00012624 | 0.00012427 | 0.0001374 | 0.0001211 | 0.000119 | 0.00011767 | 0.00013109 | 0.00011257 | 0.00010957 | 0.00014495 | 0.00011246 | 0.00013023 | 0.00014716 | 0.00014399 | 0.00011551 | 0.00012722 | 0.00010703 | 0.00013313 | 9.6476e-05 | 0.00013397 | 0.00013062 | 0.00012803 | 0.000114 | 0.00012425 | 0.00010558 | 0.00011586 | 0.00010493 | 0.00012637 | 0.00011562 | 0.0001269 | 0.00012519 | 0.00011812 | 0.00012014 | 0.00014263 | 0.00010593 | 0.00012729 | 0.00012781 | 0.00014926 | 0.00012868 | 0.00012858 | 0.00014419 | 0.00012685 | 0.00012321 | 0.00012227 | 0.00012689 | 0.00010997 | 0.00012261 | 0.000123 | 0.00010165 | 0.00010315 | 0.00010144 | 0.00012048 | 0.00011852 | 0.00011012 | 0.00012197 | 0.00012888 | 0.00012922 | 0.00011988 | 0.00010889 | 0.00013255 | 0.00012741 | 0.00011899 | 0.00013829 | 0.00013774 | 0.00011518 | 0.00012164 | 0.00010929 | 0.00013111 | 0.00013448 | 0.00013023 | 0.00010943 | 0.00012084 | 0.00013431 | 0.00014383 | 0.00012389 | 0.00012317 | 0.0001216 | 0.00012503 | 0.00013096 | 0.00011081 | 0.00012274 | 0.00012954 | 0.00010136 | 0.00011412 | 0.00011177 | 0.00011659 | 0.00012159 | 0.00011634 | 0.00013296 | 0.00012191 | 0.00011278 | 0.00011239 | 0.00010186 | 0.00012019 | 0.00012072 | 0.00014328 | 0.00012352 | 0.0001259 | 9.2881e-05 | 0.00011479 | 9.8218e-05 | 0.00010781 | 0.00012078 | 0.00015372 | 0.00010778 | 0.00011147 | 0.00011016 | 0.00010227 | 0.00013245 | 0.00012349 | 0.00010908 | 0.00010432 | 0.00011884 | 9.6153e-05 | 0.00012198 | 0.00011261 | 0.00011859 | 0.00010697 | 0.00012346 | 0.00012529 | 0.0001261 | 0.0001182 | 0.00013309 | 0.00010883 | 0.00012018 | 0.00010905 | 0.00013683 | 0.00011514 | 0.00012323 | 0.00012381 | 0.00012317 | 0.00010131 | 0.00013019 | 0.00012964 | 0.00015469 | 0.00011933 | 0.00011837 | 9.6399e-05 | 0.00011724 | 0.00011237 | 0.00011375 | 0.00014756 | 0.00012351 | 0.00012518 | 0.00013608 | 0.00011443 | 9.5351e-05 | 0.00011524 | 0.00014118 | 0.00012329 | 0.00012585 | 0.00011206 | 0.00013156 | 0.00012153 | 0.00011607 | 0.00013001 | 0.0001278 | 0.0001039 | 0.00012483 | 0.0001167 | 0.00011998 | 0.00011677 | 0.00011714 | 0.00011701 | 0.00010636 | 0.00013734 | 0.00012037 | 0.00014525 | 0.00012211 | 0.00010167 | 0.00010228 | 0.00011262 | 0.00013059 | 0.00010854 | 0.00012328 | 0.00011462 | 0.00012237 | 0.00011564 | 0.00011702 | 9.7013e-05 | 0.00013338 | 0.00011938 | 0.00012381 | 0.00010024 | 0.00013569 | 8.9221e-05 | 0.00011944 | 0.00010533 | 0.00011994 | 0.00012184 | 0.00010302 | 0.00011358 | 0.00012705 | 0.0001117 | 0.00012519 | 0.00012472 | 0.00012753 | 0.0001425 | 0.00010891 | 0.00011881 | 0.00012377 | 0.0001068 | 0.00012375 | 0.00013321 | 0.00011911 | 0.00010071 | 0.00011234 | 0.00013299 | 0.00011606 | 0.00012239 | 0.00013482 | 0.0001237 | 0.0001132 | 0.00011085 | 0.00013835 | 0.00013746 | 0.00012766 | 0.00011685 | 0.00013236 | 0.00013111 | 0.00011527 | 0.00013118 | 0.00014343 | 0.0001314 | 0.00012235 | 0.00012978 | 0.00011625 | 0.00011904 | 0.00011971 | 0.00011983 | 0.00013226 | 0.00011558 | 0.00013146 | 0.00011357 | 0.00012608 | 0.00013492 | 0.0001145 | 0.00011757 | 0.00012315 | 0.00014218 | 0.00010653 | 0.00012968 | 0.00012364 | 0.0001273 | 0.00010945 | 0.00013421 | 0.00012127 | 0.00012816 | 0.00011637 | 0.00012188 | 0.00013792 | 0.0001322 | 0.00012873 | 0.00011406 | 0.00012661 | 0.00011822 | 0.00012545 | 0.00015063 | 0.00011525 | 0.00012621 | 0.00010608 | 9.9112e-05 | 0.0001185 | 0.00011366 | 0.00011802 | 0.00011983 | 0.00011574 | 0.00013166 | 0.000121 | 0.00012772 | 0.00011488 | 0.00012318 | 0.00011491 | 0.00011818 | 0.00012981 | 0.00011334 | 0.00011153 | 0.00013754 | 0.00012183 | 0.00012254 | 0.00010168 | 0.00014519 | 0.0001004 | 0.00012935 | 0.00012813 | 0.00011243 | 0.00011487 | 0.00012604 | 0.00012979 | 0.0001442 | 0.00012584 | 0.00012007 | 0.00010413 | 9.2157e-05 | 0.000112 | 0.00014108 | 0.00012061 | 0.00011023 | 0.0001334 | 0.00012329 | 0.00013127 | 0.00011511 | 0.00011619 | 0.00011505 | 0.00011854 | 9.245e-05 | 0.0001121 | 0.0001161 | 8.9159e-05 | 0.00011613 | 0.0001098 | 0.00011915 | 0.00011762 | 0.00012409 | 0.00010791 | 0.00011517 | 0.00013125 | 0.00012708 | 0.00010952 | 0.00013273 | 0.00012304 | 0.00012705 | 0.00010953 | 0.00013636 | 0.00013274 | 0.00014296 | 0.00011521 | 0.00012497 | 0.00012592 | 0.0001353 | 0.00012496 | 0.00010488 | 0.00011886 | 0.00013763 | 0.00013254 | 0.00011723 | 0.00011888 | 0.0001119 | 0.0001205 | 0.00013678 | 0.00012335 | 0.0001241 | 0.00013976 | 0.00012264 | 0.000124 | 0.00011526 | 0.00013972 | 0.00010573 | 0.0001182 | 0.00011944 | 0.00010256 | 0.00011857 | 0.00010976 | 0.00012763 | 0.00014209 | 0.00012117 | 0.0001249 | 9.6477e-05 | 0.00013183 | 0.00010122 | 0.00011572 | 0.00011426 | 0.00013325 | 0.00014753 | 0.00012728 | 0.00014337 | 0.0001155 | 0.00012935 | 9.8674e-05 | 0.00011257 | 0.00012135 | 0.00013666 | 0.00013676 | 9.4414e-05 | 0.000119 | 0.00011092 | 0.00011346 | 9.5935e-05 | 0.00013425 | 0.00012953 | 0.00012256 | 0.00012078 | 0.00012039 | 0.00012116 | 0.00011405 | 0.0001281 | 9.41e-05 | 0.00010472 | 0.00012194 | 0.00013157 | 0.00012947 | 0.00012416 | 0.00011117 | 0.0001423 | 0.00013567 | 0.00011844 | 0.00012484 | 0.00011235 | 9.5048e-05 | 0.00011783 | 0.00012163 | 0.00010552 | 0.0001097 | 0.00012991 | 0.00011282 | 0.00013443 | 0.00010632 | 9.719e-05 | 0.00011512 | 0.00010968 | 0.00011823 | 0.00011696 | 0.00013309 | 0.00011078 | 0.00012946 | 0.00013743 | 0.00011692 | 0.00010291 | 0.00012832 | 0.00014012 | 0.00013628 | 0.00010984 | 0.00012878 | 0.00010752 | 0.00011186 | 0.00011146 | 0.00011949 | 0.00013795 | 0.00013363 | 0.00012724 | 0.00011782 | 0.00012691 | 0.00012177 | 0.00011602 | 8.7528e-05 | 0.0001243 | 0.00015072 | 0.00012856 | 0.00012058 | 0.00014226 | 0.00011205 | 0.00012344 | 0.00012478 | 0.00012186 | 0.00012897 | 8.4212e-05 | 0.00011698 | 0.00011166 | 0.00010787 | 0.00011877 | 0.00011083 | 0.00012627 | 0.00011326 | 0.00012963 | 0.00012079 | 0.00013323 | 0.00012587 | 0.0001071 | 0.00010962 | 0.00011682 | 0.00012405 | 0.00013827 | 0.00012517 | 0.00014406 | 0.00013256 | 0.00012419 | 0.00014155 | 0.00010228 | 0.00013203 | 0.00014419 | 0.00010032 | 0.0001244 | 0.00011289 | 0.0001184 | 0.00012042 | 0.00011759 | 0.00012723 | 0.00011824 | 0.00011481 | 0.00013675 | 0.00012798 | 0.0001142 | 0.00012109 | 0.00011954 | 0.00013329 | 0.00013095 | 0.00010634 | 0.00011729 | 9.2947e-05 | 0.00012127 | 0.00012216 | 0.00012342 | 0.00013141 | 0.0001118 | 0.00012405 | 0.0001077 | 0.00010797 | 0.00012096 | 0.00012173 | 0.00010726 | 0.00013179 | 0.00012903 | 0.00011849 | 0.00013194 | 0.00016194 | 0.00013174 | 0.000101 | 0.00011325 | 0.00010208 | 9.6409e-05 | 0.00012782 | 0.00014082 | 0.00010315 | 0.00013149 | 0.00013064 | 0.00010908 | 0.0001235 | 0.00012227 | 0.00011527 | 0.00012713 | 0.0001042 | 0.00011789 | 0.00010821 | 0.00012549 | 0.00013364 | 0.00010725 | 0.00010133 | 0.0001047 | 0.00012116 | 0.0001257 | 0.00012846 | 0.00011227 | 0.00013153 | 8.8338e-05 | 0.00011433 | 0.00011668 | 0.00011456 | 0.00011428 | 0.00010693 | 0.00012235 | 0.00012386 | 0.00011727 | 0.00013738 | 0.00013551 | 0.00014035 | 0.0001094 | 0.00011331 | 0.00011257 | 0.00014735 | 0.0001262 | 0.00011381 | 0.00010922 | 0.00012207 | 0.00013647 | 0.00011488 | 0.00011836 | 0.00011983 | 0.00012895 | 0.00011974 | 9.0467e-05 | 0.00012465 | 0.000145 | 0.00011824 | 0.00014606 | 0.0001176 | 0.00012421 | 0.00012475 | 0.00010761 | 0.00014543 | 0.00011634 | 0.00011657 | 0.00013121 | 0.00012908 | 0.00012991 | 0.00014385 | 0.00012457 | 0.00013163 | 0.00013967 | 0.00012634 | 0.00012519 | 0.00013173 | 0.00011128 | 0.00010742 | 0.00011449 | 0.00013012 | 0.0001189 | 0.0001208 | 0.00011314 | 0.00011028 | 0.00011741 | 0.00011545 | 0.00011962 | 0.00013292 | 0.00011778 | 0.00012037 | 0.00012511 | 0.0001144 | 0.00012205 | 0.00013174 | 0.00011534 | 0.00013202 | 9.7328e-05 | 0.00011889 | 0.00013016 | 0.0001382 | 0.00012498 | 0.00013222 | 0.00012453 | 0.0001232 | 0.00014157 | 0.00010998 | 0.00013336 | 0.00010796 | 0.00011331 | 0.00011776 | 0.00013471 | 0.00013561 | 0.0001329 | 0.00010356 | 0.00010502 | 0.00013397 | 0.00011738 | 0.00010976 | 0.00012383 | 0.00010389 | 0.00011432 | 0.00011908 | 0.00013541 | 0.00012186 | 0.00012339 | 0.00012539 | 0.00013496 | 0.00012422 | 0.00011523 | 0.00013919 | 0.00011576 | 0.00012633 | 0.00012696 | 0.00012263 | 0.00013328 | 0.00012122 | 0.000129 | 0.00013338 | 0.00012727 | 0.00012745 | 0.00011113 | 0.0001108 | 0.0001233 | 0.00010964 | 0.00011762 | 0.00013124 | 0.00012077 | 0.00011753 | 0.00012615 | 0.00012383 | 0.00012283 | 0.00013002 | 9.3412e-05 | 0.00014563 | 0.00012102 | 0.00012151 | 9.2401e-05 | 0.00012082 | 0.00013896 | 0.00012698 | 0.00010376 | 0.00013671 | 0.00011433 | 0.00011964 | 0.00011246 | 0.00012761 | 0.00011711 | 0.000134 | 0.00011748 | 0.00014139 | 0.00013466 | 0.00011261 | 0.00014196 | 0.00011191 | 0.00011982 | 9.7634e-05 | 0.00013292 | 0.00012678 | 0.00010675 | 0.00012785 | 0.00013594 | 0.00011973 | 0.00013883 | 0.00011631 | 0.00013126 | 0.00012156 | 0.00012341 | 0.0001343 | 0.00014541 | 0.00013664 | 0.00010493 | 0.0001176 | 0.00012633 | 0.0001275 | 0.00011869 | 0.0001142 | 0.00012962 | 0.00011885 | 0.00012948 | 0.00012304 | 0.00013044 | 0.00010513 | 0.00013326 | 0.00012114 | 0.00013839 | 0.00010724 | 0.00012102 | 0.00014338 | 0.00011804 | 0.00013547 | 0.00013489 | 9.8863e-05 | 0.00013271 | 0.00010948 | 0.00011614 | 0.00013221 | 0.00010579 | 0.00010787 | 0.00012153 | 0.00010671 | 0.00010819 | 0.00011664 | 0.00012908 | 0.00011764 | 0.00011581 | 0.00015254 | 0.00011118 | 0.00013523 | 0.00013201 | 0.0001181 | 0.00011226 | 0.00010398 | 0.00013348 | 0.00013022 | 0.00012357 | 0.00011509 | 0.00014284 | 0.00014858 | 0.00011894 | 0.00011992 | 0.0001365 | 0.00012369 | 0.00013374 | 0.00012973 | 9.9802e-05 | 0.00011879 | 0.00011318 | 0.00011971 | 0.0001106 | 0.00012062 | 0.00012418 | 0.000129 | 0.00011493 | 0.00011543 | 0.00013331 | 0.00012489 | 0.00012297 | 0.00012031 | 0.00012239 | 0.00011816 | 0.00012811 | 0.00012538 | 0.00013046 | 9.7478e-05 | 0.00014238 | 0.00011388 | 0.00011185 | 0.00014339 | 0.00010784 | 0.00011296 | 0.00011033 | 0.00012442 | 0.00012891 | 0.00012982 | 0.00010645 | 0.00010783 | 0.00014577 | 0.00010921 | 0.00012882 | 0.00011236 | 0.00013167 | 0.00012693 | 0.00011711 | 0.00010804 | 0.00012926 | 0.00013926 | 0.0001278 | 0.00013817 | 0.00012527 | 0.00011081 | 0.00012159 | 0.00011899 | 0.00012285 | 0.00013495 | 0.00012227 | 0.00010613 | 0.00011179 | 0.00012974 | 0.000136 | 0.00011694 | 0.00012563 | 0.00013577 | 9.4476e-05 | 0.00011427 | 0.00012425 | 0.00010047 | 0.00012532 | 0.00013742 | 9.3296e-05 | 0.00013225 | 0.00013354 | 0.00011208 | 0.00012974 | 0.00013734 | 0.00011704 | 0.00010893 | 0.00010871 | 9.7093e-05 | 0.00014377 | 0.00013275 | 0.0001234 | 0.00013006 | 0.00014232 | 0.00012006 | 8.9326e-05 | 0.00013758 | 0.00011935 | 0.0001299 | 0.00011988 | 0.00010044 | 0.00012574 | 0.00012487 | 0.00011984 | 0.00012529 | 0.00010621 | 0.00012211 | 0.00011666 | 0.000112 | 0.00013237 | 0.00011627 | 0.00012798 | 0.0001189 | 0.00011284 | 0.00012471 | 9.9168e-05 | 0.00013079 | 0.00012695 | 0.00010951 | 0.00015392 | 0.00011058 | 0.00012237 | 0.00011513 | 0.00012509 | 0.00012261 | 0.00012245 | 0.00012959 | 0.00013307 | 0.00011296 | 0.00011807 | 0.00012658 | 0.00012775 | 0.00011818 | 0.00012527 | 0.00011665 | 0.00013079 | 0.00012808 | 0.0001191 | 0.00013838 | 0.00012257 | 0.00013137 | 0.00013813 | 9.0454e-05 | 9.7863e-05 | 0.00012754 | 0.00012154 | 0.00011948 | 0.00014808 | 0.00010585 | 0.00011781 | 0.00012581 | 0.0001046 | 0.00012074 | 0.0001222 | 0.00010814 | 0.00011219 | 0.00012532 | 0.00011611 | 0.00012288 | 9.7567e-05 | 0.00012166 | 0.00013662 | 0.00010745 | 0.00011995 | 0.00010921 | 0.00010899 | 0.00011315 | 0.00011311 | 0.00012981 | 0.0001401 | 9.8041e-05 | 0.00011663 | 0.00014853 | 0.00012765 | 0.00012355 | 0.00011594 | 0.00011606 | 0.00013988 | 0.00012765 | 0.0001417 | 0.00013697 | 0.00012878 | 0.00010597 | 0.00011979 | 0.00012524 | 9.7988e-05 | 0.00012698 | 0.0001341 | 0.00010506 | 0.00011285 | 9.8558e-05 | 0.00011286 | 0.00012347 | 0.00013766 | 0.00013294 | 0.00011032 | 0.00012116 | 0.00011084 | 0.00011718 | 0.00014415 | 0.00013121 | 0.00013506 | 0.00012953 | 0.00010626 | 0.00011021 | 0.00014021 | 0.0001294 | 0.0001308 | 0.00012599 | 0.00012249 | 0.00012718 | 0.00011348 | 0.00010804 | 0.00011477 | 0.0001144 | 0.00011616 | 0.00013992 | 0.00011324 | 0.00014353 | 0.0001347 | 0.00010321 | 0.00013159 | 0.00012788 | 0.00012375 | 0.00013052 | 0.00012318 | 0.00011945 | 0.00012862 | 0.00015086 | 0.00012188 | 0.00011113 | 0.00010128 | 0.00013844 | 0.0001292 | 0.00012038 | 0.00013008 | 0.00012538 | 0.0001385 | 0.00011096 | 8.8011e-05 | 0.00011442 | 0.00012867 | 0.00010012 | 0.00011304 | 0.00010198 | 0.00010665 | 0.00011687 | 0.0001352 | 0.00011303 | 0.00012538 | 0.00010773 | 0.0001237 | 0.00012413 | 0.00012183 | 0.00011932 | 0.00013004 | 0.0001167 | 0.00011294 | 0.00014209 | 0.00013445 | 0.00012459 | 0.00012112 | 0.00012391 | 0.00012957 | 0.00013305 | 0.00010108 | 0.00012649 | 0.00011965 | 0.00011375 | 0.00011289 | 0.00013433 | 0.00010666 | 0.0001234 | 9.4009e-05 | 0.00013689 | 0.00010434 | 0.00013427 | 0.00012436 | 0.00012485 | 0.00013059 | 0.00012693 | 0.00011722 | 0.00010072 | 0.00011368 | 0.00010383 | 0.00011989 | 0.00011103 | 0.00012708 | 0.00013275 | 8.7684e-05 | 0.00010542 | 0.00012139 | 0.00012879 | 0.00010927 | 0.00014172 | 0.00011656 | 0.00010573 | 0.0001101 | 0.0001333 | 0.00011381 | 0.00012949 | 0.00012285 | 0.00014521 | 0.00012876 | 0.00012747 | 0.00014158 | 0.00012056 | 0.00013084 | 0.00012124 | 0.000108 | 0.0001429 | 0.00013346 | 0.00012594 | 0.000117 | 0.00010782 | 0.00013837 | 0.0001366 | 0.00013466 | 0.00010425 | 0.00011283 | 0.00012809 | 0.00014238 | 0.00012149 | 0.00010225 | 0.00012357 | 0.00012199 | 0.00012288 | 0.00013465 | 0.00011905 | 0.00011232 | 0.00011311 | 0.00014171 | 0.00011458 | 0.00010881 | 0.0001256 | 0.00014078 | 0.00010349 | 0.00013571 | 0.00012482 | 0.00011939 | 0.00012359 | 0.00012178 | 0.0001182 | 0.00012496 | 0.00012317 | 0.00013021 | 0.00012039 | 0.00013509 | 0.0001225 | 0.00011383 | 0.00010494 | 0.00012475 | 9.7011e-05 | 0.00011938 | 0.00012482 | 0.00011929 | 0.00012123 | 0.00011436 | 0.00012702 | 0.00011905 | 0.00010752 | 0.00011185 | 0.00012949 | 0.00012282 | 0.00012989 | 0.00011886 | 0.00011864 | 0.00012235 | 0.00010413 | 0.00015516 | 0.00013514 | 0.00010774 | 0.00010802 | 0.00012604 | 0.00010283 | 0.0001432 | 0.00014139 | 0.0001273 | 0.00010926 | 0.00012724 | 0.00014639 | 0.00011658 | 0.00012694 | 0.00014932 | 0.00011521 | 0.00011758 | 0.00012856 | 0.00010873 | 0.00012277 | 9.7816e-05 | 0.00010715 | 0.00013699 | 0.00011172 | 0.00012577 | 0.00014531 | 0.00012585 | 0.00012821 | 0.00011827 | 0.00011093 | 0.00012966 | 0.00014485 | 0.00011739 | 0.00012212 | 0.00012539 | 0.00013076 | 0.00011642 | 0.00013704 | 0.00012147 | 0.00014768 | 0.00013598 | 0.00011248 | 0.00011287 | 0.00015493 | 9.4848e-05 | 0.00013379 | 0.00011825 | 0.00011664 | 0.00011599 | 0.00015165 | 0.00012169 | 0.00011605 | 8.1267e-05 | 0.00010554 | 0.00014287 | 0.0001214 | 0.00011988 | 0.00013483 | 0.00010843 | 0.00013197 | 0.00011477 | 0.00013608 | 0.00012905 | 8.8003e-05 | 0.00013678 | 0.0001332 | 0.00012579 | 0.00012288 | 0.00014091 | 0.00013646 | 0.00012624 | 0.00011756 | 0.00011591 | 0.00013348 | 0.00014913 | 0.00011051 | 0.00010542 | 0.00013393 | 0.00011978 | 0.00011757 | 0.00014081 | 0.00011877 | 0.00013006 | 0.00011799 | 0.00013217 | 0.00012638 | 8.9098e-05 | 0.00012272 | 0.00012114 | 0.00012916 | 9.9971e-05 | 0.00011715 | 0.00012183 | 0.00013369 | 0.00010785 | 0.00011428 | 0.00011504 | 0.00013197 | 0.00012405 | 0.00011526 | 0.00012213 | 0.00012724 | 0.00010581 | 0.00010122 | 0.0001175 | 9.1527e-05 | 9.5186e-05 | 0.00013736 | 0.00012675 | 8.6203e-05 | 0.00015 | 0.0001215 | 0.00011962 | 0.00011202 | 0.00014223 | 0.00011262 | 0.00011789 | 0.00011786 | 0.00013222 | 0.00011752 | 0.00011527 | 0.00011956 | 0.00010667 | 0.00010997 | 0.00012634 | 0.00010735 | 0.00013621 | 0.00012008 | 0.00012906 | 0.0001218 | 0.00013225 | 0.00011442 | 0.00013346 | 0.00012197 | 0.00013195 | 0.00012386 | 0.00011874 | 0.00011318 | 0.00012427 | 0.00013027 | 0.00012793 | 0.00012081 | 0.00012426 | 0.00013929 | 0.00011625 | 0.0001152 | 0.0001251 | 0.00011439 | 0.0001385 | 0.00012294 | 0.00012534 | 0.00011661 | 0.00012486 | 0.0001435 | 0.00011482 | 9.9462e-05 | 0.00013605 | 9.9111e-05 | 0.00013277 | 0.00011573 | 0.00013678 | 0.00012198 | 0.00012009 | 0.00011636 | 0.00012578 | 0.00013265 | 0.00013416 | 0.00010549 | 0.00012726 | 0.00013007 | 0.00011479 | 0.00012908 | 0.00012616 | 0.00012883 | 9.7785e-05 | 0.0001308 | 0.00012722 | 0.00010253 | 0.00010532 | 0.00010628 | 0.00011824 | 0.00011176 | 0.00011183 | 0.00012223 | 0.0001146 | 0.00011013 | 0.00011048 | 0.00011536 | 0.00012594 | 0.00012131 | 0.00012737 | 0.00014115 | 0.00010582 | 0.00013273 | 0.00012664 | 0.000126 | 9.5215e-05 | 0.00011263 | 0.00010538 | 0.00011725 | 0.00010975 | 0.00010609 | 0.0001355 | 0.00013715 | 0.00012252 | 0.00012124 | 0.00014576 | 0.00010709 | 0.00012061 | 0.00012457 | 9.6428e-05 | 0.00012184 | 0.00011629 | 0.00011306 | 0.00013104 | 0.00011733 | 0.00010669 | 0.0001409 | 0.00012767 | 0.0001127 | 0.00013467 | 0.00010329 | 0.00010507 | 0.00010773 | 0.00011806 | 0.00012262 | 0.00012008 | 0.00013637 | 0.00013445 | 0.00013395 | 0.00012364 | 0.00010171 | 0.00012889 | 0.00013724 | 0.00011616 | 0.00012 | 0.00010875 | 0.00013957 | 0.00014163 | 0.00011019 | 0.00011083 | 0.00012804 | 0.00011293 | 0.00011472 | 0.00012008 | 0.00012455 | 0.00010789 | 0.00011428 | 9.9197e-05 | 0.00010783 | 0.0001086 | 0.00011153 | 0.00013629 | 0.00013296 | 0.00013227 | 9.9279e-05 | 0.00013798 | 0.00012181 | 0.00010852 | 0.00012771 | 0.00013099 | 0.00012251 | 0.00013413 | 0.00011676 | 0.00011246 | 0.0001027 | 0.00013797 | 0.00012348 | 0.00011702 | 0.00011473 | 0.00010068 | 0.00011715 | 0.00014008 | 0.00014102 | 0.00011956 | 0.0001069 | 0.00012158 | 0.00012202 | 0.00011268 | 0.00011466 | 0.00010402 | 0.00011835 | 0.00011735 | 0.00011002 | 0.0001235 | 0.00013409 | 0.00010902 | 0.00011173 | 0.00012959 | 0.00012074 | 0.00012349 | 0.00011543 | 0.00011096 | 0.00012393 | 0.00014129 | 0.00012894 | 0.00015647 | 0.00012065 | 0.00011987 | 0.00012963 | 0.00014493 | 0.00012807 | 0.00011948 | 0.00012507 | 0.00010418 | 0.00012809 | 0.00013413 | 0.00012711 | 0.00013616 | 0.00014577 | 0.00013778 | 0.00011223 | 0.00012604 | 0.00011544 | 0.00011453 | 0.00010405 | 0.00014228 | 0.00013411 | 0.00012634 | 0.00012695 | 0.00010105 | 0.00011766 | 0.00010636 | 0.00011531 | 0.00013058 | 0.00010292 | 0.0001166 | 0.00011749 | 0.00011375 | 0.00011987 | 0.00011502 | 0.00010444 | 0.00014405 | 0.00011656 | 0.00013955 | 0.00012082 | 0.00011976 | 0.00014819 | 0.00010781 | 0.00013336 | 0.00010353 | 0.00012039 | 9.268e-05 | 0.00014548 | 0.0001087 | 0.00010715 | 0.00012844 | 0.00010515 | 0.0001181 | 0.00014048 | 0.00011545 | 0.00013217 | 0.0001149 | 0.000147 | 0.00014496 | 0.00010863 | 0.00012274 | 0.00013284 | 0.00011935 | 0.00012865 | 0.0001305 | 0.00011456 | 0.00014494 | 0.00012715 | 0.00011386 | 0.0001189 | 0.00013728 | 0.00011855 | 0.0001082 | 0.00012709 | 0.00013696 | 0.00013504 | 0.00013924 | 0.00012915 | 0.0001273 | 0.00011492 | 0.00012619 | 0.00011464 | 0.0001275 | 0.0001289 | 9.988e-05 | 0.00010895 | 0.00013905 | 0.00012304 | 0.00012505 | 0.00012325 | 0.00011498 | 0.00012278 | 0.00012813 | 0.00012964 | 0.00011088 | 0.00011674 | 0.00013812 | 9.9449e-05 | 0.00013221 | 0.00010759 | 0.00014996 | 0.00012654 | 0.00012125 | 0.00012049 | 0.00011185 | 0.00011271 | 0.00013384 | 0.00013716 | 0.00012927 | 0.00010843 | 0.00011542 | 0.00011039 | 0.00011422 | 0.00012257 | 0.0001262 | 0.00013565 | 0.00011851 | 0.0001235 | 0.00012122 | 0.00010781 | 0.00012336 | 0.00012016 | 0.00011647 | 0.00012242 | 0.00010969 | 0.00012656 | 0.00011576 | 0.00011372 | 0.0001418 | 0.00014095 | 0.00012727 | 0.00012679 | 0.00013065 | 0.00011374 | 0.00013954 | 0.00010122 | 0.00011725 | 0.00012525 | 0.00010623 | 0.00012166 | 0.00011694 | 0.00011801 | 0.00010892 | 0.00012774 | 0.00011937 | 0.00013429 | 0.0001214 | 0.00013368 | 0.00011426 | 0.00013007 | 0.00010658 | 0.00012869 | 0.0001387 | 0.0001053 | 0.00013222 | 0.0001222 | 0.00012128 | 0.0001332 | 0.00011117 | 0.00012953 | 0.00013355 | 0.00013582 | 0.00011605 | 0.00011653 | 0.00011066 | 0.00011389 | 0.00011708 | 0.00011829 | 0.00010815 | 0.00010479 | 0.0001399 | 0.00011704 | 0.00013352 | 0.00014215 | 0.00012296 | 0.00010986 | 0.00012419 | 0.0001157 | 0.0001094 | 0.00011292 | 0.00012824 | 0.00014408 | 0.00012747 | 0.00013087 | 0.00012017 | 0.00010884 | 9.3189e-05 | 0.00012911 | 9.1978e-05 | 0.00010318 | 0.00012464 | 0.00011515 | 0.00012967 | 0.00012831 | 0.00013852 | 0.00013986 | 0.00012098 | 0.00011683 | 0.00014571 | 0.00012464 | 0.00011718 | 0.0001173 | 0.00011876 | 0.00012964 | 0.00011077 | 0.00012095 | 0.00012769 | 0.00012919 | 0.00011685 | 0.00010974 | 0.0001211 | 0.00012231 | 0.0001235 | 0.00011456 | 0.00011244 | 0.00011263 | 0.00011795 | 0.00014749 | 0.00011841 | 0.00013746 | 0.0001401 | 9.8827e-05 | 0.00013291 | 0.00011009 | 0.00011052 | 0.00011813 | 0.00011379 | 0.00013406 | 0.00011284 | 0.00010959 | 0.0001273 | 0.00011192 | 0.00011555 | 0.00012149 | 0.00010473 | 0.00010636 | 0.00013954 | 0.00012849 | 0.00012349 | 0.00012951 | 0.00011003 | 0.00013945 | 0.00013198 | 0.00012512 | 0.00011538 | 0.00011545 | 0.00012223 | 0.00013848 | 0.00013102 | 0.00012623 | 0.0001109 | 0.00010811 | 0.00011872 | 0.00013224 | 0.00014212 | 0.00013849 | 0.00014714 | 0.00013276 | 0.00012498 | 0.00013007 | 0.00013494 | 0.00011574 | 0.00011301 | 0.00010704 | 0.00013139 | 0.00012054 | 0.00013171 | 0.00011375 | 0.00010771 | 0.00011453 | 0.00011453 | 0.00010853 | 0.00010066 | 0.00012136 | 0.00011586 | 0.00010787 | 0.00010549 | 9.8262e-05 | 0.00012552 | 0.00011493 | 0.00011506 | 0.00011885 | 0.0001236 | 0.00011882 | 0.00012431 | 0.0001359 | 0.00012382 | 0.00012069 | 0.0001577 | 0.00012947 | 0.00012294 | 0.00012117 | 0.00011959 | 0.00013115 | 0.00013632 | 0.00012204 | 0.00011935 | 0.00013802 | 0.0001189 | 0.00010951 | 0.00012268 | 0.00010514 | 0.00011952 | 0.0001219 | 0.00011919 | 0.00013596 | 0.00012201 | 0.00011542 | 0.00012043 | 0.00011984 | 0.00012242 | 0.00011013 | 0.00011601 | 0.00011721 | 0.00012839 | 0.00012013 | 9.7862e-05 | 9.3596e-05 | 0.00012414 | 0.00014209 | 0.00013155 | 0.00014673 | 0.00012093 | 0.00012508 | 0.00010688 | 0.00010742 | 0.00010942 | 0.00012244 | 0.00011231 | 0.00012116 | 0.00012274 | 0.0001216 | 0.00012457 | 9.9961e-05 | 0.00012355 | 0.00011903 | 0.00011339 | 0.00013661 | 0.00013972 | 0.00012969 | 9.8628e-05 | 0.00013217 | 0.00013499 | 0.00010961 | 0.00014735 | 0.00012715 | 0.00010153 | 0.00011633 | 0.00013784 | 0.00013537 | 0.00012586 | 0.00011471 | 0.00010146 | 0.00012173 | 0.00013155 | 0.00012498 | 0.00012162 | 0.00012601 | 0.00013941 | 0.00010753 | 0.00012337 | 0.00012054 | 0.00012675 | 0.00011738 | 0.00012378 | 0.00012821 | 0.00012537 | 0.0001188 | 0.0001213 | 0.00011794 | 0.0001126 | 0.00012544 | 0.0001237 | 0.00012252 | 0.00012456 | 0.00014097 | 0.00012109 | 0.0001165 | 0.00011309 | 0.00011908 | 0.00011398 | 0.00013109 | 0.00011579 | 0.00013239 | 0.00011894 | 0.00012558 | 0.0001254 | 0.00012406 | 0.00011257 | 0.0001115 | 9.9231e-05 | 0.00012415 | 0.00011793 | 0.00010985 | 0.00013823 | 0.00011669 | 0.00012794 | 0.00012347 | 0.00011068 | 0.00012193 | 0.00012817 | 0.00011954 | 0.00012659 | 0.00013104 | 0.00010891 | 0.00012307 | 0.00013784 | 0.00013862 | 0.00011615 | 0.00013024 | 0.00013584 | 0.00012905 | 0.00010526 | 0.00011619 | 0.00012637 | 0.00012627 | 0.00011556 | 9.9545e-05 | 0.00010846 | 0.00011648 | 8.8122e-05 | 0.00014273 | 0.00013784 | 0.00011542 | 0.00013335 | 0.00010914 | 0.00011918 | 0.00013507 | 0.00012388 | 0.00012166 | 0.00014254 | 0.00010582 | 0.00010294 | 0.00012012 | 0.0001209 | 0.00011199 | 0.0001082 | 0.00013056 | 0.00012409 | 0.00012331 | 0.00012755 | 0.0001322 | 0.00012968 | 0.00012552 | 0.00014924 | 0.00015074 | 0.00011158 | 0.00010694 | 0.0001386 | 0.00011016 | 0.00010017 | 0.00013999 | 0.00011939 | 0.00012378 | 0.00012649 | 0.00011453 | 0.00012366 | 0.00013553 | 0.00012348 | 0.0001312 | 0.00013147 | 0.00012492 | 0.00014326 | 0.00012174 | 0.00011646 | 0.00013119 | 0.00012409 | 0.00013121 | 0.00012945 | 0.00011599 | 0.00012241 | 0.00010466 | 0.00010656 | 0.00011095 | 0.00012099 | 0.00012672 | 0.00011533 | 0.00011773 | 0.00013644 | 0.00012389 | 0.00012983 | 0.00011088 | 0.00012389 | 0.00012432 | 0.00012641 | 9.3593e-05 | 0.0001318 | 0.00011129 | 0.0001108 | 0.00010327 | 9.5459e-05 | 0.00011446 | 0.00010932 | 0.000135 | 0.00010534 | 0.00010579 | 0.00010515 | 0.00011052 | 0.00011845 | 0.00011629 | 0.00010826 | 0.00011938 | 0.00010842 | 0.00010414 | 0.00013391 | 0.00011003 | 0.00011075 | 0.000119 | 0.00011803 | 0.00012344 | 0.00012909 | 0.00014213 | 0.000114 | 0.00012585 | 0.0001121 | 0.00010303 | 0.00012299 | 0.00013202 | 0.00010251 | 0.00013009 | 0.00012202 | 0.00012863 | 0.00013389 | 0.00012998 | 0.00010826 | 0.00013124 | 0.00011715 | 0.00012398 | 9.7766e-05 | 0.00013354 | 0.00013328 | 0.00011582 | 0.0001271 | 0.00013178 | 0.00012482 | 0.00011896 | 0.0001012 | 0.00013273 | 0.0001245 | 0.00012908 | 0.00012864 | 0.00010739 | 0.00013196 | 0.00011777 | 0.00011052 | 0.00011685 | 0.00011079 | 0.00010968 | 0.00013853 | 0.00011736 | 0.00011101 | 0.00010693 | 0.00012261 | 0.00012936 | 0.00013188 | 0.00011778 | 0.00011613 | 0.00011978 | 0.00012663 | 0.00012125 | 0.00010436 | 0.00012234 | 0.0001358 | 0.00011758 | 0.00012496 | 0.00012535 | 0.00010794 | 0.00011123 | 0.00014851 | 0.00010554 | 9.7176e-05 | 0.00014041 | 0.00014462 | 0.00013041 | 0.00012055 | 0.00012894 | 0.00011884 | 0.0001282 | 0.00013871 | 0.00011073 | 0.00012846 | 0.00012573 | 0.00011199 | 0.00012183 | 0.00012193 | 0.00011337 | 0.00013178 | 0.00010267 | 0.00011189 | 0.0001256 | 0.00010811 | 0.00011436 | 0.00012967 | 0.00013118 | 0.00011519 | 0.0001036 | 0.00011541 | 0.00013313 | 0.00010515 | 0.00012218 | 0.0001315 | 0.00011735 | 0.00012229 | 0.00012737 | 0.000105 | 0.00012482 | 0.00010946 | 0.00010639 | 0.00011495 | 0.0001224 | 0.000111 | 9.8716e-05 | 0.00011571 | 0.00013683 | 0.0001157 | 0.00011371 | 0.00010783 | 0.00013615 | 0.00011931 | 0.00011846 | 0.0001176 | 0.00012683 | 0.00012671 | 0.0001402 | 0.00011307 | 0.00012397 | 0.00010475 | 0.00012751 | 0.00011176 | 9.3547e-05 | 0.00010654 | 0.00010812 | 0.00012721 | 0.00012261 | 0.00011846 | 0.0001033 | 9.4854e-05 | 0.00011635 | 0.00012316 | 0.00012947 | 0.00012383 | 0.0001327 | 0.00013311 | 0.00013726 | 0.00010865 | 0.00011728 | 0.00012846 | 0.00011657 | 0.00010996 | 0.00012561 | 0.00010402 | 0.00011486 | 0.00012731 | 0.00013259 | 0.00010953 | 0.00015575 | 0.00013126 | 0.00012155 | 0.00011967 | 0.00012429 | 0.00010973 | 0.00012797 | 0.00013813 | 0.00014862 | 0.00012012 | 0.00012467 | 0.00010604 | 0.00011309 | 0.00012624 | 0.00011813 | 0.00011675 | 0.00014326 | 0.00014158 | 0.00012541 | 0.00012357 | 0.00011088 | 0.00012379 | 0.00011196 | 0.00011255 | 0.00013225 | 0.00010707 | 0.00013101 | 0.00010864 | 0.00011969 | 0.00011538 | 0.0001097 | 0.00014605 | 0.00012234 | 0.00012523 | 0.00012709 | 0.00011488 | 0.00011533 | 0.00010682 | 0.00012668 | 0.00011806 | 0.00012183 | 0.0001275 | 0.0001126 | 0.00011396 | 0.00011381 | 0.0001383 | 9.6142e-05 | 0.0001216 | 0.00011726 | 0.00012273 | 0.0001234 | 0.00012607 | 0.00011135 | 0.00012401 | 0.0001285 | 0.00011212 | 0.00012243 | 0.00013808 | 0.00012664 | 0.00010217 | 0.00011624 | 0.00012538 | 0.00012433 | 0.00012587 | 0.00013924 | 0.0001301 | 0.00012388 | 0.00011154 | 0.00013119 | 0.00012249 | 9.9945e-05 | 0.00012607 | 0.0001276 | 0.00011432 | 0.0001252 | 0.00011997 | 0.00012867 | 0.00011731 | 0.0001351 | 0.00010039 | 0.0001306 | 0.00012229 | 0.00014108 | 0.00011653 | 0.00011843 | 0.00011031 | 0.00012403 | 0.00012809 | 0.0001369 | 0.00011765 | 9.3199e-05 | 0.0001381 | 0.0001191 | 0.00011556 | 0.00013928 | 0.00011849 | 0.00011036 | 0.00012296 | 0.00014034 | 0.00010433 | 0.00010962 | 0.00011988 | 0.0001166 | 0.00011256 | 0.00011097 | 0.00011287 | 0.00013333 | 0.00011981 | 0.00010349 | 9.1891e-05 | 0.00010421 | 0.00011285 | 9.9296e-05 | 0.00010465 | 0.00013713 | 0.00012374 | 0.0001088 | 0.00012869 | 0.00011125 | 0.00013003 | 0.00015263 | 0.00010801 | 9.3363e-05 | 0.00014988 | 0.00013177 | 0.00010926 | 0.00012504 | 0.00014176 | 0.00010814 | 0.00010997 | 0.00010983 | 0.00013435 | 0.00011187 | 0.0001284 | 0.00012015 | 0.00010185 | 0.00013066 | 0.0001327 | 0.00011068 | 0.00012602 | 0.00012696 | 0.00011091 | 0.00011491 | 0.00013405 | 0.00011024 | 0.00012037 | 0.00012177 | 0.00014878 | 0.00012623 | 0.0001253 | 0.00012255 | 0.00011364 | 0.00012692 | 0.00011527 | 0.00013717 | 0.00011168 | 0.00012054 | 0.00013206 | 0.00012249 | 0.00013455 | 0.00012673 | 0.00012435 | 0.00013459 | 0.00011712 | 0.0001309 | 0.00011379 | 0.00011233 | 0.00011126 | 0.00012219 | 0.00011324 | 0.00012319 | 0.00011226 | 0.00012504 | 0.00010986 | 0.00011089 | 0.00011027 | 0.00011477 | 0.00012537 | 0.0001171 | 0.00013005 | 0.00011477 | 0.00013061 | 0.00011238 | 9.7542e-05 | 0.00012088 | 0.00010749 | 0.00011712 | 0.00012952 | 0.00010016 | 9.2645e-05 | 0.0001142 | 0.00010448 | 0.00012438 | 0.0001257 | 0.00012326 | 0.00012559 | 0.00011328 | 0.00011268 | 0.00012611 | 0.00014522 | 0.00011233 | 0.00011747 | 0.00012031 | 0.00011003 | 0.00011938 | 0.00011979 | 0.00012116 | 0.00013716 | 0.00011747 | 0.00011606 | 0.00012106 | 0.00010931 | 0.00012264 | 0.0001109 | 0.00012821 | 0.00011894 | 0.00011031 | 0.00014483 | 0.00014446 | 0.00013329 | 0.00012017 | 0.00012636 | 0.00010486 | 0.00012177 | 0.00010912 | 0.00011912 | 0.00011511 | 0.00011138 | 0.00013199 | 0.00013566 | 0.00013221 | 0.00012854 | 0.0001127 | 0.00014069 | 0.00013267 | 0.0001242 | 0.00012085 | 0.00012282 | 0.00014104 | 0.0001324 | 0.00012708 | 0.00011267 | 0.00010891 | 0.00010693 | 0.00010746 | 0.00010973 | 0.00013202 | 0.00013532 | 0.00012827 | 0.00012581 | 0.00012098 | 9.6641e-05 | 0.00012933 | 0.00013289 | 0.0001191 | 0.00011242 | 0.00011818 | 0.00012401 | 0.00010456 | 0.00012452 | 0.00013458 | 0.00012764 | 0.00012932 | 0.0001186 | 0.00010294 | 0.00012115 | 0.00011991 | 0.0001478 | 0.00012046 | 0.00012809 | 0.00011589 | 0.00010567 | 0.00012622 | 0.00011809 | 0.00015957 | 0.00012426 | 0.00010726 | 0.00010931 | 0.00011521 | 0.00011576 | 0.0001085 | 0.00013324 | 0.00011851 | 0.00013854 | 0.00012899 | 0.00010654 | 0.00011516 | 0.00013414 | 0.00011682 | 0.00011734 | 0.00012179 | 0.00012457 | 0.00010972 | 0.00012555 | 0.00012916 | 9.6921e-05 | 0.00013553 | 0.00013386 | 0.00012912 | 0.00013451 | 0.00013665 | 0.00012069 | 0.00011926 | 0.00012723 | 0.00011421 | 0.00013724 | 0.0001091 | 0.00011578 | 0.00012369 | 0.00012579 | 0.00012562 | 0.00010935 | 0.00013964 | 0.00010745 | 0.00011911 | 0.00011848 | 0.00013283 | 0.00016671 | 0.00010002 | 0.00012693 | 0.00010804 | 0.0001275 | 0.00013361 | 0.00011289 | 0.00011586 | 0.00013571 | 0.00011462 | 0.00011175 | 0.00010623 | 0.00012993 | 0.00013049 | 0.00012269 | 0.00011571 | 0.00012032 | 0.00012051 | 0.00011923 | 0.00012724 | 0.00014245 | 0.00013865 | 0.00012515 | 0.00010316 | 0.00010854 | 0.00013499 | 0.00010786 | 0.00015601 | 0.00012102 | 0.00011565 | 0.00013228 | 0.00013971 | 9.3005e-05 | 0.00012347 | 0.00011715 | 0.00014618 | 0.00011138 | 0.00011947 | 0.00012854 | 0.00011479 | 0.000126 | 0.00012136 | 0.00011856 | 0.00013797 | 0.00011133 | 0.0001371 | 0.0001094 | 0.00010995 | 0.00011097 | 0.00012282 | 0.00010225 | 0.00012378 | 0.0001289 | 0.00014041 | 0.00011758 | 0.00012796 | 0.00013356 | 0.00011109 | 0.00010856 | 0.00011942 | 0.00010285 | 0.0001335 | 9.9306e-05 | 0.00011034 | 0.00011027 | 0.0001409 | 0.0001205 | 0.00012743 | 0.00012272 | 0.00013048 | 0.00014955 | 0.00015982 | 0.00010428 | 0.00011447 | 0.00012659 | 9.724e-05 | 0.00011458 | 0.00011771 | 0.00011623 | 0.00013235 | 0.00012585 | 9.6756e-05 | 0.0001379 | 0.00011072 | 0.00011656 | 0.00011141 | 0.00011751 | 0.00011124 | 0.00010747 | 0.00013318 | 0.00014272 | 0.00011283 | 0.00012439 | 0.00011345 | 0.00010976 | 0.00012712 | 0.00011597 | 0.00011764 | 0.00013189 | 0.0001223 | 9.2413e-05 | 0.0001143 | 0.00010992 | 0.00012651 | 0.00011543 | 0.00013324 | 0.0001095 | 0.00012019 | 0.000131 | 0.00010305 | 0.00013278 | 0.00013079 | 0.00012181 | 0.00012599 | 0.00011855 | 0.00014393 | 0.00012768 | 0.00013021 | 0.00011344 | 0.00011984 | 0.00013095 | 0.00012825 | 0.00014975 | 0.00012748 | 0.00012257 | 0.00012448 | 0.000123 | 0.00011811 | 0.00011537 | 0.00012982 | 9.8735e-05 | 0.00010766 | 0.00011182 | 0.00011467 | 0.00012028 | 0.00011142 | 0.00013747 | 0.00011994 | 0.00010768 | 0.00012287 | 0.00011534 | 0.00010357 | 0.0001296 | 0.00014018 | 0.00011792 | 0.0001305 | 0.00012244 | 0.00011998 | 9.456e-05 | 0.00011422 | 8.9252e-05 | 0.00010678 | 0.0001249 | 0.00013062 | 0.00012191 | 0.000141 | 0.00012034 | 0.00011608 | 0.00010332 | 0.00012726 | 0.0001095 | 0.00012372 | 0.00013027 | 0.00011233 | 0.00012484 | 0.00011679 | 0.00012828 | 0.0001362 | 0.00012051 | 0.00010706 | 0.00013237 | 0.0001072 | 0.00012199 | 0.00010172 | 0.00011444 | 0.00010518 | 0.00012233 | 0.00013111 | 0.00011796 | 0.00011538 | 0.00011078 | 0.00011107 | 9.7487e-05 | 0.00012495 | 0.00011023 | 0.00013946 | 0.00013758 | 0.00012693 | 8.5333e-05 | 0.00010423 | 0.00011237 | 0.0001293 | 0.00010678 | 0.0001271 | 0.00013287 | 0.0001154 | 0.00011927 | 0.00011074 | 0.00011011 | 0.00013455 | 0.00011285 | 0.00012582 | 0.00012968 | 0.0001198 | 0.00013099 | 0.000106 | 0.00010768 | 0.00011744 | 0.00012531 | 0.00011339 | 0.00013152 | 0.00012839 | 0.00012693 | 0.00012539 | 0.00012146 | 0.00011726 | 0.00010642 | 0.00010386 | 0.00012161 | 0.00011956 | 0.00013901 | 0.0001179 | 0.00012249 | 0.00012488 | 0.00010721 | 0.0001191 | 0.00010794 | 0.00013795 | 0.00012011 | 0.00013608 | 0.00013894 | 9.3303e-05 | 0.00013181 | 0.00010505 | 0.00012092 | 0.00012605 | 0.00012074 | 0.00012554 | 0.00010926 | 0.00012236 | 0.00013185 | 0.00012196 | 0.00011869 | 0.00011433 | 9.9614e-05 | 0.00011473 | 0.00012244 | 0.00011516 | 0.00011963 | 0.0001046 | 0.00012196 | 8.9733e-05 | 0.00014672 | 0.00012516 | 0.00013232 | 0.00011302 | 0.00010536 | 0.00011461 | 9.4557e-05 | 0.00012971 | 0.00011934 | 0.00013063 | 0.00012448 | 0.00013386 | 0.00011712 | 0.00012585 | 0.00014356 | 0.00011367 | 0.00011389 | 0.00012457 | 0.00013687 | 0.00012514 | 0.00011983 | 0.00011834 | 0.00012385 | 0.00011994 | 0.00011214 | 0.000111 | 0.00013226 | 0.00013165 | 0.0001303 | 0.00012278 | 0.00013863 | 0.00012953 | 0.00011398 | 0.00012326 | 9.6372e-05 | 0.00010594 | 0.0001477 | 0.00011684 | 0.00012161 | 0.00011899 | 0.00011498 | 0.00012062 | 0.00012321 | 0.00011815 | 0.00010577 | 0.00015874 | 0.00010961 | 0.00012773 | 0.00012618 | 0.00013678 | 0.00011005 | 0.00010939 | 0.00015104 | 0.00012685 | 0.0001189 | 0.00011379 | 0.00013414 | 0.00012678 | 0.00013304 | 0.00010107 | 0.00012544 | 0.00011515 | 0.00014247 | 0.00011424 | 0.0001328 | 0.0001197 | 0.00012458 | 0.00011264 | 0.00011404 | 0.00014123 | 0.0001496 | 0.00014041 | 0.00010513 | 0.00014735 | 0.0001174 | 0.0001157 | 0.00010668 | 0.00012211 | 0.00012137 | 9.9602e-05 | 0.00011951 | 0.00012483 | 0.00011208 | 0.00012589 | 0.00012271 | 0.00011486 | 0.00012341 | 0.00010769 | 0.00011573 | 0.00012482 | 0.00013647 | 0.00012925 | 0.00011486 | 0.0001253 | 0.00012255 | 0.00015262 | 0.00013025 | 0.0001172 | 0.00011136 | 0.00011719 | 0.00011779 | 0.00012608 | 0.00012703 | 0.00012831 | 0.00013571 | 0.0001326 | 9.6286e-05 | 0.00011351 | 0.00012763 | 0.00012896 | 0.00013873 | 0.00011452 | 0.00012522 | 0.00013438 | 0.00011082 | 9.9479e-05 | 0.00012674 | 0.00014147 | 0.00012967 | 0.00011677 | 0.00011733 | 0.00011638 | 0.00013168 | 0.0001247 | 0.00012417 | 0.00012201 | 0.00013722 | 0.00011449 | 0.00014417 | 0.00012315 | 0.00013174 | 0.00012259 | 0.00013609 | 0.00010138 | 0.00012118 | 0.00012561 | 0.00012741 | 0.00011803 | 0.00012454 | 0.00012104 | 0.00011409 | 0.00013406 | 0.00012602 | 0.00012134 | 0.00011137 | 0.00012414 | 0.0001426 | 0.00010006 | 0.00011489 | 9.7884e-05 | 0.00013267 | 0.00014044 | 0.0001106 | 0.00011386 | 0.00012483 | 0.00013744 | 0.00010173 | 0.00011642 | 0.00012508 | 0.00013636 | 9.257e-05 | 0.00011045 | 0.00013447 | 0.00012068 | 9.335e-05 | 0.00011964 | 0.00013205 | 0.00012134 | 0.0001137 | 0.00013531 | 0.00013073 | 0.00011575 | 0.00010424 | 0.00012508 | 9.8824e-05 | 0.00012726 | 9.6018e-05 | 0.00011791 | 0.00013396 | 0.00012606 | 0.00012277 | 0.00012704 | 0.00012145 | 0.00011869 | 0.00011777 | 0.00012013 | 0.00010093 | 0.00011956 | 0.00011368 | 9.5173e-05 | 0.00011098 | 0.00012893 | 0.00012512 | 0.00011655 | 0.00012425 | 0.0001171 | 0.00012364 | 0.00010903 | 0.00012995 | 0.00011552 | 0.00012446 | 0.00013264 | 0.00012753 | 0.00013631 | 0.00011689 | 0.00014476 | 0.00013684 | 0.00010788 | 0.00011164 | 0.00010897 | 0.00012638 | 0.00013698 | 0.00012113 | 0.00010925 | 0.00012031 | 0.00011276 | 0.00011596 | 0.00013085 | 0.00010974 | 9.9328e-05 | 0.00012871 | 0.00014047 | 0.00011056 | 0.00010766 | 0.00011877 | 0.00010279 | 0.00012395 | 0.00012737 | 0.00011955 | 0.00011466 | 0.00011392 | 0.0001108 | 0.00011961 | 0.00012977 | 0.00013214 | 0.00014144 | 0.00012799 | 0.000105 | 0.00012934 | 0.00012297 | 0.00012917 | 0.00012599 | 0.00013784 | 0.00012783 | 0.00010773 | 0.00013576 | 0.00011298 | 0.00012038 | 0.00014383 | 0.0001238 | 0.00012191 | 0.00010636 | 0.000126 | 0.00013025 | 0.000127 | 0.00012485 | 0.00013594 | 0.00011633 | 0.00012245 | 0.00012883 | 0.00013086 | 9.6059e-05 | 0.00011346 | 0.00013546 | 0.00012715 | 0.00012102 | 0.0001015 | 0.00012856 | 0.00011596 | 0.00010225 | 0.00013743 | 0.00014354 | 0.00011888 | 0.00010038 | 0.00010399 | 0.00011366 | 0.00013263 | 0.00011377 | 0.00011805 | 0.00013588 | 0.00012414 | 0.00011957 | 0.00012264 | 0.00014572 | 0.00011558 | 0.00012277 | 0.00013242 | 0.00012733 | 0.00012018 | 0.00011508 | 0.00011483 | 0.00012472 | 0.0001095 | 0.00014077 | 0.00011516 | 0.00010383 | 0.00012311 | 0.00011394 | 0.00011443 | 0.00013874 | 0.00012935 | 0.00012391 | 0.00012103 | 0.00013521 | 0.00012253 | 0.00010044 | 0.00010855 | 0.00011177 | 0.0001281 | 9.8695e-05 | 0.00010364 | 0.0001325 | 9.8571e-05 | 0.00013702 | 0.00011607 | 0.00012886 | 0.00011626 | 0.00011093 | 0.00013777 | 0.00013359 | 0.00012062 | 0.00010816 | 0.00012597 | 0.00010998 | 0.00014075 | 0.0001131 | 0.00011226 | 0.00012486 | 0.00012456 | 0.00013059 | 0.00012175 | 0.00011384 | 0.0001297 | 0.00013775 | 0.00013349 | 0.00012998 | 0.0001273 | 0.00013579 | 0.00011484 | 0.0001247 | 0.00012781 | 0.00012897 | 0.00013055 | 0.00010876 | 0.00014579 | 0.00014315 | 0.00012089 | 0.00012752 | 0.00012722 | 0.00012126 | 0.00010061 | 0.00011038 | 0.0001196 | 0.00012871 | 0.00014359 | 0.00011702 | 0.00012296 | 0.00010235 | 0.00013455 | 0.00013573 | 9.8557e-05 | 0.00010916 | 0.00010735 | 0.00013884 | 0.00012702 | 0.00012557 | 0.00012105 | 0.00011688 | 0.00011863 | 0.00013407 | 0.00012795 | 9.9763e-05 | 0.00012839 | 0.00010855 | 0.00010307 | 9.9405e-05 | 0.00012127 | 0.00013608 | 0.00011532 | 0.00013565 | 0.00012634 | 0.00011421 | 0.00011729 | 0.00011761 | 0.00013389 | 0.00014476 | 0.000135 | 0.000112 | 0.00012939 | 0.00012547 | 0.00012136 | 9.3235e-05 | 0.00012018 | 0.00012724 | 0.00011006 | 0.00012073 | 0.00011378 | 0.00013985 | 0.0001314 | 0.00013208 | 0.0001204 | 0.00012472 | 0.00014616 | 0.00012776 | 0.0001284 | 0.00012863 | 0.00011865 | 0.00012386 | 0.00014393 | 0.00011706 | 0.00012618 | 0.00011498 | 0.00012114 | 0.00013686 | 0.00010717 | 0.00011565 | 0.00013479 | 0.00014653 | 0.00010541 | 0.0001117 | 9.6516e-05 | 0.00012173 | 0.00012806 | 0.00010498 | 0.0001102 | 0.00012218 | 0.0001083 | 0.00011185 | 0.00013273 | 0.00011699 | 0.00011994 | 0.00011351 | 0.00012479 | 0.0001165 | 0.00012638 | 0.0001272 | 0.00012242 | 0.00012038 | 0.00012146 | 0.00013249 | 0.0001339 | 0.00013359 | 0.00011282 | 0.00012858 | 0.00010396 | 0.00010223 | 0.00010634 | 0.00011597 | 0.00012684 | 0.00013586 | 0.00012728 | 0.00013194 | 0.00012855 | 9.842e-05 | 0.00010933 | 0.00013562 | 0.00012789 | 0.00012009 | 0.0001261 | 0.0001078 | 0.00010834 | 0.0001295 | 0.00012507 | 0.00013269 | 0.00011427 | 0.0001071 | 0.00014512 | 9.7091e-05 | 0.00011802 | 0.00010231 | 0.00010468 | 0.00011858 | 0.00011765 | 0.00011185 | 0.00011956 | 0.00012871 | 0.0001288 | 0.00013533 | 9.5498e-05 | 0.00014008 | 0.00012056 | 0.00012882 | 0.000124 | 0.0001098 | 0.00010817 | 0.00013767 | 0.00011463 | 0.00012655 | 0.00012642 | 0.00014276 | 8.5712e-05 | 0.00013803 | 0.00013872 | 0.00012697 | 0.00012361 | 0.00013742 | 0.00011121 | 0.00010809 | 0.00013151 | 0.00013518 | 0.0001198 | 0.0001399 | 0.00014962 | 0.00014234 | 0.00011239 | 0.0001088 | 0.00013629 | 0.00013784 | 0.00012818 | 0.00010789 | 0.00011878 | 0.00010304 | 0.00013457 | 0.0001222 | 0.00013242 | 0.00013907 | 0.00011797 | 0.00013 | 0.00013534 | 0.00012296 | 0.00011508 | 0.00012474 | 0.00012227 | 0.00011314 | 0.00013546 | 0.00012691 | 8.4301e-05 | 0.00011832 | 0.00012543 | 0.00010368 | 0.00014369 | 0.00012067 | 0.00014217 | 0.00011193 | 0.00013688 | 0.00011072 | 0.00011076 | 0.00012435 | 0.0001297 | 0.00011789 | 0.00011853 | 0.00011341 | 0.00012994 | 0.00011186 | 0.0001208 | 0.00012427 | 0.00013793 | 0.00010964 | 0.00012349 | 0.00012106 | 0.00011834 | 0.00012701 | 0.00013617 | 0.00011434 | 0.00010256 | 0.00013341 | 0.0001347 | 0.0001088 | 0.00012181 | 0.00011814 | 0.0001141 | 0.0001374 | 0.00011649 | 0.00012325 | 0.00012574 | 0.00011734 | 0.00012076 | 0.0001177 | 0.00012659 | 0.00011066 | 0.0001089 | 0.00011138 | 0.00011074 | 0.00012743 | 0.00014378 | 0.00014667 | 0.00012787 | 0.00012692 | 0.00012635 | 0.00013205 | 0.00013102 | 0.00012159 | 0.00010343 | 0.00011942 | 0.00011659 | 0.00010667 | 0.00011085 | 0.00013563 | 0.00011801 | 0.00011486 | 0.00012263 | 0.00010656 | 0.00013648 | 0.00010618 | 0.00012878 | 0.00012811 | 0.00013056 | 0.00010283 | 0.00011606 | 0.00012494 | 0.00012805 | 0.00011164 | 0.00014279 | 0.00011337 | 0.00012965 | 0.00011174 | 0.00012646 | 0.0001135 | 0.00010949 | 0.00011489 | 0.00012524 | 0.00014772 | 0.00012137 | 0.00012457 | 0.00014016 | 0.00012165 | 0.00010369 | 0.00014736 | 0.00011815 | 0.00012225 | 0.00011752 | 0.00012915 | 0.00014382 | 0.00013223 | 0.00012123 | 0.00010776 | 0.00011394 | 0.00011204 | 0.00013105 | 0.00013277 | 0.00013247 | 0.00013256 | 0.00010093 | 0.000135 | 0.00011085 | 0.00012025 | 0.0001051 | 0.00012216 | 0.00013206 | 0.0001186 | 0.00012628 | 0.00013543 | 0.00010852 | 0.0001371 | 0.00013268 | 0.0001228 | 0.00010763 | 0.00012611 | 0.0001091 | 9.7854e-05 | 0.00014628 | 0.000119 | 0.00012061 | 0.00011261 | 0.00014994 | 0.00011766 | 0.00013398 | 0.00012215 | 0.00012683 | 0.00010517 | 0.00011391 | 0.00011413 | 0.00012391 | 0.00013416 | 0.00012768 | 0.00011402 | 0.00010527 | 0.00011665 | 0.00014086 | 0.00011472 | 0.0001285 | 0.00012012 | 0.00013217 | 0.00011017 | 0.00012362 | 0.000114 | 0.00011849 | 0.00012552 | 0.00013317 | 0.00013202 | 0.00012053 | 0.00010647 | 0.000132 | 0.00012403 | 0.00012267 | 0.0001003 | 0.00013706 | 0.00013498 | 0.00014594 | 0.00011852 | 0.00012226 | 0.00013318 | 0.00012851 | 0.0001236 | 0.00010391 | 0.00010801 | 0.00010745 | 0.00013333 | 0.00010202 | 0.00011823 | 0.00011928 | 0.00013931 | 0.00010096 | 0.00010937 | 0.00013795 | 0.00011879 | 0.00013386 | 0.00014724 | 0.00012397 | 0.00013171 | 0.00011686 | 0.0001305 | 9.7574e-05 | 0.00010343 | 0.00013516 | 0.00012824 | 0.00011354 | 0.00013768 | 0.00010338 | 0.0001225 | 0.00013638 | 0.00014529 | 0.00011741 | 0.0001337 | 0.00012535 | 0.0001409 | 0.00010952 | 0.00012501 | 0.00010736 | 0.0001066 | 0.00014222 | 0.00012404 | 9.6986e-05 | 0.00013414 | 0.0001321 | 0.00014465 | 0.00013585 | 0.00013104 | 0.00013761 | 0.00010982 | 0.00011522 | 0.00011579 | 9.7574e-05 | 0.00012663 | 0.00011872 | 0.00011122 | 0.00010743 | 0.00013004 | 0.00012722 | 0.00012086 | 0.00012468 | 0.00012477 | 0.00010601 | 0.00012132 | 0.00011229 | 0.00011866 | 0.00015175 | 0.00011478 | 0.0001256 | 0.00010271 | 0.00012099 | 0.00013728 | 0.00012598 | 0.00011635 | 0.00013281 | 0.00013969 | 0.00010886 | 0.0001226 | 0.0001106 | 0.00010824 | 0.00012952 | 0.00012896 | 0.00012951 | 0.00011922 | 0.00014011 | 0.00013634 | 0.00013865 | 0.00010866 | 0.00012103 | 0.00014388 | 0.00014396 | 0.00012723 | 0.00010715 | 9.702e-05 | 0.00012721 | 0.00014073 | 0.00011627 | 0.0001228 | 0.0001182 | 0.00011998 | 0.00014369 | 0.00012333 | 0.00012586 | 0.00012005 | 0.00014132 | 0.00013234 | 0.00011834 | 0.00011737 | 0.00012341 | 0.00012103 | 0.00012585 | 0.00010108 | 0.00011322 | 0.00010742 | 0.00010167 | 0.00011102 | 0.00010876 | 0.00012498 | 0.00012145 | 0.0001202 | 0.00012418 | 0.00012607 | 0.00011567 | 0.00012313 | 0.00013639 | 0.00011979 | 0.00011957 | 0.00011724 | 0.0001117 | 0.00011487 | 0.00011244 | 0.00012422 | 0.00013553 | 0.00012456 | 0.00013325 | 0.0001207 | 0.00011182 | 0.00011464 | 0.00011704 | 0.00011075 | 9.0754e-05 | 9.626e-05 | 0.00010891 | 0.00010647 | 0.0001304 | 0.00011598 | 0.00010929 | 0.00011974 | 0.00012465 | 0.00013608 | 0.00010925 | 0.00012471 | 0.00011163 | 0.00011576 | 0.00012546 | 0.00012888 | 9.9644e-05 | 0.00011621 | 0.00011989 | 0.00012246 | 0.00012785 | 0.00012127 | 0.00013339 | 0.00012374 | 0.00011293 | 0.00013361 | 0.00011993 | 0.0001099 | 0.00012003 | 0.00011748 | 0.00011041 | 0.00011913 | 0.0001056 | 0.00011136 | 0.00012063 | 0.00011393 | 0.00013065 | 0.00012404 | 0.00013181 | 0.00012761 | 0.00012592 | 0.00011548 | 0.00011166 | 0.00012718 | 0.00011198 | 0.00013991 | 0.00010664 | 0.00013521 | 0.00011148 | 9.9103e-05 | 0.00012982 | 0.00010348 | 0.00012473 | 0.00011268 | 0.00013422 | 0.00013175 | 0.00012637 | 0.00013175 | 0.00010237 | 0.00010976 | 0.00013826 | 0.00012072 | 0.00011942 | 0.00013519 | 0.00011791 | 0.00011901 | 0.00012871 | 0.00011766 | 0.00010949 | 0.00013119 | 0.00011527 | 0.00014693 | 0.00010605 | 0.00011257 | 9.6694e-05 | 0.00012962 | 0.00012946 | 9.1121e-05 | 0.00012677 | 0.00013476 | 0.00013426 | 0.00011463 | 0.00013353 | 0.0001285 | 0.00014273 | 0.0001112 | 0.00011406 | 0.000134 | 0.00012651 | 0.00012421 | 0.00011408 | 0.00011236 | 0.00011261 | 0.00013523 | 0.00013073 | 0.00012339 | 0.00011949 | 0.00011874 | 0.00011398 | 0.0001237 | 0.00011609 | 0.00011662 | 0.00012349 | 0.00010978 | 0.00010505 | 0.00010852 | 0.00011504 | 0.00012305 | 0.0001202 | 0.00011136 | 0.00012267 | 0.00012552 | 0.0001205 | 0.00010686 | 0.00013864 | 0.00010615 | 0.00011377 | 0.00012427 | 0.00011683 | 0.00010595 | 0.00010544 | 0.00012823 | 0.00010215 | 0.0001536 | 0.00011976 | 0.00011857 | 0.00012089 | 0.00012195 | 0.00013382 | 0.00011321 | 0.00011677 | 0.00011407 | 0.00013429 | 0.00012781 | 0.00013186 | 0.00013263 | 0.00011942 | 0.00011369 | 0.00014696 | 0.00012929 | 0.00010514 | 0.00010377 | 0.00013617 | 0.00012801 | 0.00013673 | 0.00012765 | 0.0001114 | 0.00011633 | 0.00012981 | 0.00012229 | 0.00010922 | 0.00013 | 0.00011203 | 0.00011431 | 0.00011124 | 0.0001402 | 0.00011679 | 0.00011527 | 0.0001444 | 9.8335e-05 | 0.00012733 | 0.00011791 | 0.00014245 | 0.00013968 | 0.0001378 | 0.00011372 | 0.00013405 | 0.0001117 | 0.00015273 | 0.000124 | 0.00010276 | 0.0001354 | 0.00011907 | 0.00011906 | 0.00011824 | 0.00010515 | 0.00012301 | 0.0001335 | 0.00011398 | 0.0001295 | 0.00012862 | 0.00011022 | 0.00013812 | 0.00013509 | 0.0001443 | 0.00012052 | 0.00013048 | 0.00011016 | 0.00011666 | 0.00011157 | 0.00011746 | 0.000123 | 0.0001152 | 0.00013224 | 0.00012693 | 0.00012291 | 0.00012365 | 8.7291e-05 | 0.00014247 | 0.00014033 | 0.00012981 | 0.0001394 | 0.00012327 | 0.00013107 | 0.00010986 | 0.00012518 | 0.00010638 | 0.00016645 | 0.00010534 | 0.00012292 | 0.00014272 | 0.00011176 | 0.00014413 | 0.00012093 | 0.00014095 | 0.00013829 | 0.0001172 | 0.00013869 | 0.0001163 | 0.00012028 | 0.00012362 | 0.00011345 | 0.00010954 | 0.00012552 | 0.0001389 | 0.00012323 | 0.00010906 | 0.00011195 | 0.00012043 | 0.00011412 | 0.0001334 | 0.00011669 | 0.00012598 | 0.00010683 | 9.9494e-05 | 0.00013077 | 0.00012716 | 0.00011313 | 0.00012513 | 0.00010675 | 0.00011631 | 0.00013432 | 0.00012174 | 0.00013157 | 0.0001318 | 0.00011344 | 0.00012022 | 0.00011227 | 0.00014034 | 0.00012485 | 0.00014493 | 0.00013795 | 0.00010876 | 0.00012407 | 0.00013436 | 0.0001142 | 0.00011126 | 0.00012281 | 0.00011071 | 0.00012185 | 0.00010055 | 0.00014161 | 0.0001216 | 0.00011753 | 9.3558e-05 | 0.00012728 | 0.00015607 | 0.00014133 | 0.00014325 | 0.00012667 | 0.00011157 | 0.00012031 | 0.00011048 | 0.00013352 | 0.00012674 | 0.00013031 | 0.00010856 | 0.00011137 | 0.00010148 | 0.00012274 | 0.000139 | 0.00012713 | 0.00012296 | 0.00012991 | 0.00012516 | 0.00012753 | 0.00011566 | 0.00011771 | 9.2201e-05 | 0.00011864 | 0.0001083 | 0.00011855 | 0.0001289 | 0.00012166 | 0.00012137 | 0.0001228 | 0.00012771 | 0.00010431 | 0.00011484 | 0.00010683 | 0.00013179 | 0.00012441 | 0.00013029 | 0.0001449 | 0.0001254 | 0.00012036 | 0.00011912 | 0.00012262 | 0.00013326 | 0.00011887 | 0.00011626 | 0.00011974 | 0.0001103 | 0.00010772 | 0.00013201 | 0.00010518 | 0.00012544 | 0.00013039 | 0.00013123 | 0.00010981 | 0.00012293 | 0.00011513 | 0.00011414 | 0.0001123 | 0.00011584 | 0.00012772 | 0.00010897 | 0.00014432 | 0.00010843 | 0.00013267 | 0.00010309 | 0.00012953 | 0.00011185 | 0.00011881 | 0.00011517 | 0.00012229 | 0.00012087 | 0.00012687 | 0.00010472 | 0.00013263 | 0.00012307 | 9.2398e-05 | 0.00010275 | 9.7e-05 | 0.00012642 | 0.00013199 | 0.00010768 | 0.00013085 | 0.00012075 | 0.00011914 | 0.00011995 | 0.00014441 | 0.00012113 | 0.00014212 | 9.8011e-05 | 0.00010611 | 0.00011368 | 0.00012113 | 9.5173e-05 | 0.00012953 | 0.00012364 | 0.00013635 | 0.00012709 | 0.00013612 | 0.00012199 | 0.00013074 | 0.00011577 | 0.00012563 | 0.00010295 | 0.00012395 | 0.00011484 | 0.00012109 | 0.00011987 | 0.00011074 | 0.00012258 | 0.00011505 | 0.00011984 | 0.00013633 | 0.00011663 | 0.00013007 | 0.0001119 | 0.00014003 | 0.00012351 | 0.0001266 | 0.00012437 | 0.00012837 | 0.00013252 | 0.00011694 | 0.00012365 | 0.0001159 | 0.00011128 | 0.0001341 | 0.00011952 | 0.00011858 | 0.00012415 | 0.0001146 | 0.00012561 | 0.00010101 | 0.0001382 | 9.8406e-05 | 0.00010219 | 0.00011268 | 0.00012447 | 0.00011611 | 0.00010244 | 0.000123 | 0.00011736 | 0.0001037 | 0.00013226 | 0.00012644 | 9.2381e-05 | 0.00012902 | 0.00010437 | 0.00010718 | 0.0001166 | 0.00014566 | 9.8859e-05 | 0.00011826 | 0.00012648 | 0.00012734 | 0.0001276 | 0.00011978 | 0.00011299 | 0.00012643 | 0.00010954 | 0.00013314 | 0.00013572 | 0.00011212 | 0.00011664 | 0.0001346 | 0.00013782 | 0.00012969 | 0.00011773 | 9.7662e-05 | 0.0001228 | 0.00013091 | 0.00010569 | 0.00011538 | 0.00012035 | 0.00012202 | 0.00012074 | 0.00010673 | 0.00011431 | 0.00012967 | 0.00012167 | 0.00013823 | 9.3029e-05 | 0.00010967 | 0.0001365 | 0.00010595 | 0.00010847 | 0.00012275 | 0.00011191 | 0.00012936 | 0.00012411 | 0.00010631 | 0.00012221 | 0.00010522 | 0.00014318 | 0.00011941 | 0.00011182 | 0.00010863 | 0.00013636 | 0.00012501 | 9.8702e-05 | 0.00012482 | 0.00011804 | 0.00011642 | 0.00012966 | 0.00012586 | 0.00011725 | 0.00011776 | 0.0001086 | 0.00012887 | 0.00011393 | 0.0001358 | 0.00011913 | 0.00011557 | 0.00011812 | 0.00013533 | 0.00012698 | 0.00012107 | 0.0001205 | 0.00012439 | 0.00013296 | 0.00011315 | 0.00012715 | 0.00012166 | 0.00011547 | 0.00012141 | 0.00012576 | 0.00014 | 0.00010089 | 0.00013591 | 0.00013589 | 0.00011169 | 0.00011432 | 0.00011333 | 0.0001281 | 0.00010963 | 0.00013836 | 0.00011145 | 0.0001161 | 0.00012093 | 9.3054e-05 | 0.00012846 | 0.00012197 | 0.00011096 | 0.00012569 | 0.00011761 | 0.00012599 | 0.00011007 | 0.00010264 | 0.00012962 | 0.00013445 | 0.00012803 | 0.00013608 | 0.00012814 | 0.00012705 | 0.00012654 | 0.00011996 | 0.00012325 | 0.00013819 | 0.0001353 | 0.00013912 | 0.00011528 | 0.00011091 | 0.00010259 | 0.00012473 | 0.00013289 | 0.00012217 | 0.00011309 | 0.00011297 | 0.0001328 | 0.00010981 | 0.00012415 | 0.00011573 | 0.00010889 | 0.0001159 | 0.00012646 | 0.00011786 | 0.00012402 | 0.00012669 | 0.00011319 | 0.00012304 | 0.00011214 | 0.00010328 | 0.00010295 | 0.00010593 | 0.00012579 | 0.00012473 | 0.00013808 | 0.00010775 | 0.00010129 | 0.00011977 | 0.00011051 | 0.00014273 | 0.00010047 | 0.00014979 | 0.00010408 | 0.0001329 | 0.00011698 | 0.00012179 | 0.00012698 | 0.00014003 | 0.00011664 | 0.00010252 | 0.00012995 | 0.00012411 | 0.00011523 | 0.00012616 | 0.00012726 | 0.00013904 | 0.00012297 | 0.00011973 | 0.0001131 | 0.0001096 | 0.00011164 | 0.00012471 | 0.00011609 | 0.00012949 | 0.00011663 | 0.000114 | 0.00011682 | 0.00011152 | 0.00012845 | 9.4883e-05 | 0.00012481 | 0.00012169 | 0.00012811 | 0.00011854 | 0.00012666 | 0.00012656 | 0.00010629 | 0.00011246 | 0.00012707 | 0.00011513 | 0.00013619 | 0.00010433 | 0.00010777 | 0.00011713 | 0.00012485 | 0.00012623 | 0.00012725 | 0.00012793 | 0.00012086 | 0.0001132 | 0.00012306 | 0.00011897 | 0.00010975 | 0.00010548 | 0.00012029 | 0.00010662 | 0.0001179 | 0.00010906 | 0.00014229 | 0.00013779 | 0.00011642 | 0.00011728 | 0.0001223 | 0.00014007 | 0.0001104 | 0.00013843 | 0.000104 | 0.00012143 | 0.00012714 | 0.00010813 | 0.0001342 | 0.00013667 | 0.00012696 | 0.0001252 | 0.00010519 | 0.00010482 | 0.00012505 | 0.00012638 | 0.00013752 | 0.00013505 | 0.00012708 | 0.0001217 | 0.00011904 | 0.00013065 | 0.00010523 | 0.00011153 | 0.00010771 | 0.00012454 | 0.00015041 | 0.00011813 | 0.00012986 | 0.00010283 | 0.00012016 | 0.00011878 | 0.00013304 | 0.00012086 | 0.00011166 | 0.00011985 | 0.000116 | 0.00011843 | 0.00011103 | 0.00011017 | 0.00010304 | 0.00012578 | 0.00011441 | 0.00013211 | 0.00012607 | 9.735e-05 | 0.00011962 | 0.00012744 | 0.00011643 | 0.0001113 | 0.00012476 | 0.00012324 | 0.00012449 | 0.00011796 | 0.00010535 | 0.00010693 | 0.00012046 | 0.0001135 | 0.0001232 | 0.00011828 | 0.00013237 | 9.9993e-05 | 0.00011505 | 9.1076e-05 | 0.0001152 | 0.00013221 | 0.00011679 | 0.00013718 | 0.00010129 | 0.00010965 | 0.0001173 | 0.00014644 | 0.00012759 | 0.00012056 | 0.00012287 | 0.00012997 | 0.00012838 | 0.000123 | 0.00012014 | 0.00011216 | 0.00011531 | 0.00011639 | 0.00012954 | 0.00011449 | 0.0001184 | 0.00013103 | 0.00010847 | 9.6433e-05 | 0.00011507 | 0.00012036 | 0.00013012 | 0.00014205 | 0.00011984 | 0.00012986 | 0.00010135 | 0.00013248 | 0.00011449 | 0.00013411 | 0.00010937 | 0.00013057 | 0.00012323 | 0.00012552 | 0.0001187 | 0.00014752 | 0.0001045 | 0.0001047 | 0.00010608 | 0.00010814 | 0.00014495 | 0.00013184 | 0.00011475 | 0.00012065 | 9.8287e-05 | 0.0001153 | 0.00010379 | 0.00014228 | 0.00012026 | 0.00013491 | 0.00011495 | 0.00011791 | 0.00012135 | 0.00012391 | 0.00011646 | 0.0001196 | 0.00013069 | 0.00011006 | 0.00011973 | 0.00011815 | 0.00013086 | 0.00014415 | 0.00011291 | 0.0001227 | 0.00010502 | 0.00010628 | 0.00011331 | 0.00011663 | 0.00010684 | 0.00011082 | 0.00013021 | 0.00012362 | 0.00010261 | 0.00015061 | 0.00012021 | 0.00011965 | 0.00013301 | 0.00010023 | 0.00011638 | 0.00010931 | 0.00011333 | 0.00013025 | 9.221e-05 | 0.00012858 | 0.000118 | 0.00013868 | 0.00014248 | 0.0001046 | 0.00012172 | 0.00012638 | 0.00011972 | 0.00011408 | 0.00010877 | 0.00011045 | 0.00012261 | 0.00010864 | 0.00011826 | 0.00012119 | 0.00014277 | 0.00012527 | 0.00012298 | 0.00013469 | 0.00012596 | 0.00011484 | 0.00010415 | 0.00011799 | 0.00011573 | 0.00012794 | 0.00014787 | 0.00011404 | 0.00012662 | 0.00011724 | 0.00013074 | 0.00012265 | 0.00011904 | 0.00011827 | 0.00012918 | 0.00012299 | 0.00013263 | 0.00011907 | 0.00012535 | 0.00012228 | 9.7743e-05 | 0.00013973 | 0.0001071 | 0.00010683 | 0.00013653 | 0.00012716 | 0.00011889 | 0.00011463 | 0.00013115 | 0.00014056 | 0.00010625 | 0.00012946 | 0.00012286 | 0.00011888 | 0.00011205 | 0.00011591 | 0.00012303 | 0.00012866 | 0.00011297 | 0.00012047 | 0.00010705 | 0.00012514 | 0.00012929 | 0.00011575 | 0.00011945 | 0.00011542 | 0.00012411 | 0.00011824 | 0.00011799 | 0.00011245 | 9.7568e-05 | 0.00010422 | 0.00011084 | 0.00010349 | 0.00011756 | 0.00012179 | 0.00012716 | 0.00011337 | 0.00011026 | 0.00012927 | 0.00011807 | 0.00013604 | 0.00014178 | 0.00011065 | 0.00011793 | 0.000124 | 0.00010957 | 0.00012992 | 0.00011924 | 0.00011896 | 0.00012583 | 0.00010622 | 0.00012966 | 0.00012691 | 0.00012475 | 0.00012862 | 0.00015133 | 0.0001128 | 0.00010406 | 0.00011014 | 0.00012135 | 0.00013396 | 0.00011326 | 0.00012562 | 0.00013303 | 0.00012882 | 0.00012012 | 0.00012535 | 0.00012582 | 0.00012447 | 0.0001083 | 0.00011474 | 0.00011122 | 0.00012876 | 0.00011918 | 0.00012001 | 0.00011893 | 0.00011012 | 0.00012793 | 0.00012514 | 0.00014148 | 0.00012574 | 0.00012678 | 0.00011603 | 0.00011433 | 0.00013852 | 0.00013183 | 0.00011734 | 0.00012492 | 0.00012299 | 0.00012229 | 0.00011817 | 0.00013246 | 0.00012821 | 0.00011639 | 0.00012533 | 0.00012078 | 0.00012812 | 0.00013466 | 0.00012393 | 0.00013371 | 0.0001138 | 0.00011313 | 0.00014538 | 0.00011844 | 0.00012865 | 0.00014233 | 0.00012702 | 8.9692e-05 | 0.00013319 | 9.4797e-05 | 0.00011623 | 0.0001124 | 0.00010854 | 0.0001149 | 0.00011703 | 0.00011731 | 0.00013214 | 0.00011459 | 0.0001204 | 0.00012009 | 0.00013619 | 0.00013571 | 0.00014046 | 0.00010796 | 0.00010487 | 0.00010623 | 0.00012118 | 0.00012813 | 0.00012257 | 0.00014044 | 0.00014994 | 0.00012768 | 0.00010327 | 0.00012542 | 0.00012167 | 0.00013442 | 0.00010379 | 0.00012615 | 0.00013017 | 0.00013756 | 0.00012484 | 0.00012857 | 0.0001318 | 0.00011873 | 0.00012729 | 0.00010402 | 9.7904e-05 | 0.00013711 | 0.00011678 | 0.00011957 | 0.00011892 | 0.00010961 | 0.00012671 | 0.00014034 | 8.5632e-05 | 0.00012707 | 0.00010525 | 0.00012508 | 0.0001174 | 0.00011384 | 0.00011115 | 0.00011754 | 0.00012936 | 0.00011927 | 0.00011766 | 0.00011491 | 0.00011845 | 0.0001268 | 0.00013308 | 0.000135 | 0.00013282 | 0.00014418 | 0.00013522 | 0.00011781 | 0.00010393 | 0.00012276 | 0.00014693 | 0.00013791 | 0.00011754 | 0.00011617 | 0.00014942 | 9.8021e-05 | 0.00012326 | 0.00012532 | 0.0001148 | 0.00011451 | 9.0783e-05 | 0.00013046 | 0.00013185 | 0.00011119 | 0.00012777 | 0.00012899 | 0.00010689 | 0.00011387 | 0.00012478 | 0.00013104 | 0.00012161 | 8.0778e-05 | 0.00013009 | 0.00013305 | 0.00011497 | 0.0001294 | 0.00013 | 0.00011475 | 0.00013208 | 0.00012714 | 0.00011194 | 0.00012092 | 0.00010883 | 0.00011418 | 0.00012276 | 0.00013313 | 0.00011551 | 0.00011812 | 0.00012146 | 0.00011681 | 0.00012441 | 0.0001214 | 0.00015397 | 0.00011069 | 0.00011078 | 0.0001176 | 0.00011978 | 0.00012627 | 0.00011652 | 0.00013211 | 0.00011478 | 0.00012839 | 0.0001247 | 0.00010058 | 0.00012724 | 0.00012984 | 0.00010331 | 0.000143 | 0.00011076 | 0.00013893 | 0.00012963 | 0.00013354 | 0.00011251 | 0.00013881 | 0.00011438 | 0.00011901 | 0.00011767 | 0.00012771 | 0.00011488 | 0.00011224 | 0.0001102 | 0.00010024 | 0.00011395 | 0.000121 | 0.00013773 | 0.00012683 | 0.00013116 | 0.00010864 | 0.00012844 | 0.00013301 | 0.00012585 | 0.00012402 | 0.00011531 | 0.00010688 | 0.000115 | 0.00012246 | 0.0001022 | 0.00012399 | 0.00013526 | 9.2785e-05 | 0.00012483 | 0.00010298 | 9.6679e-05 | 0.00010806 | 0.00013986 | 9.7857e-05 | 0.00013144 | 0.00011658 | 0.00011379 | 9.9347e-05 | 0.00011608 | 0.00012242 | 0.00013591 | 0.00011996 | 0.00013604 | 0.00011623 | 0.00011685 | 0.00011085 | 0.00011035 | 0.00010163 | 0.00011739 | 0.0001203 | 0.0001155 | 0.00010533 | 0.00013225 | 0.00013363 | 0.00012891 | 0.00012105 | 0.00011435 | 0.00013389 | 0.00011627 | 0.00012951 | 0.00010246 | 0.00012569 | 0.00011175 | 0.00013139 | 0.00011981 | 0.00010781 | 0.0001124 | 0.00013212 | 0.00010458 | 0.00013178 | 0.00011908 | 0.00013199 | 0.00011007 | 0.00012419 | 0.00010937 | 0.00013118 | 0.00011427 | 0.00011872 | 0.00012997 | 0.00010879 | 8.6999e-05 | 0.00013564 | 0.0001159 | 9.923e-05 | 0.00011393 | 0.00011115 | 0.00011325 | 0.00011914 | 0.00011174 | 0.00011872 | 9.5341e-05 | 0.00014364 | 0.00014218 | 0.0001304 | 0.00013069 | 0.000106 | 0.00012475 | 0.00013136 | 0.00010467 | 0.00012383 | 0.00011751 | 0.00010126 | 0.0001232 | 0.00012666 | 0.00011164 | 0.00014509 | 0.00014503 | 0.00012999 | 0.00012315 | 0.00012691 | 0.00012675 | 0.00011804 | 0.00010883 | 0.00012082 | 0.00011954 | 0.00011077 | 0.00012756 | 0.00012245 | 0.00013622 | 0.00013632 | 0.00010408 | 0.00012188 | 0.00011998 | 0.00012117 | 0.00012962 | 0.00011541 | 0.00013643 | 0.00012911 | 0.00013729 | 0.00012417 | 0.00010142 | 0.00012099 | 0.00013191 | 0.00011684 | 0.00012194 | 0.00010607 | 0.00012989 | 0.00013099 | 0.00011209 | 0.00012542 | 0.00013251 | 0.00012738 | 8.8894e-05 | 0.00013098 | 0.00010407 | 0.00011388 | 0.00010239 | 0.00011565 | 0.00014312 | 0.00012034 | 0.0001165 | 0.00014495 | 0.00010863 | 0.00011702 | 0.00013776 | 0.00014214 | 0.00011413 | 0.00013197 | 0.00015848 | 0.00013647 | 0.00012172 | 0.00011262 | 0.00013745 | 0.00012926 | 0.00010519 | 0.00012367 | 0.00012524 | 0.00010579 | 0.00013102 | 0.0001261 | 0.00011822 | 0.00012591 | 0.00013079 | 0.00011734 | 0.00013565 | 0.00013862 | 0.00012277 | 0.00011291 | 0.00011849 | 9.8673e-05 | 0.00011129 | 0.0001273 | 0.00013407 | 0.00011684 | 9.683e-05 | 0.00011593 | 0.00013073 | 0.00014542 | 0.00013304 | 0.00013302 | 0.00013771 | 0.00013026 | 0.00010222 | 0.00011558 | 0.0001097 | 0.00011449 | 0.0001073 | 0.00013025 | 0.00012887 | 0.00010796 | 0.00012432 | 0.00010532 | 0.00012542 | 0.00010697 | 0.00010296 | 0.0001289 | 0.00012591 | 0.00011401 | 0.00011687 | 0.00013906 | 0.00012008 | 0.00014701 | 0.00013907 | 0.00012879 | 0.00010999 | 0.00014017 | 0.00012951 | 9.687e-05 | 0.0001212 | 0.00012923 | 0.00011782 | 0.00010832 | 0.00010375 | 0.00011197 | 0.00010918 | 9.7688e-05 | 0.00010537 | 0.00011269 | 0.00012263 | 0.00011624 | 0.0001082 | 0.00013367 | 0.00012596 | 0.00011075 | 0.00010872 | 0.00014092 | 0.00012577 | 0.00011877 | 0.00013285 | 0.00010983 | 0.00011527 | 0.00012385 | 0.00010262 | 9.4872e-05 | 0.00011347 | 0.00012255 | 0.00013618 | 0.00013195 | 0.00013164 | 0.00013513 | 0.00010782 | 0.0001254 | 0.0001056 | 0.00014058 | 0.00010557 | 0.00014131 | 0.00012311 | 0.00010806 | 0.0001327 | 0.00010979 | 0.00011258 | 0.00010151 | 0.00010601 | 0.00012445 | 0.00011527 | 0.00012879 | 0.00011577 | 0.0001061 | 9.9333e-05 | 0.00011069 | 0.00012783 | 9.9795e-05 | 0.00011937 | 0.00013321 | 0.00012839 | 0.00013412 | 0.0001121 | 0.0001235 | 0.00010086 | 0.00013461 | 0.00011945 | 0.00011777 | 0.00012553 | 0.00010948 | 0.00012609 | 0.00013501 | 0.00012098 | 0.00013034 | 0.000108 | 0.00012726 | 0.00013809 | 0.00011469 | 0.00012141 | 0.00012382 | 0.00012717 | 0.00011243 | 0.00012174 | 0.00011796 | 0.00013921 | 0.00011142 | 0.00010529 | 0.00014819 | 0.00011073 | 0.00010635 | 0.00010906 | 0.00012613 | 0.00015021 | 0.00011 | 0.00012886 | 0.00011876 | 0.00011155 | 0.00012133 | 0.00013802 | 0.00013524 | 0.00013004 | 0.00010506 | 0.00011199 | 0.00014164 | 0.0001126 | 0.00012588 | 0.00012456 | 0.0001124 | 0.00010382 | 0.00013468 | 0.00013397 | 0.00011179 | 0.00011944 | 8.7317e-05 | 0.00011216 | 9.8972e-05 | 0.00014419 | 0.00012563 | 0.00013314 | 0.00014091 | 0.0001153 | 0.00013212 | 0.00010839 | 9.031e-05 | 0.00012863 | 0.00014917 | 0.00012074 | 0.00012172 | 0.00011135 | 0.00010708 | 0.00010085 | 0.00012112 | 0.00012963 | 0.00012245 | 0.00011565 | 0.00012455 | 0.00010806 | 0.00011902 | 0.00012794 | 0.00013671 | 0.00012131 | 0.00010779 | 0.00010936 | 0.0001324 | 0.00012614 | 0.00013171 | 0.00011827 | 0.00013093 | 0.00013152 | 0.00013324 | 0.000139 | 0.00013004 | 7.3223e-05 | 0.00011956 | 0.00010253 | 0.00011786 | 0.00012018 | 0.00014454 | 0.00011951 | 0.0001298 | 0.00012861 | 0.00013104 | 0.00013125 | 0.00010982 | 9.6949e-05 | 0.00010261 | 0.00011947 | 0.00012611 | 0.00012931 | 0.00012224 | 0.00012253 | 0.00011083 | 0.00010681 | 0.00011388 | 0.00013317 | 0.00014123 | 0.00013985 | 0.00012639 | 0.00011554 | 0.00013408 | 0.00011193 | 0.0001037 | 0.00013772 | 0.000136 | 0.00013864 | 0.00011492 | 0.00013509 | 0.00011446 | 0.00013102 | 0.00011338 | 0.00013828 | 0.00012153 | 0.00013455 | 0.00010775 | 0.00011828 | 0.00012028 | 0.00013567 | 0.00013175 | 0.00012716 | 9.9286e-05 | 9.9946e-05 | 0.00012572 | 0.00012124 | 0.00013599 | 0.00011191 | 0.00010999 | 0.00012523 | 0.00011904 | 0.0001253 | 0.00012176 | 0.00011355 | 0.00010206 | 0.00011224 | 0.00011125 | 0.00011486 | 0.00011287 | 0.00011257 | 0.00011995 | 0.00014191 | 0.00014052 | 0.00013099 | 0.00010703 | 0.00012607 | 0.00013663 | 0.00012045 | 0.00012794 | 0.00010267 | 0.00010691 | 0.0001363 | 0.00010722 | 0.00013878 | 0.00014813 | 0.00011636 | 0.00011561 | 0.00012204 | 0.00010701 | 0.00012992 | 0.00010894 | 0.00014061 | 0.00012582 | 0.00014203 | 0.00014419 | 0.00012556 | 0.00014195 | 0.00010518 | 0.00013112 | 0.00012677 | 0.00012512 | 9.1447e-05 | 0.00014524 | 0.00011727 | 0.0001059 | 0.00011573 | 0.00010246 | 0.00010708 | 0.00010697 | 0.00011105 | 0.00012434 | 0.00012874 | 0.00012458 | 0.00011753 | 0.00012581 | 0.00011714 | 0.00014801 | 0.0001268 | 0.00012345 | 0.00011469 | 0.00014181 | 0.00012583 | 0.00012921 | 0.00011442 | 0.00013463 | 0.00013494 | 0.00012163 | 0.00014428 | 0.00012896 | 0.00013593 | 0.0001253 | 0.00013216 | 0.00010362 | 0.00011669 | 0.00014342 | 0.00012388 | 0.00012164 | 0.00011293 | 0.00014062 | 0.00012241 | 0.00011221 | 0.00012469 | 0.00013489 | 0.0001441 | 0.00011956 | 0.00013543 | 0.00011582 | 0.0001261 | 0.00012312 | 0.00013792 | 0.00013112 | 0.00011266 | 0.00010976 | 0.00012002 | 0.00010837 | 0.00011062 | 0.00011689 | 0.00013231 | 0.00011327 | 0.0001001 | 0.00010827 | 0.00011517 | 0.00012538 | 0.00010783 | 0.00011223 | 0.00011284 | 0.0001283 | 0.00010264 | 0.00011754 | 0.00010932 | 0.00012817 | 0.00010618 | 0.00012002 | 0.00013098 | 0.00010894 | 0.00012205 | 0.0001168 | 0.00014695 | 0.00013229 | 0.00012281 | 0.00011705 | 0.00010373 | 0.00012917 | 0.00010191 | 0.00011354 | 0.00010969 | 8.7611e-05 | 0.00012084 | 0.00014343 | 0.00012087 | 0.00012747 | 0.00011719 | 0.00011446 | 0.00013566 | 0.0001217 | 0.00013539 | 0.00011505 | 0.00011631 | 0.00012123 | 0.00011005 | 0.00012742 | 0.0001278 | 0.00013734 | 0.0001306 | 0.0001119 | 0.00011523 | 0.00011079 | 0.00012806 | 0.00012399 | 0.00013351 | 0.00011667 | 0.00012258 | 0.00011545 | 0.00012443 | 0.00013591 | 0.00012366 | 0.00013043 | 0.00012315 | 0.00012578 | 0.00014849 | 0.00011252 | 0.00012493 | 0.00010289 | 0.00012392 | 0.00010692 | 0.00012174 | 0.00013327 | 0.00010578 | 0.00011181 | 0.00010764 | 0.0001149 | 0.00013847 | 0.00014142 | 0.00013229 | 0.00010479 | 0.00010939 | 0.00012876 | 0.00013097 | 0.00015083 | 0.0001389 | 0.00012223 | 0.00011578 | 0.00012002 | 0.00012279 | 0.00010737 | 0.00012039 | 0.00010399 | 0.00012063 | 0.00014361 | 0.0001177 | 0.00011622 | 0.0001139 | 0.0001229 | 0.00012289 | 0.00014709 | 0.00014317 | 0.00011166 | 0.00012419 | 0.00011192 | 0.00011385 | 0.00013754 | 0.00012871 | 0.00011218 | 0.00011136 | 0.00012429 | 0.00012397 | 0.00012746 | 0.00012705 | 0.00010786 | 0.00011944 | 0.00012549 | 0.00011205 | 0.00012157 | 0.00011227 | 0.00014024 | 0.00011538 | 8.9085e-05 | 0.00013714 | 0.00014572 | 0.00010382 | 0.00011422 | 0.00013162 | 0.00012295 | 0.000122 | 0.00011844 | 0.00011883 | 0.00012977 | 9.9112e-05 | 0.00011361 | 0.00012258 | 0.0001417 | 0.00010767 | 0.00012625 | 9.3634e-05 | 0.00011759 | 0.00011369 | 0.00012494 | 0.00013197 | 0.00012112 | 0.00011211 | 0.00012817 | 0.00011357 | 0.00012135 | 0.00011243 | 0.00010478 | 0.00011996 | 9.5081e-05 | 0.00011074 | 0.00013016 | 0.00012171 | 0.000117 | 0.0001281 | 0.00011593 | 0.00012288 | 0.00010704 | 0.00014345 | 0.00010312 | 0.00012236 | 0.00012351 | 0.00011258 | 0.00011827 | 0.00012741 | 0.00011894 | 0.00012486 | 0.00012016 | 0.00013061 | 0.00010586 | 0.00012495 | 0.00011543 | 0.000121 | 0.00014693 | 0.00013496 | 0.00012917 | 0.00012425 | 0.00013516 | 0.00012554 | 0.00012958 | 0.00013164 | 0.00011441 | 0.00013298 | 0.00013173 | 9.5401e-05 | 0.00011425 | 0.00013007 | 9.2683e-05 | 0.00012987 | 0.00012853 | 0.0001154 | 0.00014408 | 0.0001332 | 0.00012155 | 0.00011765 | 0.00012805 | 0.00011533 | 0.00010209 | 0.00011547 | 0.00010343 | 0.0001078 | 0.00012531 | 0.00011345 | 0.00013982 | 0.00011525 | 0.00013175 | 0.00012554 | 0.00013391 | 0.00013878 | 0.00011505 | 9.7676e-05 | 0.00011864 | 8.7865e-05 | 0.00011987 | 0.00012225 | 0.00012112 | 0.00011811 | 0.00010458 | 0.00010989 | 0.00013352 | 0.00011225 | 0.00012585 | 0.00012604 | 0.00013905 | 0.00011575 | 0.0001289 | 0.00012263 | 0.00011399 | 0.00011495 | 0.00012464 | 0.00012144 | 0.00011561 | 0.00012245 | 0.0001108 | 0.00013392 | 0.00013362 | 0.00012378 | 0.00011189 | 0.00011382 | 0.00012386 | 0.00011574 | 0.0001284 | 0.00011643 | 0.00010743 | 0.00012615 | 0.00013257 | 0.0001228 | 0.0001226 | 0.00013304 | 0.00013153 | 0.00010335 | 0.00013376 | 0.00011322 | 0.00011622 | 0.00011907 | 0.000136 | 0.0001312 | 0.0001385 | 0.00012993 | 0.00014767 | 0.00011835 | 0.00012807 | 0.00013369 | 0.00011956 | 0.00014935 | 0.00011288 | 0.00012893 | 0.00015741 | 0.0001441 | 0.00011809 | 0.00013724 | 0.00013865 | 0.00012924 | 0.00013892 | 0.00010987 | 0.00011319 | 0.00012703 | 0.0001194 | 0.00010334 | 0.00014066 | 0.00012334 | 0.00012947 | 0.00011848 | 0.000118 | 0.00013205 | 0.00011965 | 0.00011963 | 0.0001462 | 0.00011905 | 0.00011559 | 0.00012362 | 0.0001185 | 0.00010408 | 0.00010887 | 0.00012984 | 0.00013958 | 0.00012416 | 0.00011857 | 0.00013026 | 0.0001078 | 0.00012572 | 0.00011867 | 0.00012942 | 0.0001239 | 0.00011384 | 0.00013524 | 0.00014433 | 0.0001433 | 0.00010832 | 0.00014285 | 0.00011536 | 0.0001169 | 0.00012521 | 0.00011941 | 0.00011214 | 0.00014095 | 0.00013715 | 0.0001307 | 0.00013971 | 0.00013913 | 0.00013392 | 0.00012017 | 0.00011103 | 0.00013973 | 0.00013605 | 0.00010671 | 9.8738e-05 | 0.00011698 | 0.00012922 | 0.00010484 | 0.00012624 | 0.00012915 | 0.00013749 | 9.4565e-05 | 0.00010351 | 0.00010635 | 0.00012881 | 0.00011031 | 8.8921e-05 | 0.00012003 | 0.00010413 | 0.00010607 | 0.00013344 | 0.00012924 | 0.00012685 | 0.00011782 | 0.00012697 | 9.7089e-05 | 0.0001043 | 0.00014013 | 0.00011579 | 0.00011511 | 0.00011822 | 0.00010604 | 0.00012158 | 0.00010793 | 0.00012279 | 0.00011056 | 0.00011443 | 0.0001198 | 0.0001168 | 0.00013066 | 0.00011123 | 0.0001145 | 0.00012706 | 0.0001246 | 0.00012361 | 0.00011801 | 0.00012992 | 9.5299e-05 | 0.00013602 | 0.00010912 | 0.0001179 | 0.0001201 | 0.00013297 | 0.00010762 | 0.00011412 | 0.00014111 | 0.00013878 | 0.00010413 | 0.00012601 | 0.00012655 | 0.00011671 | 0.00012782 | 0.00012199 | 0.00010586 | 0.00011784 | 0.00012313 | 0.00012569 | 0.00012682 | 0.00014335 | 0.0001186 | 0.00012897 | 0.00014767 | 0.00012556 | 0.00013871 | 0.00013501 | 0.00013901 | 9.8627e-05 | 0.00012139 | 0.00012051 | 0.00012582 | 0.00011511 | 0.00013933 | 0.00012252 | 9.9184e-05 | 0.00011934 | 0.00012793 | 0.00013976 | 0.00013909 | 0.00010792 | 9.3521e-05 | 0.00012844 | 0.00011742 | 0.00012149 | 0.00012072 | 0.00013887 | 0.00012025 | 0.00012742 | 0.00011541 | 0.00014287 | 0.0001149 | 0.00012501 | 0.00012372 | 0.00011649 | 0.00013113 | 0.0001054 | 0.0001393 | 0.00012284 | 0.00012245 | 9.724e-05 | 0.00011557 | 0.0001217 | 0.00013302 | 0.00012287 | 0.00012051 | 0.00012665 | 0.00013059 | 0.00010931 | 0.00010714 | 0.00011856 | 0.00011224 | 0.00011727 | 0.00011069 | 0.00010736 | 0.00012334 | 0.00010778 | 0.0001575 | 0.00012779 | 0.00012831 | 0.00011504 | 0.00011345 | 0.00012431 | 0.00011255 | 0.00011589 | 0.00011147 | 0.00010227 | 0.00010623 | 0.00013492 | 0.00012761 | 0.00011933 | 0.00012904 | 0.00012988 | 0.00013682 | 0.0001226 | 0.0001112 | 0.00012261 | 0.00010822 | 0.00012661 | 0.0001192 | 0.0001218 | 0.0001227 | 0.00010283 | 0.00011871 | 0.00010796 | 0.00014381 | 0.00012639 | 0.0001524 | 0.00012839 | 0.00012102 | 0.00013987 | 0.00013006 | 0.000127 | 0.00011604 | 9.2847e-05 | 0.000113 | 0.00010052 | 0.00013242 | 0.00010718 | 0.00013311 | 0.0001524 | 0.00012279 | 0.00011652 | 0.00012809 | 0.00013239 | 0.00013174 | 0.00011693 | 0.00011253 | 0.00014284 | 9.2475e-05 | 0.00012444 | 0.00012009 | 0.0001415 | 0.0001162 | 0.00010023 | 0.00010894 | 0.00011762 | 0.00011116 | 0.00012959 | 0.00012732 | 0.00015471 | 0.00011326 | 0.0001319 | 0.00012095 | 0.00011476 | 0.00010986 | 0.00011986 | 0.00013006 | 0.00013096 | 0.00011309 | 0.00011649 | 0.00012665 | 0.00013166 | 0.00012016 | 0.00013549 | 0.00013608 | 0.00011578 | 0.00013226 | 0.00012511 | 0.00012113 | 0.00012316 | 0.00011455 | 0.00013222 | 0.00011854 | 0.00011527 | 0.00013744 | 0.00013624 | 0.00012124 | 0.0001197 | 0.00010158 | 0.00011551 | 0.0001159 | 0.00012219 | 0.00011183 | 0.00013257 | 0.00010924 | 0.00012609 | 0.00012955 | 0.00011959 | 0.00011681 | 0.00010058 | 0.00010841 | 0.00011608 | 0.00012287 | 0.00011999 | 0.00012552 | 0.0001412 | 0.00014216 | 0.00013079 | 0.00010911 | 0.00012958 | 0.00011756 | 0.00012908 | 0.00012683 | 0.00011543 | 0.00014076 | 0.00012071 | 0.00014519 | 0.00010161 | 8.7765e-05 | 0.00013292 | 0.00012929 | 0.0001311 | 0.00013639 | 0.00014146 | 9.632e-05 | 9.9396e-05 | 0.00012145 | 0.00013144 | 0.00013498 | 0.00011949 | 0.00012831 | 0.00010587 | 0.00011127 | 0.00012634 | 0.00012741 | 0.00011074 | 0.00011077 | 0.00012734 | 0.00012305 | 0.00011221 | 0.00012176 | 9.0094e-05 | 0.00012252 | 0.0001308 | 0.00015026 | 0.00011666 | 0.00011651 | 0.00010548 | 0.00012665 | 0.00010753 | 0.00012518 | 0.00011703 | 0.00012195 | 0.00011753 | 0.00013012 | 0.00012042 | 0.00013146 | 0.00012535 | 0.00012402 | 0.00013938 | 0.00013668 | 0.00012659 | 0.00012671 | 0.00014017 | 0.00010239 | 0.00011726 | 0.00013183 | 0.00012884 | 0.00013514 | 0.00012679 | 0.00011722 | 0.00012533 | 0.00011765 | 0.00012178 | 0.0001272 | 0.00014308 | 0.00011651 | 0.00011317 | 0.00012548 | 0.00011181 | 9.7039e-05 | 0.00011869 | 0.00011295 | 0.00011139 | 0.00010459 | 0.00011889 | 0.00012541 | 0.00013711 | 0.00014262 | 0.00011809 | 0.00011699 | 0.00011794 | 0.00012346 | 0.00012296 | 0.00011968 | 0.00010992 | 0.00013446 | 0.00011282 | 0.00010839 | 0.0001299 | 0.0001222 | 0.00011505 | 0.00010188 | 0.00013324 | 0.00013713 | 0.0001105 | 0.00011535 | 0.00011385 | 0.00010224 | 0.00012225 | 0.00012506 | 0.00012118 | 0.0001094 | 0.00014445 | 0.00012471 | 0.00010461 | 0.00012803 | 0.00012706 | 0.00014367 | 0.00011915 | 0.00012664 | 0.00013717 | 0.00012785 | 0.00012372 | 0.00011217 | 0.00013434 | 0.0001214 | 0.00013431 | 0.00012719 | 0.00012333 | 0.00011235 | 0.00011828 | 0.00012595 | 0.00013257 | 0.00011327 | 0.00012709 | 0.00011815 | 0.00012238 | 0.00012031 | 0.00012764 | 0.0001181 | 0.000105 | 0.00011498 | 0.0001157 | 0.00012922 | 0.00011214 | 0.00012355 | 9.9385e-05 | 0.00013272 | 0.00011566 | 0.00012118 | 0.00012661 | 0.00012504 | 0.00011595 | 0.00010836 | 0.00010679 | 0.00011723 | 0.00012972 | 0.00012991 | 0.00010733 | 0.00011389 | 0.00011129 | 0.00010984 | 0.00010846 | 0.00013655 | 0.00013166 | 0.00013087 | 0.00012839 | 0.00012695 | 0.00012766 | 9.6119e-05 | 0.00012706 | 0.00011348 | 0.00012491 | 0.00013417 | 0.00013008 | 0.00016139 | 0.00013205 | 0.00011796 | 9.8497e-05 | 0.00013487 | 0.00010411 | 0.00010397 | 0.00013543 | 0.0001079 | 0.00013084 | 0.00010655 | 0.00013764 | 0.00013036 | 0.00013324 | 0.00010051 | 0.00012372 | 0.00011016 | 0.0001227 | 0.0001171 | 0.00011828 | 9.9983e-05 | 0.0001152 | 0.00013074 | 0.00013783 | 9.1947e-05 | 0.00013659 | 0.00012274 | 0.00013372 | 0.00011302 | 0.00011673 | 0.00012705 | 0.0001121 | 0.00012647 | 0.00012972 | 0.00013804 | 0.00012796 | 0.0001263 | 0.00012674 | 0.00012104 | 0.00011665 | 0.00012781 | 0.00012552 | 0.00011743 | 0.00012524 | 0.00010635 | 0.00012954 | 0.0001229 | 0.00012323 | 0.00012018 | 0.00011885 | 0.00013145 | 9.4311e-05 | 0.00011506 | 0.00012934 | 0.00012253 | 0.00012183 | 0.00013112 | 0.00012675 | 0.00011121 | 0.00013536 | 0.0001246 | 0.00010766 | 0.00012917 | 0.00011121 | 0.00012359 | 0.0001246 | 0.00012036 | 0.00010199 | 0.00012977 | 0.00012156 | 0.00012735 | 0.00011537 | 0.00012773 | 0.00011894 | 0.00010997 | 0.00012065 | 0.00011787 | 0.00012239 | 0.00012225 | 0.00011636 | 0.00011507 | 0.0001139 | 0.00011986 | 0.00010485 | 0.00012378 | 0.00011199 | 0.00011331 | 0.00012339 | 0.00011431 | 0.0001177 | 0.00012215 | 0.00010769 | 0.00010774 | 0.00012131 | 0.0001025 | 0.00013672 | 0.00012367 | 0.00013188 | 9.3826e-05 | 9.7193e-05 | 0.00012009 | 0.00012743 | 0.00014218 | 0.0001331 | 0.00012759 | 0.00013742 | 0.00014462 | 0.00011275 | 0.00011535 | 0.00013054 | 0.00011765 | 0.00010913 | 0.00010886 | 0.00012505 | 0.00011586 | 0.00011055 | 0.00013527 | 0.00013723 | 0.00011602 | 0.00012026 | 0.00012695 | 0.00014505 | 0.00012765 | 0.0001201 | 0.00012135 | 0.00011246 | 0.00012801 | 0.00010125 | 0.00014058 | 0.00014842 | 0.00013877 | 0.00012491 | 0.00013431 | 0.00011106 | 0.00010508 | 0.00013363 | 0.00011862 | 0.00010035 | 0.00011793 | 0.00010893 | 0.00012638 | 0.00011547 | 0.00010643 | 0.00012154 | 0.00013079 | 0.00013039 | 0.00011471 | 0.00012649 | 0.00013248 | 0.00013976 | 0.00014745 | 0.0001008 | 0.0001139 | 0.00010067 | 0.00012358 | 0.00010155 | 0.00014096 | 0.0001077 | 0.00011433 | 0.00014284 | 9.9715e-05 | 0.00011894 | 0.00010629 | 0.00012204 | 0.0001086 | 0.00012588 | 0.0001438 | 0.00013855 | 0.00011466 | 0.00012118 | 0.00013877 | 0.00012848 | 0.00012014 | 0.000118 | 0.00011896 | 0.00011056 | 0.0001169 | 0.00012419 | 0.00012472 | 0.00012797 | 0.00011755 | 0.00011789 | 0.00012554 | 0.00013437 | 0.00013295 | 0.00010506 | 0.00012046 | 0.0001309 | 0.00012355 | 0.00011876 | 0.00010763 | 0.00011451 | 0.00011712 | 0.00011114 | 0.00013309 | 0.00013212 | 9.8687e-05 | 0.00012572 | 0.00011088 | 0.0001252 | 0.00010339 | 0.00013314 | 0.00012495 | 0.00013397 | 0.00012464 | 0.00013493 | 9.5659e-05 | 0.00014192 | 0.00011843 | 0.00012703 | 0.00012187 | 0.00012367 | 0.0001225 | 0.00012048 | 0.00012106 | 0.00012711 | 0.00012912 | 0.00012578 | 0.00014992 | 0.00013922 | 0.00010223 | 0.00013273 | 0.00011225 | 0.000114 | 0.00011006 | 0.00011265 | 0.00012773 | 0.00013075 | 0.00010814 | 0.00012233 | 0.00011386 | 0.00012409 | 0.00011202 | 0.00014491 | 0.00011809 | 0.00012286 | 0.00011059 | 9.7221e-05 | 0.00012498 | 0.00011634 | 0.00013852 | 0.00011781 | 0.00012609 | 0.00012767 | 0.00012118 | 0.00010702 | 0.00010812 | 0.00011708 | 0.00011574 | 0.00012715 | 0.00012191 | 0.00012721 | 0.00012721 | 0.00011589 | 0.00013241 | 0.0001112 | 0.0001218 | 0.00013487 | 0.00012626 | 0.00012694 | 0.0001268 | 0.00012196 | 0.00010954 | 0.0001321 | 0.00010971 | 0.0001239 | 0.00012177 | 0.00010672 | 0.00014763 | 0.00011552 | 0.00010022 | 0.00012852 | 0.00011742 | 0.00012982 | 0.00010226 | 0.00012805 | 0.00011645 | 0.00013205 | 0.00010921 | 0.00015131 | 0.00011404 | 0.00013731 | 0.00010623 | 0.00010921 | 0.00011739 | 0.00012133 | 0.00011017 | 0.00012667 | 0.00014661 | 0.00011798 | 0.00012515 | 9.3151e-05 | 0.00012717 | 0.00011044 | 9.3358e-05 | 0.00012381 | 0.00010764 | 0.00010492 | 0.0001295 | 0.00011789 | 0.00012902 | 0.00012777 | 0.00013125 | 0.00012734 | 0.00012196 | 0.00011647 | 0.00011825 | 0.00010436 | 0.0001072 | 0.00012987 | 0.00012244 | 0.00011077 | 0.00012628 | 0.00013062 | 0.00011191 | 0.00013094 | 0.0001291 | 9.9948e-05 | 0.00014538 | 0.0001362 | 0.00013726 | 0.000132 | 0.00011879 | 0.00011545 | 0.00012213 | 0.00012623 | 0.0001299 | 0.00010676 | 0.00014255 | 0.00011604 | 0.00010938 | 0.00013338 | 0.00013678 | 0.00011786 | 0.00011516 | 0.00011154 | 0.00014007 | 0.00010176 | 0.00011473 | 0.00012157 | 0.000133 | 0.00010712 | 0.00010795 | 0.00012012 | 0.00013635 | 0.00013473 | 0.00011617 | 0.00010889 | 0.00012723 | 0.00010325 | 0.0001049 | 0.0001179 | 0.00012868 | 9.8058e-05 | 0.00012298 | 0.00013016 | 0.00010192 | 0.00011123 | 0.00011962 | 0.00012251 | 0.00013566 | 0.00013225 | 0.00011166 | 0.00015357 | 9.7914e-05 | 9.1269e-05 | 0.000124 | 0.00011456 | 0.00012205 | 0.00010372 | 0.00012992 | 0.00013088 | 0.000106 | 0.00010651 | 0.00012507 | 0.00011968 | 0.00012086 | 0.00011969 | 0.00012863 | 0.00013879 | 0.0001339 | 0.00012665 | 0.00012599 | 0.00013542 | 0.00012189 | 0.00012121 | 0.00012691 | 0.00013662 | 0.00013365 | 0.00012173 | 0.00010611 | 0.00011536 | 0.00012233 | 0.00013258 | 0.00010964 | 0.00012881 | 9.743e-05 | 0.00012295 | 0.00012275 | 0.00011825 | 0.00012832 | 0.00011624 | 0.00011727 | 0.00013468 | 0.00012683 | 0.00011393 | 0.00012667 | 0.00012796 | 0.00013441 | 0.00011186 | 0.0001196 | 0.0001115 | 0.00012621 | 0.00013371 | 0.00010303 | 0.00011252 | 0.00012062 | 0.00011165 | 0.00012196 | 0.00012077 | 0.00011983 | 0.00011686 | 0.00010448 | 0.00012511 | 0.00013325 | 0.00011257 | 0.00012404 | 0.00010231 | 0.00012597 | 0.0001021 | 0.00012139 | 0.0001256 | 0.00012977 | 0.0001352 | 0.00011043 | 0.0001308 | 0.00013069 | 0.00010853 | 0.00012101 | 0.00012292 | 0.00011594 | 0.00012363 | 0.0001218 | 0.00012247 | 0.00010979 | 9.986e-05 | 0.00013585 | 0.00012882 | 0.00011744 | 0.00012826 | 0.00011149 | 0.00012553 | 0.00012441 | 0.00013685 | 0.00011473 | 0.00011438 | 0.00011073 | 0.00012162 | 0.00011864 | 0.00013647 | 0.00012424 | 0.0001366 | 0.00011241 | 0.00014154 | 0.00011708 | 0.00012195 | 0.00015563 | 0.00011428 | 0.00012458 | 0.00012524 | 0.00013742 | 0.00013241 | 0.00012743 | 0.00012703 | 0.00012095 | 0.00013504 | 0.00011528 | 0.00011419 | 0.00012658 | 0.00012091 | 0.00011191 | 0.00013035 | 0.00010039 | 0.00013061 | 0.00013985 | 0.00010888 | 0.00012024 | 0.0001202 | 8.9966e-05 | 0.00013464 | 0.00011824 | 0.00012541 | 0.00013778 | 0.00012496 | 0.00012886 | 0.0001116 | 8.7152e-05 | 0.00012004 | 0.00013305 | 0.00013042 | 0.00010595 | 0.00011704 | 0.00011295 | 0.0001403 | 0.00012778 | 0.00013646 | 0.00012061 | 0.0001257 | 0.00013615 | 0.00011413 | 0.00012937 | 0.0001344 | 0.00012381 | 0.00012344 | 0.00012457 | 0.00011354 | 0.00013488 | 0.00011629 | 0.00012291 | 0.00011642 | 0.00011866 | 0.00013951 | 0.00012834 | 0.00010112 | 0.00011627 | 0.00013197 | 0.00012162 | 0.00012588 | 0.00012798 | 0.0001177 | 0.00012437 | 0.00012162 | 0.00012086 | 0.00012282 | 0.00011623 | 0.00012662 | 0.00011892 | 0.00011726 | 0.00011082 | 0.00011744 | 0.00011876 | 0.00012533 | 0.00012173 | 9.9965e-05 | 0.00012814 | 0.00013325 | 0.00014368 | 0.00010759 | 0.00015914 | 0.00011345 | 0.00011058 | 0.0001293 | 0.0001523 | 0.00012061 | 0.0001126 | 0.00013203 | 0.00013075 | 0.0001319 | 0.00011613 | 9.2473e-05 | 0.00012721 | 0.00012021 | 0.00010959 | 0.00010829 | 0.00012541 | 0.00012043 | 0.00013082 | 9.9425e-05 | 0.00010633 | 0.00013185 | 0.00012368 | 0.00013149 | 0.00011725 | 0.00014082 | 0.00012566 | 0.00013351 | 0.00014331 | 0.00012274 | 0.0001373 | 0.00013706 | 0.000108 | 9.7331e-05 | 0.00012273 | 0.00012234 | 0.0001262 | 0.00014638 | 0.00013735 | 0.00013034 | 0.00011368 | 0.00012259 | 0.0001245 | 0.00011566 | 0.0001162 | 0.00011371 | 0.000124 | 0.00012527 | 9.9132e-05 | 0.00011901 | 0.00011769 | 0.00013468 | 0.00010998 | 0.00011025 | 0.00011628 | 0.0001146 | 0.00014038 | 0.00010786 | 0.00011731 | 0.00013277 | 0.00011355 | 0.00012579 | 0.00012959 | 0.00013791 | 0.00011451 | 0.00011797 | 0.00013423 | 0.00011867 | 0.00011484 | 0.00012081 | 0.00011787 | 0.00012507 | 0.00013289 | 0.00014039 | 0.00014306 | 0.00012221 | 0.00010596 | 0.00010275 | 0.0001334 | 0.00013086 | 0.00013 | 0.00011635 | 0.00010364 | 0.00010876 | 0.00011501 | 0.00011897 | 0.00012112 | 0.00012027 | 0.00012914 | 0.00013754 | 0.00013031 | 0.00012217 | 0.00012086 | 0.00012482 | 0.00012347 | 0.0001364 | 0.00011298 | 0.00012112 | 0.00013549 | 0.00014496 | 0.00010327 | 0.00010343 | 0.00011799 | 0.00011878 | 0.00011611 | 0.00012316 | 0.00011727 | 0.0001355 | 0.00014213 | 0.00013287 | 0.00012457 | 0.0001033 | 0.00013424 | 0.00011753 | 0.00013472 | 0.0001155 | 0.0001486 | 0.0001107 | 0.00012331 | 0.00011894 | 0.00013748 | 0.00011164 | 0.00011762 | 0.00010176 | 0.00011551 | 0.00012445 | 0.00013274 | 0.00011331 | 0.00011167 | 0.0001157 | 0.00010239 | 0.00012073 | 0.00012441 | 0.00013111 | 0.00010314 | 0.00011566 | 0.00012416 | 0.00013682 | 0.00011061 | 0.00012337 | 0.00012544 | 0.00012481 | 0.00012282 | 0.00011082 | 9.966e-05 | 0.00012044 | 0.00010567 | 0.00011927 | 0.00013886 | 0.00012581 | 0.0001319 | 0.00010802 | 0.0001325 | 0.00012574 | 0.00012423 | 0.00011649 | 0.00013077 | 0.00010778 | 0.00013723 | 0.00011496 | 0.00011423 | 0.00012634 | 0.00011347 | 0.00010593 | 0.00012683 | 9.482e-05 | 0.00011485 | 0.00013143 | 0.00012788 | 0.00010939 | 0.00013926 | 0.0001215 | 0.00013049 | 0.00011534 | 0.00012514 | 0.00012779 | 0.00012571 | 0.00012907 | 0.00011336 | 0.00013099 | 0.0001288 | 0.00012785 | 0.00012471 | 0.00010961 | 0.00010609 | 0.00012397 | 0.00012959 | 0.00012047 | 9.941e-05 | 0.0001108 | 0.0001367 | 0.00013892 | 0.00011006 | 0.00012695 | 0.00012619 | 0.00013465 | 0.00011005 | 0.00010497 | 0.00010992 | 0.0001279 | 0.000131 | 0.00013708 | 8.7657e-05 | 0.00011506 | 0.00011107 | 0.00010958 | 0.00011788 | 0.00012584 | 9.134e-05 | 0.00014603 | 0.00011036 | 0.00010961 | 9.5472e-05 | 0.00011518 | 0.00012651 | 0.0001355 | 0.0001248 | 0.00012428 | 0.00012679 | 0.00012217 | 0.0001277 | 0.00012759 | 0.00012525 | 0.00010623 | 0.00012003 | 0.00011401 | 0.00012042 | 0.00011191 | 0.00010942 | 0.00011514 | 9.4592e-05 | 0.00013016 | 0.00012395 | 0.00013235 | 0.00012197 | 0.00012436 | 0.00012853 | 0.00010666 | 0.00011211 | 9.3993e-05 | 0.00012291 | 0.00012771 | 0.00014173 | 0.00013122 | 0.00015023 | 0.0001191 | 0.0001288 | 0.00011308 | 0.00010768 | 0.00013576 | 0.00012506 | 0.00012653 | 0.00013986 | 0.00013748 | 0.00013027 | 0.00012508 | 0.00012925 | 0.00011426 | 0.0001289 | 0.00012613 | 0.00012369 | 0.00013112 | 0.00011072 | 0.00012021 | 0.00011244 | 0.00012183 | 9.8382e-05 | 0.00011272 | 0.00012206 | 0.00011855 | 0.00012754 | 0.00012434 | 0.00012575 | 0.00012208 | 0.00012893 | 0.00012778 | 0.00012438 | 0.00012392 | 0.00011826 | 0.00010241 | 0.00012064 | 0.00012679 | 0.00011464 | 0.00010991 | 0.00012652 | 0.00012721 | 0.00012316 | 0.00012399 | 0.00011694 | 0.00011153 | 0.00010761 | 0.00011905 | 0.00010262 | 0.00013414 | 0.00011241 | 0.00013521 | 0.00011932 | 0.00010164 | 0.00011987 | 0.00014594 | 0.00011775 | 0.00012105 | 0.00011833 | 0.00013918 | 0.00011906 | 0.00012519 | 0.00013989 | 0.00013532 | 0.00012325 | 0.00012825 | 0.00013078 | 0.00010546 | 0.00012427 | 0.00011846 | 0.00012999 | 0.00012428 | 0.0001257 | 0.00012491 | 0.00012166 | 0.00010592 | 0.00013173 | 0.00013331 | 0.00012089 | 0.00011405 | 0.00013191 | 0.00013288 | 0.00011137 | 0.0001159 | 0.00011163 | 0.00013555 | 0.00012423 | 0.00012683 | 0.00012092 | 0.0001344 | 0.00012877 | 0.00011391 | 0.00011511 | 0.00012146 | 0.00013077 | 0.00014174 | 0.00012923 | 0.00012184 | 0.00012364 | 0.00010908 | 0.00012583 | 0.00014932 | 0.00010381 | 0.00010267 | 0.00011433 | 0.00011901 | 0.00013234 | 0.0001159 | 0.00011032 | 0.0001156 | 0.00010952 | 0.00010686 | 0.00011245 | 0.0001123 | 0.00011653 | 0.00010362 | 0.000132 | 0.00012268 | 0.00012379 | 0.00013323 | 0.00010149 | 0.00011797 | 0.00011023 | 0.00012059 | 0.00012851 | 0.00012104 | 0.00012485 | 0.00010951 | 0.00012539 | 0.0001198 | 0.00013284 | 0.00013044 | 0.00013834 | 0.00012775 | 0.00012016 | 0.00012095 | 0.00012225 | 0.00012841 | 0.00012343 | 0.00012898 | 0.00011474 | 0.00011284 | 0.00012348 | 0.00011604 | 0.00014707 | 0.00014237 | 0.00013117 | 0.00013811 | 0.00012346 | 8.1034e-05 | 0.00011271 | 0.0001357 | 0.00012706 | 9.9958e-05 | 0.00012606 | 0.00010672 | 0.0001293 | 0.00010818 | 0.00012478 | 0.00012017 | 0.00011237 | 0.00013051 | 0.00013819 | 0.00011013 | 0.00012255 | 9.9997e-05 | 0.00013488 | 0.00013495 | 0.00013308 | 0.00012094 | 0.00010269 | 0.00014321 | 0.00012449
Concentration of aerosols in exhaled air | C_drop | normal | 154000 | 15400 | droplets/m3 | derived from Morawska et al. (2009); see Jones et al. (2021) for details | C_drop | 157726.3725 | 134791.3477 | 168496.1707 | 149079.1067 | 172982.6788 | 162931.0243 | 143342.1506 | 159643.6152 | 127147.8743 | 175235.7689 | 138531.8679 | 163635.9132 | 159435.1518 | 131460.8707 | 162996.6788 | 157912.5339 | 150918.6688 | 163002.7004 | 167678.6069 | 157599.5549 | 166518.1101 | 144069.1192 | 153790.8452 | 171106.1227 | 162364.9339 | 156219.5332 | 138652.505 | 163691.8623 | 154405.7071 | 154675.9592 | 131217.6866 | 142881.7343 | 167996.3648 | 165006.6887 | 138412.8842 | 153055.8909 | 169244.5439 | 155026.7814 | 189176.9173 | 120786.2358 | 144675.4088 | 168108.1908 | 153659.1848 | 178710.6456 | 182246.9724 | 152261.541 | 149076.9428 | 203086.6472 | 133936.5023 | 153957.4706 | 147530.5134 | 146706.9632 | 155490.8637 | 166718.111 | 169953.3588 | 175775.6977 | 162328.1581 | 171665.5174 | 168039.8593 | 157682.3971 | 134177.3456 | 165978.9898 | 159610.7261 | 132704.2401 | 136623.689 | 138429.568 | 165588.6348 | 156609.0252 | 164058.4219 | 120810.4897 | 167488.3546 | 162149.0726 | 118871.197 | 148844.3115 | 181047.8396 | 152030.5116 | 149296.5911 | 148542.194 | 151846.2566 | 159225.8007 | 144052.9757 | 149611.8344 | 150995.1077 | 169317.3441 | 163924.4895 | 140773.2506 | 144514.953 | 144426.3731 | 158703.708 | 137547.5568 | 166283.5049 | 157070.7633 | 140081.1112 | 151048.1142 | 148485.689 | 161492.7079 | 150907.7788 | 147201.2798 | 175121.1889 | 152348.5625 | 158262.3621 | 164153.7455 | 162173.6118 | 153990.2296 | 139474.2635 | 158168.2833 | 167859.8132 | 145483.3244 | 122812.17 | 148455.2288 | 144929.6079 | 148322.3389 | 123554.437 | 144379.8398 | 145262.4027 | 141248.1832 | 167736.2956 | 173820.6152 | 165404.3669 | 160042.6894 | 150328.9861 | 156922.04 | 153456.4996 | 137751.7293 | 118296.4665 | 170527.976 | 141739.7783 | 145422.8417 | 161725.4402 | 149368.6845 | 148799.6036 | 136750.3979 | 143097.9941 | 166780.194 | 123074.1834 | 161121.8337 | 155795.7548 | 172744.0452 | 140749.2459 | 162614.2996 | 158586.4278 | 149646.7212 | 146092.8215 | 169538.6457 | 152882.8013 | 170755.621 | 177083.873 | 159152.9429 | 140781.0941 | 142340.8759 | 146293.9438 | 138307.1247 | 138988.0708 | 130083.9858 | 163717.6758 | 171360.8656 | 161460.9207 | 131705.094 | 170925.2498 | 167153.4221 | 147962.1051 | 163100.8979 | 173224.7325 | 169783.9398 | 143208.754 | 160740.1516 | 169243.0435 | 139566.7197 | 181276.0872 | 170434.0648 | 139562.7549 | 159145.3888 | 122149.6752 | 169689.6942 | 170725.7103 | 169587.3358 | 150019.1303 | 162383.9142 | 116105.4581 | 173028.2663 | 174354.814 | 189081.8093 | 152954.7411 | 185091.9497 | 156552.8748 | 162539.183 | 146496.9501 | 162045.7384 | 142858.9304 | 117332.3803 | 144625.3986 | 158246.3917 | 144172.4682 | 163598.0251 | 174527.067 | 127563.2044 | 170142.0012 | 157566.7322 | 170443.5756 | 148064.5732 | 147301.5741 | 174044.4399 | 161211.9776 | 168349.0248 | 138560.1026 | 136831.7529 | 136565.9327 | 162115.2894 | 155539.6001 | 163040.5546 | 172818.502 | 162221.985 | 146729.5249 | 150816.6398 | 148663.2613 | 155533.7397 | 169838.7186 | 163515.5594 | 149043.6083 | 133468.4529 | 163809.2613 | 158501.9723 | 155777.1142 | 158778.7481 | 135227.8531 | 150087.7458 | 139004.1214 | 147665.8213 | 175815.4952 | 143509.1677 | 126515.6602 | 122652.2206 | 158076.6867 | 145604.8687 | 147906.6277 | 174527.3948 | 171909.0066 | 130865.1338 | 160988.0886 | 158952.271 | 156162.7237 | 164163.7862 | 143977.4012 | 134438.5758 | 129286.7435 | 174384.3351 | 146958.6176 | 160762.8659 | 140541.7089 | 153370.5348 | 141982.9892 | 164234.3231 | 145593.041 | 175868.8804 | 132839.5836 | 167423.7718 | 143401.8264 | 156569.7665 | 136219.1709 | 160588.2569 | 125915.5115 | 158714.7777 | 172067.0475 | 167062.6797 | 164011.3998 | 145404.2578 | 139814.4025 | 137362.1014 | 140170.12 | 168782.0609 | 168167.7723 | 137878.0538 | 164503.8223 | 162471.9203 | 175144.7622 | 153121.1075 | 159577.7975 | 131586.1943 | 169071.2265 | 179579.5115 | 145760.0984 | 140845.8961 | 168957.7285 | 158856.034 | 151166.3062 | 163862.2063 | 153453.9742 | 154117.0221 | 189311.4534 | 158839.5053 | 150963.6271 | 144540.2748 | 136012.6326 | 154042.5317 | 144741.5061 | 140076.0491 | 125373.2046 | 143157.9231 | 171322.9797 | 176142.4321 | 166034.6909 | 173573.9543 | 166169.2051 | 154651.4793 | 164574.5518 | 180452.1495 | 152853.5115 | 148443.2267 | 155278.3664 | 150472.9313 | 176912.3634 | 164315.2188 | 135901.5394 | 151421.0917 | 139979.0927 | 152009.2128 | 143936.2868 | 157189.0901 | 168168.1524 | 151717.2194 | 167565.75 | 184155.412 | 167128.782 | 131852.101 | 168728.1092 | 166535.6773 | 125802.9038 | 155406.0409 | 156101.3136 | 178560.3616 | 151851.94 | 161349.6944 | 148612.9145 | 143114.4034 | 142932.9859 | 157912.1346 | 157630.3996 | 165233.8775 | 145761.0893 | 160255.6909 | 160196.7801 | 160694.0552 | 139128.6169 | 130181.4813 | 166109.3172 | 143059.5847 | 162332.5279 | 148064.778 | 135513.5711 | 124236.2951 | 181845.6025 | 121135.0122 | 139972.0144 | 138263.3205 | 152087.0436 | 163816.0752 | 161925.8463 | 131040.5733 | 148509.7969 | 151748.3673 | 137713.8479 | 177824.9967 | 153831.1723 | 164144.0376 | 122512.2499 | 168741.0143 | 143759.6282 | 148349.624 | 165125.4275 | 128731.2195 | 151073.8245 | 170234.4386 | 136525.9075 | 173539.5371 | 174551.6991 | 163457.7374 | 167425.5176 | 135637.8793 | 140247.3906 | 162555.7672 | 146376.5766 | 151099.5824 | 165211.6416 | 128212.7906 | 157713.4239 | 134915.6155 | 143954.6555 | 140252.547 | 175845.1671 | 155824.1531 | 140557.9925 | 148011.6829 | 152883.8437 | 176529.5034 | 148900.772 | 141185.908 | 177406.2783 | 151465.5492 | 146596.2924 | 135395.5815 | 172122.9397 | 157002.8031 | 135638.8218 | 166391.5071 | 149586.1321 | 179181.6031 | 152598.4587 | 161240.1103 | 138359.2298 | 149911.5347 | 157678.9922 | 154650.0408 | 126010.643 | 173818.8626 | 151525.6239 | 144267.7223 | 139736.0411 | 141840.5057 | 157613.9196 | 134480.4731 | 144767.9067 | 131757.5797 | 143968.2415 | 136428.0598 | 114621.1666 | 173992.2631 | 116280.2652 | 136892.173 | 137767.9165 | 169806.2755 | 138936.5936 | 157307.0685 | 160947.1639 | 121700.7823 | 151000.6935 | 163235.5437 | 149645.0588 | 151843.3447 | 164191.4937 | 143357.2934 | 151447.0464 | 168033.3262 | 148979.4233 | 198176.2732 | 138984.2812 | 157288.552 | 155258.7201 | 160373.5426 | 163020.8174 | 154139.6274 | 166515.8872 | 179190.3831 | 168182.2939 | 138137.8583 | 194481.4292 | 136189.6294 | 174067.4129 | 186733.4747 | 139647.8071 | 166205.66 | 139540.0857 | 160823.0695 | 178301.3363 | 155834.4609 | 144647.0054 | 149880.9486 | 163142.0055 | 173783.0612 | 162388.3029 | 143127.0344 | 153179.8571 | 152364.7624 | 165300.049 | 158648.04 | 157495.2946 | 173410.5107 | 165934.3982 | 160073.6578 | 146920.9805 | 130065.2014 | 139966.5499 | 141731.8696 | 141517.7393 | 144343.772 | 152945.7231 | 169651.3931 | 164342.9517 | 192462.9619 | 149199.7621 | 148339.0087 | 152982.683 | 125788.698 | 180604.8127 | 167583.0948 | 151704.2592 | 133685.8861 | 156893.003 | 162521.1588 | 141268.9205 | 170682.1393 | 175440.981 | 158679.3411 | 158036.2415 | 144806.5105 | 164030.6328 | 161659.5895 | 154223.2719 | 145862.0605 | 160923.6849 | 144247.561 | 183222.7289 | 160339.491 | 156667.3243 | 134194.7138 | 158342.3385 | 151847.1851 | 176288.1943 | 154625.4681 | 146444.27 | 163033.6545 | 181964.8208 | 176584.0477 | 160301.6113 | 157184.9305 | 142190.9131 | 136844.847 | 177335.9396 | 127709.2989 | 132700.4897 | 197481.5001 | 175644.1015 | 154649.4569 | 178868.5498 | 145629.0189 | 172591.4158 | 151413.4363 | 141968.9346 | 151253.8534 | 171541.7945 | 136571.4712 | 141694.1676 | 163299.532 | 135617.6624 | 139913.8008 | 134142.9744 | 185528.9419 | 157269.631 | 155894.9277 | 173377.5164 | 137933.5082 | 174661.6063 | 148256.8326 | 148710.8892 | 155252.7464 | 158828.3893 | 150311.2324 | 145378.2222 | 161617.9046 | 134308.7895 | 149004.7058 | 172971.518 | 154944.407 | 151392.6478 | 171201.1923 | 163310.7866 | 149825.8087 | 126827.9478 | 135790.1138 | 165588.7688 | 163970.7867 | 158966.4052 | 144561.7766 | 135740.0704 | 159694.1791 | 176303.5723 | 151091.816 | 161874.3692 | 174988.8588 | 154649.6663 | 170227.6382 | 166152.1362 | 138068.2875 | 146532.0767 | 150755.4144 | 154263.2467 | 123853.9277 | 144738.9626 | 172212.0357 | 112658.4613 | 163741.2969 | 172651.6148 | 139415.6556 | 142794.8361 | 177749.6411 | 163775.507 | 172896.17 | 138797.3296 | 149842.8936 | 178494.6316 | 151272.2742 | 172768.558 | 153317.5964 | 158769.5044 | 151771.7425 | 155413.9143 | 139464.7738 | 172617.7391 | 160822.7066 | 167780.0646 | 125364.1316 | 177065.7458 | 156996.9771 | 145227.5068 | 146409.7433 | 127141.9302 | 166375.161 | 142518.2548 | 155028.6823 | 143757.603 | 135303.5359 | 188150.721 | 174839.5603 | 156134.7681 | 146367.1464 | 189166.4751 | 138257.5047 | 148911.554 | 150917.5437 | 149474.8283 | 159849.2932 | 151299.9767 | 169813.902 | 140429.2271 | 125019.8375 | 141571.616 | 124102.7885 | 167351.588 | 154816.2495 | 163027.1835 | 168515.7598 | 178413.4561 | 162581.8525 | 178864.8084 | 138537.9434 | 135218.9026 | 119209.9867 | 151482.4683 | 136647.5415 | 182006.9007 | 162447.6013 | 163129.8562 | 151282.0176 | 168978.6892 | 153389.3646 | 146842.4604 | 144768.6809 | 149953.1643 | 141295.3109 | 166572.2591 | 152239.1262 | 158406.2899 | 160249.08 | 160730.9367 | 156801.4204 | 164480.5882 | 135351.7641 | 155705.565 | 172246.9075 | 191604.9417 | 115564.7311 | 132371.7538 | 182993.0246 | 169458.543 | 157357.7083 | 168736.1609 | 134365.0699 | 164253.2255 | 163353.0628 | 131720.2837 | 125192.0499 | 161759.5823 | 162364.5282 | 147046.9978 | 169141.3919 | 152688.9385 | 171259.8627 | 152216.1753 | 191757.5111 | 160028.7897 | 161490.6108 | 144447.3129 | 128595.41 | 120471.1317 | 177170.0373 | 146562.9853 | 161558.02 | 154682.9175 | 165403.4275 | 168205.6814 | 164447.5493 | 155370.2585 | 161923.6325 | 197306.549 | 167622.9996 | 174235.0111 | 136909.2996 | 147331.4027 | 149234.7582 | 166501.9756 | 165598.8292 | 165179.0348 | 157109.1474 | 157718.4072 | 167628.8616 | 154092.8592 | 139111.1499 | 155522.3552 | 168522.0972 | 144363.7126 | 138833.2966 | 138629.6832 | 150205.241 | 149266.0885 | 126283.4668 | 150643.1857 | 151919.0533 | 164365.3729 | 133671.9116 | 151967.804 | 137941.9626 | 142907.8986 | 185233.1986 | 150465.4152 | 129058.167 | 147365.3228 | 149047.843 | 144083.4891 | 149620.1175 | 147366.2498 | 161929.6442 | 146960.7912 | 143671.7537 | 141830.073 | 105990.9693 | 174323.275 | 172614.6001 | 158768.5119 | 156149.7769 | 140537.0456 | 156668.8109 | 166995.7943 | 168551.5727 | 154289.9388 | 143388.5779 | 166837.999 | 144094.1975 | 151007.6056 | 109876.6597 | 158150.7447 | 168203.6151 | 125389.9724 | 161500.8488 | 141697.8524 | 177395.4134 | 155411.0924 | 154398.2842 | 146424.2172 | 166594.5712 | 171828.7129 | 136928.5802 | 123958.1732 | 141869.8063 | 134841.5859 | 204616.8087 | 157688.3899 | 123815.773 | 135937.9776 | 159285.9845 | 161249.6887 | 150838.9912 | 135143.7786 | 160320.4259 | 168390.9352 | 152837.4866 | 167204.3875 | 155438.7275 | 151827.3471 | 143232.8571 | 162752.7855 | 146529.6045 | 160974.9658 | 149192.103 | 135557.4367 | 157978.5639 | 128873.0722 | 143658.1057 | 158335.2188 | 140565.4892 | 156092.9064 | 132801.6047 | 159131.2319 | 170139.3429 | 152156.1217 | 136946.7298 | 144073.1954 | 165990.8723 | 137285.5564 | 148193.3303 | 158168.1119 | 161956.6156 | 147673.7106 | 108651.2479 | 153555.9288 | 144797.7366 | 166403.1067 | 147283.5324 | 129127.5883 | 166556.601 | 162541.3315 | 147785.6397 | 170057.914 | 187500.3063 | 175720.5721 | 163492.1952 | 143441.2723 | 155272.5193 | 167176.9124 | 129664.8486 | 140951.9835 | 174085.2679 | 170221.7742 | 177121.8318 | 155170.561 | 152080.3527 | 147895.5946 | 137186.6818 | 111558.6047 | 156151.7896 | 172795.1036 | 166501.8164 | 147214.8455 | 134363.7487 | 142172.0629 | 138430.7261 | 166692.7608 | 123057.2212 | 169662.9375 | 161979.1324 | 126414.4979 | 165090.203 | 117394.756 | 131069.0816 | 147007.381 | 158093.9236 | 149447.5262 | 144042.9223 | 166134.9967 | 149476.9867 | 161355.5123 | 133156.3194 | 147158.4409 | 155131.9188 | 192682.1443 | 152849.7558 | 143200.2479 | 142423.7318 | 160472.4686 | 153288.1255 | 158998.2444 | 169755.1079 | 136604.1427 | 137616.2589 | 166942.6097 | 162814.1332 | 158296.7608 | 124868.949 | 120513.6009 | 176937.2103 | 182075.5877 | 164030.1591 | 165850.3379 | 155032.4185 | 163667.1549 | 156226.6969 | 165772.0848 | 160619.3859 | 148237.8569 | 141488.5264 | 134215.8239 | 121436.4904 | 145491.075 | 156141.9139 | 159235.1628 | 140371.7181 | 133301.7478 | 179810.9225 | 159150.853 | 166980.2947 | 142570.8878 | 145931.0919 | 149825.2462 | 157847.9282 | 161176.213 | 146234.4798 | 168898.0553 | 168082.4103 | 142897.2837 | 155669.7435 | 159979.8723 | 167317.7396 | 165931.9021 | 144876.0256 | 150811.6174 | 172962.0781 | 141340.461 | 166124.8523 | 129713.4351 | 178441.9018 | 157078.2164 | 142705.9109 | 160559.2807 | 150700.2116 | 158025.6709 | 169004.3106 | 144896.8482 | 159406.4874 | 140687.8152 | 157213.5768 | 149904.3172 | 149879.5758 | 183500.7104 | 179825.9186 | 148335.0026 | 150292.2877 | 149879.6107 | 173438.4772 | 127277.3788 | 187605.1529 | 167140.4776 | 170213.548 | 124838.0065 | 134189.3396 | 154834.5668 | 164113.1036 | 139682.3473 | 136993.2488 | 153924.2336 | 176159.7867 | 169801.2595 | 179987.6338 | 164814.6985 | 161411.1019 | 154619.4502 | 153046.3892 | 129794.5614 | 138273.8211 | 162076.6217 | 131323.6763 | 179733.2666 | 177103.9831 | 130836.7992 | 164618.3583 | 146014.7737 | 161862.8072 | 137535.7926 | 155531.0639 | 161277.9221 | 111999.1263 | 133075.0831 | 152786.1572 | 174630.4638 | 151335.4891 | 160142.7877 | 174143.5285 | 159403.2344 | 154401.0953 | 192158.5639 | 143673.2215 | 147772.5527 | 166561.6913 | 157600.4505 | 165644.4627 | 179776.2445 | 148546.1768 | 145616.2526 | 169004.233 | 144379.1792 | 152211.8489 | 157528.4463 | 163420.5333 | 167542.8152 | 134369.3953 | 153485.2094 | 171437.3157 | 175074.1188 | 147979.051 | 140186.7947 | 133437.3183 | 152086.7281 | 170916.4961 | 159698.4901 | 166517.2565 | 162967.5112 | 161742.0015 | 167991.4046 | 169623.1034 | 182844.4847 | 160554.3152 | 136226.4988 | 144521.2242 | 155285.9664 | 165708.006 | 127934.5253 | 178367.0871 | 136843.2269 | 154672.7524 | 147946.1756 | 155554.6348 | 154280.0178 | 165792.8191 | 160466.2846 | 148606.0367 | 172530.3046 | 172822.6597 | 136904.282 | 161505.5277 | 124631.566 | 152905.7 | 157579.0419 | 156857.862 | 121652.4329 | 177974.8184 | 157034.7197 | 177332.2274 | 120301.8617 | 165832.7533 | 154588.4119 | 178398.0901 | 145452.6717 | 138538.578 | 153882.7847 | 185312.3133 | 155282.4408 | 159420.1999 | 131635.3557 | 173453.9852 | 128729.851 | 149800.0665 | 131112.3074 | 155530.6533 | 154028.8403 | 146496.4003 | 175366.0754 | 158508.7496 | 155930.8253 | 154816.9073 | 154118.4306 | 139312.9574 | 129059.8861 | 149222.6386 | 137161.4888 | 143312.0722 | 161509.071 | 166913.0743 | 154862.0361 | 146435.6491 | 166627.9954 | 156626.786 | 162530.8748 | 158893.7979 | 155080.6346 | 158586.8353 | 154591.5366 | 154964.1863 | 128287.444 | 106347.6414 | 162501.3894 | 153406.909 | 162335.1849 | 168063.4204 | 166843.6145 | 150112.0324 | 150158.1317 | 157853.5186 | 165969.3784 | 166978.5174 | 127108.7607 | 135435.8742 | 138738.3097 | 151375.8959 | 143385.5759 | 141151.4998 | 180795.0719 | 125213.2797 | 141457.9695 | 164045.5353 | 145185.2515 | 152619.8194 | 144536.8602 | 151037.1858 | 156244.702 | 141403.6376 | 160261.9915 | 123524.3895 | 155392.3363 | 148434.0785 | 124517.3487 | 171764.1963 | 167661.7191 | 161683.7892 | 138099.3848 | 152746.2909 | 179040.2967 | 157630.3787 | 149957.6824 | 166360.3467 | 118330.8221 | 138766.7862 | 147272.9626 | 156299.9131 | 161621.3234 | 137773.6817 | 141097.0136 | 148238.6718 | 138326.1661 | 157647.1551 | 156088.2104 | 132268.5729 | 160287.3106 | 125923.9637 | 164264.4447 | 193567.7656 | 148316.1157 | 166822.3023 | 120252.4669 | 149712.9918 | 171056.6723 | 150798.8455 | 152155.3347 | 160973.1795 | 148316.9741 | 109670.8018 | 170087.2416 | 143635.2772 | 149665.6102 | 136549.6694 | 141552.8822 | 145896.3477 | 115792.5452 | 121994.0803 | 181580.6727 | 157425.567 | 175346.0596 | 163667.0903 | 183093.7351 | 165252.1235 | 165117.3956 | 156881.0543 | 168513.3251 | 181083.2949 | 141371.1966 | 166643.8152 | 149621.5514 | 157848.7001 | 149662.5861 | 160506.9361 | 177778.6175 | 153825.5981 | 161628.0484 | 144929.1559 | 178373.9806 | 160914.7738 | 121768.0257 | 123489.3194 | 142706.0794 | 153954.2998 | 166257.3209 | 156440.1979 | 139604.8912 | 164973.2184 | 161912.7293 | 174793.6118 | 126820.7405 | 139126.3413 | 132393.624 | 160564.7564 | 155365.9016 | 118969.9649 | 153987.467 | 176982.6776 | 158840.9851 | 149664.821 | 164709.5579 | 150886.2292 | 149055.1464 | 153345.6122 | 160263.1957 | 149248.9987 | 137117.203 | 132137.6267 | 132564.8385 | 167053.5184 | 146524.6086 | 145332.2479 | 155047.9627 | 134063.055 | 168207.8407 | 132826.0592 | 148469.5769 | 155115.2495 | 163356.8458 | 128686.8641 | 147322.0448 | 162606.2803 | 149488.2641 | 154689.8689 | 153592.9476 | 144101.0263 | 127603.9187 | 186980.1284 | 118719.8697 | 148291.2911 | 142604.273 | 168305.659 | 116105.9465 | 159633.8788 | 133592.4506 | 142553.5613 | 165535.928 | 153100.6248 | 146254.1369 | 152614.1585 | 149886.9828 | 178039.5926 | 143813.2267 | 163336.415 | 160903.4873 | 174986.7564 | 170966.1471 | 180551.2597 | 151147.6716 | 148535.1564 | 176463.3416 | 152948.8366 | 157613.479 | 154534.1482 | 168306.8779 | 162741.254 | 134295.4155 | 136597.2718 | 178351.0408 | 110811.4081 | 129333.9238 | 161511.175 | 163554.7014 | 156598.0186 | 159770.6304 | 149735.2032 | 130128.199 | 141031.1038 | 140090.1708 | 149334.2114 | 157970.8328 | 148010.3721 | 143762.1137 | 138139.2457 | 124317.7319 | 149934.8972 | 170150.2189 | 161845.2388 | 125615.1289 | 154832.0616 | 164094.8758 | 175948.743 | 161090.025 | 170880.1824 | 161768.9557 | 153888.2089 | 158256.9971 | 132891.4252 | 142349.8127 | 145196.2721 | 144143.0713 | 154014.7809 | 138088.0389 | 149096.4687 | 164945.5455 | 144703.3735 | 160517.8637 | 138719.2754 | 166472.4651 | 139456.3615 | 189837.8916 | 171739.1179 | 165156.7272 | 141745.3362 | 150029.6057 | 162360.6653 | 155224.4019 | 158738.7628 | 149387.1333 | 131664.0829 | 167771.983 | 156088.7122 | 169888.9007 | 145063.9297 | 177073.3745 | 167597.7925 | 137801.4144 | 164978.6801 | 132185.218 | 145038.7856 | 165885.673 | 166422.5185 | 160515.2789 | 133608.5283 | 178954.6017 | 160179.491 | 154729.3224 | 138116.6683 | 155566.0935 | 154947.7727 | 173100.9961 | 167921.7216 | 135613.3855 | 181089.1352 | 148189.0681 | 147522.3291 | 174951.8186 | 153373.318 | 152083.9186 | 140716.7463 | 142782.4224 | 160124.3831 | 124920.6645 | 177758.7905 | 167682.8727 | 171938.8686 | 151051.9232 | 166316.9933 | 156441.3781 | 158877.0689 | 168890.102 | 139598.3424 | 165562.8955 | 182306.9971 | 138799.3259 | 150719.1037 | 144495.8716 | 137507.1235 | 142222.9188 | 116400.0994 | 160572.7358 | 143042.0665 | 164427.1205 | 156530.655 | 127753.9895 | 158043.7727 | 164589.4414 | 193661.6481 | 154219.6768 | 148878.2758 | 163724.0765 | 156337.8694 | 181110.4577 | 140417.6247 | 139087.7668 | 142214.5765 | 133559.4897 | 148725.8007 | 165212.1052 | 141685.6888 | 170347.3205 | 158136.8952 | 175723.5343 | 166739.1159 | 159393.7418 | 148492.5805 | 169677.4604 | 145471.0351 | 161699.4923 | 163788.8576 | 156233.1331 | 168495.9105 | 162315.38 | 149782.0546 | 177499.7335 | 186474.1349 | 144954.3255 | 137694.8567 | 147361.3467 | 150416.5398 | 140985.5641 | 128293.5882 | 149559.6628 | 145035.4321 | 149022.9196 | 138571.8289 | 157027.6168 | 164650.5033 | 143247.3964 | 138182.2199 | 172542.2314 | 191897.1301 | 167890.2335 | 165257.1523 | 143070.0642 | 147771.3726 | 151961.9509 | 164895.7848 | 151323.3942 | 153253.1499 | 126162.2321 | 153706.9503 | 146173.0584 | 157449.0131 | 155589.3454 | 154576.5931 | 176519.0674 | 171370.1606 | 159537.5491 | 133648.0023 | 143596.1132 | 184322.0008 | 155989.6639 | 171576.6351 | 164137.6297 | 161475.188 | 168800.1427 | 149453.8885 | 134812.2578 | 164753.6533 | 137949.1709 | 157014.8776 | 133593.6032 | 158854.2344 | 147650.8043 | 126794.8965 | 156119.3669 | 164248.0648 | 153123.1351 | 146645.8144 | 140168.9835 | 178791.738 | 149076.5368 | 153122.882 | 161755.6517 | 155775.9007 | 168199.986 | 141232.6246 | 144583.9759 | 179877.4263 | 141880.5134 | 157954.3359 | 145776.7009 | 146913.4681 | 143859.5504 | 134784.9563 | 143347.7359 | 149783.6419 | 152719.7713 | 141336.4241 | 128980.4472 | 162069.1436 | 151821.4551 | 147727.5914 | 158471.3221 | 168288.4476 | 177955.1073 | 148927.8713 | 167117.0112 | 146771.0468 | 128925.3146 | 141069.7592 | 171057.5765 | 145362.2891 | 141308.9006 | 182868.9643 | 153388.4655 | 146025.22 | 162447.3702 | 162176.5948 | 122499.079 | 186301.6382 | 134311.4151 | 138409.8909 | 148341.5524 | 149179.4063 | 160605.184 | 170985.4902 | 135610.5155 | 170360.2968 | 152331.3412 | 150660.2698 | 156308.3735 | 132026.3991 | 154488.6553 | 140948.7133 | 134172.331 | 164909.2434 | 141828.1182 | 155049.3965 | 153726.314 | 140067.376 | 149645.3053 | 159103.0287 | 186960.5222 | 175024.4822 | 138084.3434 | 163616.8757 | 173600.4241 | 169923.8546 | 138080.2145 | 158142.3792 | 148211.7879 | 131024.0272 | 137967.3535 | 150992.165 | 131363.2124 | 174295.6047 | 147367.8008 | 122271.6813 | 157659.6154 | 142972.709 | 147244.6276 | 186922.9783 | 148088.4576 | 145661.6113 | 101114.8089 | 135936.2627 | 157885.0658 | 154830.5106 | 143101.1183 | 165416.9048 | 164498.1528 | 152766.2057 | 163922.2484 | 176752.9436 | 160469.9532 | 139925.2973 | 146625.3761 | 127185.643 | 142359.4764 | 155995.0518 | 153608.1243 | 152182.8056 | 171268.8293 | 121401.1389 | 133344.255 | 196330.0776 | 163523.0933 | 184445.7363 | 138283.2683 | 165182.4569 | 129428.7819 | 155384.451 | 151576.2432 | 130669.5136 | 175453.9927 | 124610.5469 | 157783.9581 | 147898.0498 | 173979.4602 | 165818.7534 | 148719.8359 | 149817.2541 | 131898.7713 | 169930.2794 | 171890.3486 | 170190.3929 | 155677.5004 | 175570.1868 | 175408.1628 | 184200.376 | 159645.289 | 162755.9686 | 155703.1228 | 131963.7187 | 166756.387 | 190715.2714 | 145392.6485 | 150007.9259 | 161824.0031 | 189233.6195 | 163998.7463 | 154432.4444 | 132860.0086 | 149820.7727 | 153545.2625 | 148741.7373 | 162819.7888 | 163530.1943 | 149618.2886 | 180254.8517 | 160261.868 | 109004.992 | 151082.8064 | 148897.3987 | 147866.5584 | 158798.0834 | 167084.5469 | 154554.2479 | 149961.6298 | 169977.5683 | 127271.6287 | 166478.8215 | 139807.1681 | 155056.6979 | 149921.972 | 143156.1305 | 143052.7721 | 124621.2568 | 189545.1973 | 151396.4925 | 149321.6383 | 160062.7652 | 149611.5055 | 153076.5365 | 166030.1305 | 153083.0144 | 129473.7301 | 182473.5482 | 132068.2473 | 164920.0006 | 152706.6939 | 170209.0706 | 172106.1109 | 169569.75 | 135161.5677 | 179980.5907 | 129102.872 | 157612.4446 | 170452.9909 | 158225.8051 | 152973.3643 | 158112.032 | 166206.6949 | 148508.7232 | 190334.8524 | 146838.6354 | 167699.2805 | 168096.1597 | 125784.2029 | 140701.0152 | 160137.2894 | 131517.6865 | 155780.0027 | 150119.0577 | 121951.963 | 161421.1109 | 132423.8266 | 166092.1958 | 151827.4571 | 149792.9371 | 120608.0138 | 124397.1305 | 138457.2309 | 135790.5749 | 168987.6007 | 144474.9246 | 157518.4607 | 162345.4384 | 164724.6321 | 150237.5544 | 144212.7805 | 161231.1688 | 166784.3054 | 150520.1485 | 154695.6112 | 187846.0481 | 148686.0293 | 137766.9389 | 134779.4823 | 149463.6869 | 138836.612 | 139283.1793 | 126655.9964 | 161845.1558 | 163186.8256 | 165686.8006 | 181389.765 | 137876.2228 | 152766.4167 | 122089.607 | 145762.4715 | 161097.8422 | 198400.4812 | 121081.2903 | 147110.8422 | 174641.3497 | 131593.0939 | 150872.4625 | 163557.2063 | 167680.8266 | 137824.1068 | 160784.1746 | 130339.0708 | 169881.3723 | 167705.3491 | 135138.2832 | 167906.2219 | 163821.8056 | 153147.7404 | 157470.9911 | 153068.434 | 159201.5076 | 156320.9809 | 149503.0136 | 155985.5922 | 142079.182 | 127063.7484 | 144943.0959 | 161834.6552 | 168003.9622 | 161485.7828 | 143736.1824 | 161405.6332 | 159125.9923 | 161009.4973 | 158081.1961 | 159976.2703 | 150027.3203 | 122577.5861 | 129684.9318 | 134033.9781 | 149696.5588 | 154125.4767 | 153085.7435 | 111812.0876 | 159969.3524 | 137451.0755 | 159171.857 | 164599.9996 | 165276.1329 | 131140.338 | 156536.136 | 153681.6294 | 148448.8031 | 129168.8764 | 144981.9984 | 157344.5813 | 133353.9628 | 139309.5097 | 147140.5087 | 141846.8723 | 168328.2069 | 150261.0427 | 151749.5933 | 140692.333 | 149081.0761 | 162975.6591 | 160713.6816 | 123018.0334 | 143850.6232 | 156787.3534 | 173356.8063 | 149746.2581 | 164441.1104 | 174574.0999 | 155823.7083 | 149123.1873 | 159271.7344 | 139929.8756 | 181674.0502 | 183206.6484 | 153447.6724 | 140245.4958 | 167053.7207 | 187718.7634 | 113150.6222 | 176176.4187 | 155815.3563 | 150602.5286 | 145656.6907 | 150897.6766 | 172233.0662 | 151591.8721 | 172533.9901 | 135656.8182 | 163315.4608 | 173785.8385 | 176836.2304 | 177103.0102 | 155889.9759 | 137334.4913 | 153823.9428 | 153555.112 | 176276.8045 | 166807.6402 | 160091.8185 | 145070.3575 | 162661.795 | 155076.5854 | 168995.0377 | 181272.4081 | 171795.5253 | 146761.8928 | 145218.9176 | 162338.5584 | 161567.5663 | 153279.0654 | 164815.7534 | 140571.3881 | 130696.3016 | 148313.0511 | 177282.0517 | 149655.1 | 183758.1259 | 103753.7017 | 162343.1959 | 152733.4905 | 142413.5077 | 158857.1261 | 177930.7127 | 150240.0963 | 135520.6974 | 137660.7709 | 141846.0796 | 148712.0041 | 166014.6459 | 162041.6673 | 139965.7739 | 134138.8153 | 168170.2329 | 146698.7924 | 166287.9615 | 158956.7319 | 167425.8574 | 151865.4129 | 117641.0093 | 137164.1498 | 168607.0711 | 132200.1472 | 174952.8885 | 160597.2681 | 148306.9533 | 178910.7832 | 121455.35 | 160021.7949 | 118711.7163 | 147451.0591 | 177971.7269 | 130991.3019 | 171651.8096 | 158683.5396 | 149761.83 | 150323.415 | 128605.4601 | 138499.1705 | 136494.2492 | 146417.0274 | 150821.4639 | 171321.0735 | 142861.2123 | 151071.6966 | 162613.4672 | 166464.7969 | 142608.5643 | 139690.7957 | 164236.9116 | 154707.7912 | 140341.3065 | 130878.629 | 143761.9803 | 120952.4495 | 141944.4046 | 155872.1431 | 134630.0985 | 157743.3772 | 160843.527 | 149395.0847 | 174460.31 | 149862.9662 | 157521.0753 | 154970.6474 | 141380.9342 | 159037.5441 | 165120.9446 | 166590.8847 | 141524.5721 | 129996.9653 | 148908.901 | 140278.9438 | 165585.316 | 165780.0544 | 183252.0488 | 171828.4667 | 181215.7551 | 145331.4965 | 132972.3792 | 166088.4877 | 144882.4152 | 180261.6699 | 153172.1016 | 154816.0364 | 139912.4844 | 159482.4469 | 159561.7602 | 148011.6836 | 170055.8866 | 159952.787 | 155086.5874 | 140000.8052 | 154413.7486 | 180579.9918 | 141453.8129 | 170612.4065 | 169574.7484 | 188437.7948 | 140007.1417 | 155964.8141 | 158880.7356 | 170611.1436 | 127679.929 | 177218.6492 | 153155.8889 | 134250.3606 | 192781.6817 | 164607.6618 | 128775.8594 | 147417.6425 | 160496.6989 | 162820.1286 | 162034.2683 | 173292.4591 | 129456.193 | 156898.0197 | 155912.9725 | 153227.7995 | 186651.2844 | 141154.9334 | 145131.4532 | 144130.1458 | 146479.7528 | 181955.854 | 168102.8249 | 174768.1646 | 137266.6523 | 171642.6812 | 147282.3448 | 135236.8425 | 141650.9111 | 172017.7216 | 159325.5602 | 154732.3101 | 143034.8109 | 161405.3935 | 185928.7207 | 134365.0309 | 152248.4625 | 174688.2799 | 121829.607 | 150513.1023 | 148401.0086 | 184266.8155 | 160656.9954 | 140738.3446 | 147441.2328 | 158062.0749 | 151433.6743 | 149950.5686 | 147001.9245 | 155137.1606 | 109307.247 | 137237.6939 | 161734.8201 | 157319.9406 | 134791.1216 | 152973.2443 | 181037.3837 | 151577.7102 | 139039.8111 | 181532.7852 | 142858.9586 | 166295.9833 | 135788.4034 | 159853.918 | 185662.4515 | 160658.2644 | 134490.484 | 123057.8531 | 172687.3288 | 160504.5045 | 130156.8598 | 158366.4947 | 158844.1088 | 166493.2712 | 167145.3907 | 160584.4031 | 168272.567 | 161790.1502 | 161196.009 | 140094.5139 | 124194.4575 | 158568.6349 | 157959.4081 | 153903.7854 | 170022.0466 | 156066.695 | 162145.5283 | 134161.7333 | 130956.6299 | 160267.516 | 170869.953 | 160144.2418 | 167329.5196 | 137020.1151 | 138266.8581 | 126288.2556 | 157635.065 | 161274.3965 | 157662.0131 | 152901.1504 | 169755.1037 | 143674.7264 | 155664.5334 | 173333.3065 | 179623.3117 | 152722.9123 | 135952.0041 | 170579.5909 | 162987.4581 | 122151.3129 | 143476.5547 | 153520.4156 | 157821.7054 | 128713.3479 | 161987.041 | 163923.3845 | 152565.9151 | 143919.409 | 166545.6244 | 140129.7929 | 160288.4191 | 136687.6902 | 157910.8728 | 173488.8537 | 131143.1934 | 139784.7723 | 142006.1214 | 149778.2223 | 151050.0664 | 173492.1284 | 158798.5085 | 126611.3813 | 137650.911 | 145185.1738 | 141290.1833 | 156617.9999 | 158521.7762 | 141810.9313 | 159895.8791 | 178091.1359 | 154367.2882 | 135878.5041 | 145947.4373 | 156782.5252 | 138741.6515 | 182767.0551 | 174213.8272 | 147936.6892 | 160938.3056 | 147743.6432 | 154006.8588 | 151416.4598 | 156382.9651 | 177657.0944 | 151365.8705 | 145850.694 | 204832.215 | 170324.0084 | 155423.2607 | 164182.415 | 162402.0015 | 170245.9541 | 159436.0697 | 152287.555 | 187932.5444 | 156013.12 | 180582.129 | 161899.6776 | 167589.9253 | 131800.0451 | 173403.7682 | 150306.7025 | 166565.4175 | 153366.276 | 147128.175 | 155202.8957 | 149221.7372 | 132294.1081 | 171750.5451 | 196043.8059 | 135242.1142 | 154236.0047 | 179622.7142 | 137332.5087 | 185064.2028 | 167359.6798 | 164791.6064 | 147341.3002 | 145249.7706 | 163473.9381 | 143317.1502 | 155444.2953 | 140089.6215 | 144787.6446 | 137711.4057 | 147070.3046 | 140012.6356 | 172800.3152 | 153748.4333 | 140622.0277 | 145506.1225 | 164796.2499 | 142192.0957 | 161481.6122 | 167040.6768 | 144096.8591 | 169758.2374 | 147982.871 | 144743.5757 | 182827.9337 | 142607.0919 | 149027.2761 | 154466.2223 | 175942.7679 | 179524.0358 | 149029.5627 | 162593.1076 | 173069.8889 | 128924.7512 | 173358.8585 | 166294.3912 | 167100.9979 | 156615.2538 | 151538.9621 | 185712.2115 | 129852.4812 | 149734.1968 | 141804.0847 | 159845.0101 | 122312.9133 | 120593.8068 | 152049.2354 | 150279.327 | 149903.0197 | 162333.9523 | 146545.2119 | 119643.5606 | 150603.2055 | 160875.4629 | 146347.1977 | 161254.254 | 158556.5602 | 138978.6457 | 172001.1261 | 136767.7744 | 167753.6367 | 180525.2068 | 149686.2275 | 143080.8426 | 136164.263 | 139374.5282 | 139376.6084 | 152365.9299 | 166350.7257 | 155930.7683 | 142462.3609 | 155212.323 | 160083.8832 | 162840.538 | 151849.5206 | 154175.9781 | 173632.4753 | 164466.8085 | 166192.2588 | 167734.7395 | 151646.2329 | 175792.0561 | 139236.7646 | 185810.5681 | 141532.5595 | 134859.6518 | 151138.7232 | 180540.4325 | 172669.686 | 166002.2098 | 165168.5013 | 148100.3062 | 130882.8732 | 146675.9837 | 179487.4941 | 140658.2362 | 166495.4966 | 138090.3379 | 163459.1406 | 129576.4249 | 175232.9763 | 152672.1097 | 156381.3808 | 132302.2185 | 171950.7065 | 173643.1903 | 160277.286 | 173081.1135 | 145536.8699 | 173450.7751 | 173224.2824 | 190458.3891 | 154707.966 | 142136.3869 | 158407.0408 | 170130.3145 | 156684.6945 | 148564.1319 | 164409.7618 | 137456.1426 | 177414.8168 | 132204.5739 | 167819.4956 | 169952.5344 | 138926.7989 | 139438.9627 | 123214.2075 | 162880.0814 | 163357.8177 | 133671.4085 | 153042.9407 | 153732.4282 | 148309.3321 | 135761.5726 | 148869.4005 | 149366.5742 | 187385.1879 | 129664.5794 | 141716.9063 | 146959.116 | 172603.1696 | 180448.4456 | 150496.028 | 193042.7675 | 156662.3771 | 159106.6666 | 150947.7936 | 149194.7038 | 143909.417 | 178657.326 | 159213.3606 | 130104.2208 | 153176.5789 | 176456.4568 | 155001.3518 | 162385.0902 | 164466.0556 | 146673.993 | 158973.2352 | 161724.3722 | 137618.7294 | 168873.4412 | 129400.5605 | 173345.759 | 175438.72 | 174597.4759 | 129408.8191 | 175629.1444 | 154353.7228 | 160474.1181 | 166696.2568 | 151199.7125 | 129840.6168 | 178119.4297 | 171343.1366 | 151421.7958 | 153331.9958 | 164227.8408 | 170216.5412 | 149130.7587 | 172636.3283 | 140392.0102 | 144284.9207 | 155648.3884 | 150122.0606 | 151984.6737 | 135177.4006 | 123372.9623 | 134014.08 | 160677.0214 | 140013.2916 | 161083.0826 | 168469.583 | 175882.6007 | 161857.3329 | 149753.1281 | 154884.8419 | 169333.7762 | 130452.286 | 145143.7155 | 152572.8726 | 175890.047 | 153856.7819 | 156575.4964 | 173543.5002 | 160325.8009 | 181148.0267 | 160291.5379 | 152237.997 | 147622.6336 | 164022.8186 | 163366.9488 | 166108.6658 | 176546.4865 | 137279.3873 | 165475.9 | 156273.6316 | 194459.1423 | 146613.9269 | 151669.4286 | 169550.8514 | 189879.706 | 162490.3199 | 160973.1291 | 155266.2498 | 153669.837 | 169474.3826 | 131221.6161 | 124056.084 | 140389.2598 | 156946.126 | 126039.9746 | 184384.6715 | 139762.5784 | 165601.4348 | 178313.8323 | 157537.7698 | 181294.1478 | 163345.8042 | 162402.9489 | 158764.1872 | 145779.0541 | 173208.5683 | 166065.4585 | 134622.5817 | 159557.0861 | 137184.0977 | 149407.9844 | 160237.2451 | 134680.4079 | 160586.3101 | 128205.8749 | 143218.0633 | 139432.7321 | 156079.9275 | 170444.988 | 161083.0693 | 130604.0574 | 161090.0135 | 177935.2839 | 147651.9523 | 158933.4518 | 143899.4356 | 144542.3853 | 151706.0312 | 177783.3132 | 154409.7537 | 146766.1517 | 123168.35 | 171629.9552 | 141432.9486 | 170387.6531 | 150704.6752 | 170063.9943 | 145511.8295 | 147100.2033 | 139086.8099 | 162200.2661 | 141846.7066 | 153497.3054 | 162013.2078 | 151675.1013 | 175026.6486 | 135309.9338 | 137248.8382 | 154863.7943 | 133866.5223 | 174762.2417 | 126991.6531 | 169467.3252 | 143355.2006 | 152252.25 | 136485.1169 | 134134.4264 | 150976.4168 | 166275.275 | 144674.109 | 165691.564 | 123652.2071 | 154891.1609 | 169087.6102 | 180343.6059 | 130141.6156 | 161421.1392 | 128890.9581 | 156313.0726 | 158775.1976 | 168185.7323 | 148324.1127 | 159426.8909 | 161429.1394 | 147505.4047 | 157049.4708 | 126016.6662 | 123424.6997 | 144052.3444 | 138201.036 | 130885.1866 | 155943.3605 | 147280.0664 | 139612.5908 | 157321.1123 | 122151.3033 | 181353.8206 | 139067.9101 | 150661.9004 | 160713.0973 | 159159.4209 | 165224.88 | 143259.7378 | 147374.356 | 148216.3626 | 164897.1666 | 164310.9582 | 177227.2974 | 136152.992 | 162311.6372 | 155904.8568 | 177075.021 | 150353.9075 | 134961.3097 | 160758.5642 | 161150.6436 | 139899.5012 | 164029.0225 | 177162.1916 | 160592.9949 | 144081.4468 | 150189.5545 | 117096.7596 | 151592.3222 | 133575.5153 | 172839.8763 | 169983.296 | 194319.9025 | 120102.0455 | 160513.8392 | 152704.9439 | 159510.5719 | 170356.4011 | 136733.4897 | 161723.1408 | 156259.8774 | 159632.854 | 135054.525 | 143496.176 | 175851.8674 | 169814.1521 | 195462.5726 | 145794.4718 | 134000.0453 | 131543.5452 | 141954.3505 | 183925.7356 | 159329.81 | 168330.709 | 160370.4342 | 148723.8001 | 160015.9562 | 154860.1977 | 146418.7265 | 121038.796 | 155211.5019 | 158952.6612 | 155632.9921 | 151274.634 | 136482.6201 | 159296.5436 | 164471.4091 | 132462.3204 | 148902.3366 | 152740.448 | 162783.8909 | 144489.772 | 162870.3756 | 181719.974 | 154189.3783 | 136909.8398 | 133047.5308 | 170208.9362 | 159238.6287 | 168928.8261 | 158640.0405 | 155517.772 | 156078.2262 | 165469.886 | 154301.7953 | 144484.4905 | 155830.5387 | 165856.1145 | 145171.7581 | 161062.8104 | 143945.1568 | 163729.1308 | 135781.5155 | 155038.6314 | 145565.7239 | 134642.4182 | 180666.5517 | 162818.0218 | 171613.4224 | 153070.168 | 157960.3361 | 152575.2968 | 136242.7092 | 153449.2439 | 145942.3597 | 170478.9488 | 157558.4077 | 133537.8018 | 146016.7395 | 151333.4483 | 152842.6972 | 135604.5656 | 148521.0339 | 148952.8023 | 188504.4351 | 148220.642 | 183202.3872 | 152869.7529 | 152626.5101 | 149537.9408 | 152861.9711 | 145245.4439 | 148963.3682 | 147233.0287 | 164350.8952 | 153822.1067 | 172603.6425 | 158013.5183 | 148325.5724 | 147270.981 | 129891.0123 | 135745.3603 | 175987.2233 | 156646.8712 | 173974.254 | 121417.0709 | 154108.583 | 129488.1499 | 157691.6242 | 152741.3598 | 165654.0035 | 146076.7016 | 152025.7095 | 157179.4149 | 162591.2834 | 142627.5333 | 153565.4734 | 144081.6647 | 162964.0569 | 153845.5261 | 157011.679 | 168202.8184 | 159619.5781 | 169672.973 | 162213.35 | 150418.7301 | 152014.7671 | 153533.3677 | 139560.2647 | 135528.5235 | 150873.9293 | 142896.2965 | 123443.3786 | 157572.2424 | 151293.5814 | 164355.724 | 159753.0651 | 168893.1831 | 184433.3604 | 135971.0016 | 167659.8541 | 185367.0832 | 138980.5745 | 175200.9399 | 139328.6182 | 154303.6011 | 159177.9274 | 149159.7908 | 152258.4869 | 166852.3791 | 172197.1093 | 152610.9084 | 139650.7954 | 151614.0465 | 164841.1848 | 155794 | 127799.2869 | 137324.4208 | 169762.6309 | 142303.6981 | 161906.2882 | 148209.5595 | 187352.0032 | 139896.8624 | 166239.564 | 127597.2287 | 160254.1225 | 136840.2585 | 156235.844 | 132583.3969 | 195102.271 | 146627.2554 | 126403.7228 | 169257.2901 | 163821.0848 | 157012.3047 | 124519.2347 | 179781.446 | 123913.4935 | 146442.6542 | 169888.2392 | 152485.8202 | 167800.4424 | 157445.8889 | 132655.7066 | 149435.4289 | 143498.0838 | 160916.3242 | 175624.6248 | 123795.6327 | 176176.4034 | 157910.2564 | 153799.979 | 142347.5066 | 169259.0021 | 137070.1384 | 163948.1819 | 161575.4861 | 162708.982 | 140877.6789 | 140675.0592 | 153330.4462 | 171371.4676 | 162959.3827 | 124864.5445 | 136840.7225 | 150058.2603 | 160532.4044 | 183540.0562 | 147684.9814 | 139690.4998 | 158089.7281 | 150638.0646 | 141191.7465 | 138966.0744 | 160702.331 | 153240.4138 | 159400.9982 | 151323.917 | 182080.947 | 140919.2054 | 143447.2413 | 156580.556 | 161985.3543 | 171532.7874 | 139892.1101 | 134167.9405 | 161078.7741 | 146194.9248 | 164796.9095 | 167108.8911 | 142398.5345 | 133568.8522 | 170250.9338 | 139710.2952 | 149803.18 | 165923.0806 | 172187.149 | 149158.2058 | 139057.0249 | 148698.6792 | 147958.795 | 165069.7353 | 157669.6316 | 138041.6207 | 160892.8126 | 122627.9879 | 168597.7778 | 177734.651 | 165834.5856 | 136767.6967 | 177116.0109 | 145833.3117 | 146827.9153 | 148734.8626 | 176377.7631 | 179371.6723 | 195098.4298 | 157553.0161 | 132690.7857 | 175812.0555 | 188503.8407 | 156794 | 180549.4921 | 126391.6661 | 165172.7622 | 144942.4533 | 159464.1184 | 140384.3324 | 148786.429 | 162476.0844 | 133715.6501 | 185189.5511 | 169079.1077 | 156923.355 | 148867.5846 | 151304.7647 | 163143.2454 | 142559.3922 | 143533.9486 | 145099.1504 | 166295.1017 | 150345.4277 | 149010.6945 | 171639.9347 | 127246.7359 | 181404.0305 | 150023.068 | 169298.0436 | 153408.1597 | 151780.6543 | 164634.6493 | 141808.7985 | 178827.5774 | 157055.7219 | 156333.3269 | 159491.779 | 144410.0394 | 154404.0071 | 159325.9172 | 154613.2582 | 204423.1106 | 147540.3492 | 164951.8417 | 171071.9208 | 153944.2204 | 158350.7252 | 139943.0306 | 137440.55 | 155340.2082 | 147626.9884 | 147425.5198 | 177383.9944 | 161939.0955 | 164117.5003 | 155651.6134 | 131635.6962 | 148825.2031 | 145254.912 | 135157.6816 | 167580.2806 | 181968.8153 | 171613.9468 | 169649.4375 | 155855.1479 | 160131.5877 | 172021.173 | 149950.921 | 153549.3865 | 127783.2279 | 144668.0984 | 134923.7908 | 162851.0321 | 130295.9278 | 175907.911 | 167640.0761 | 189618.4428 | 154194.4997 | 174622.6501 | 174191.4875 | 154008.5603 | 130421.436 | 142964.7518 | 144722.417 | 132198.1086 | 159965.7553 | 167442.1041 | 154127.6487 | 143690.1502 | 150688.1694 | 173506.6787 | 138268.395 | 162808.0086 | 154810.6932 | 140375.2076 | 173268.8709 | 180979.202 | 142862.114 | 159735.9861 | 142090.1868 | 181350.3675 | 165612.1444 | 151751.9606 | 154040.6512 | 179086.2449 | 175494.7608 | 135889.3783 | 140048.8882 | 143268.3987 | 128079.321 | 151314.3156 | 162335.0996 | 143984.866 | 154082.4709 | 165154.2716 | 135584.1321 | 172042.866 | 156402.5988 | 153893.7401 | 157444.92 | 146613.9436 | 142325.8809 | 187836.1606 | 192315.6858 | 137462.0237 | 150861.1295 | 169802.0667 | 152026.5749 | 165779.8109 | 158952.3397 | 157330.8397 | 129054.9578 | 140935.7364 | 148420.316 | 155972.4434 | 187346.8518 | 155062.1524 | 170930.1636 | 165738.2425 | 190254.4318 | 169988.3842 | 163047.9829 | 130562.4911 | 145865.6587 | 125555.6484 | 145228.9569 | 163325.0364 | 157325.6005 | 155593.5567 | 161318.3681 | 152241.7012 | 145444.137 | 175169.6879 | 143269.9083 | 128564.7579 | 153000.7487 | 136550.5362 | 153773.7326 | 128668.9765 | 165046.2597 | 121225.9353 | 178081.5042 | 143378.4129 | 156554.792 | 170100.546 | 188152.0095 | 138717.9111 | 146296.0462 | 150603.7746 | 148878.8794 | 157445.7846 | 136484.7934 | 145547.0586 | 163246.2715 | 177883.695 | 169619.7785 | 187502.1598 | 153341.9414 | 158758.138 | 157013.8032 | 157519.2303 | 161636.8279 | 172806.2014 | 161904.8639 | 151123.4586 | 160902.8234 | 144531.2734 | 143222.8997 | 183381.4135 | 165959.3682 | 148663.9189 | 142507.1195 | 126485.7376 | 160254.9215 | 156160.1307 | 175403.3831 | 150642.6225 | 140953.3996 | 149134.5407 | 150802.4063 | 115964.7088 | 149373.7479 | 138648.1536 | 155352.2044 | 172936.0789 | 142651.6224 | 153197.3091 | 148889.5209 | 157354.7733 | 144271.3008 | 151067.2936 | 150648.0209 | 160931.5397 | 119615.1941 | 158130.1859 | 170393.4957 | 182129.1234 | 144900.5107 | 138500.2918 | 159400.4059 | 172667.5109 | 143622.0232 | 160894.7306 | 141731.7799 | 141229.7798 | 157751.8843 | 147574.0967 | 164824.4959 | 148580.4559 | 138041.698 | 161670.8703 | 118532.9379 | 166607.3656 | 175647.7932 | 144460.8727 | 148827.0305 | 166324.7277 | 153109.0822 | 141039.9456 | 154720.8008 | 161431.0955 | 174874.1684 | 173797.2266 | 177008.9354 | 167605.2651 | 159808.0656 | 172241.6764 | 146781.3243 | 118036.7942 | 137858.6138 | 135389.015 | 159219.9221 | 138945.7008 | 148952.9015 | 131094.5301 | 146225.7853 | 146753.4808 | 146752.3115 | 195280.7624 | 157897.5065 | 153681.7556 | 158703.3931 | 168006.5252 | 174362.0529 | 135200.8373 | 146103.8 | 172220.5676 | 160521.6782 | 163396.3897 | 140833.2213 | 160663.479 | 146898.5901 | 150136.4133 | 167001.9432 | 144921.324 | 160903.6256 | 181417.0285 | 178169.0249 | 136259.4976 | 175329.2836 | 158043.723 | 165298.9571 | 127418.5499 | 165759.6778 | 149594.7303 | 157770.5828 | 171886.4034 | 173315.5549 | 139902.5036 | 155105.4988 | 142913.9917 | 183547.5853 | 141196.2807 | 142888.3483 | 154980.038 | 151159.8893 | 181617.1215 | 158959.6319 | 149390.8252 | 149765.4645 | 181957.1832 | 162943.0923 | 146355.3341 | 115713.6343 | 157911.2692 | 149641.5061 | 160037.4384 | 133730.8137 | 165372.5259 | 153987.6371 | 179050.3022 | 160273.6805 | 151947.4365 | 136041.849 | 148970.8044 | 170847.1923 | 175854.7666 | 159033.3832 | 142460.7587 | 147589.7796 | 129120.5175 | 167998.8236 | 161788.3201 | 123863.5103 | 159504.6695 | 147792.4305 | 191165.7925 | 139602.4416 | 164866.7655 | 172036.9403 | 138116.6487 | 163633.75 | 150101.9703 | 140546.1746 | 178989.1733 | 159883.2611 | 195462.1515 | 141515.7616 | 160621.8198 | 168183.9898 | 154440.9069 | 156114.6986 | 135652.2617 | 184250.0868 | 148280.9698 | 154756.7784 | 151402.2459 | 136195.2205 | 153016.5233 | 146781.3663 | 145089.8267 | 142792.6853 | 165688.2161 | 182639.5175 | 135830.2435 | 165192.3528 | 155352.4458 | 186096.288 | 161722.6409 | 137907.8144 | 178444.6528 | 151407.0736 | 159401.9082 | 151313.4128 | 163230.7908 | 171820.6241 | 167055.9254 | 174740.7333 | 149822.1977 | 157541.577 | 124092.0069 | 160910.7082 | 161312.5525 | 170314.1275 | 157418.8976 | 150823.3679 | 156899.5966 | 147594.0762 | 177057.5055 | 158407.3487 | 168413.8538 | 162602.6061 | 165490.0803 | 162081.8553 | 143181.4192 | 123370.6744 | 174990.9093 | 127242.6029 | 122272.6395 | 146808.2751 | 147880.9254 | 157291.342 | 164227.537 | 128174.3176 | 148167.9368 | 158553.1073 | 150450.4177 | 153048.4205 | 152545.5856 | 130180.4417 | 156200.305 | 160458.9765 | 185224.4563 | 147133.7086 | 170393.8639 | 152815.6858 | 170728.2391 | 155620.7955 | 159404.5796 | 155895.755 | 140565.0333 | 140656.8428 | 154987.7213 | 144580.1379 | 176173.2997 | 163439.9726 | 171780.3145 | 145946.7942 | 170219.1721 | 159636.0179 | 171226.5707 | 132559.6561 | 191104.8495 | 154549.6662 | 135928.5571 | 148913.4855 | 163455.6549 | 177460.6406 | 159119.6774 | 141570.9772 | 162855.3087 | 179497.1062 | 127192.7664 | 134040.1634 | 145900.2811 | 136122.049 | 168665.1326 | 144711.898 | 169147.652 | 134278.4773 | 128527.3839 | 126822.068 | 129334.7955 | 178563.9459 | 114340.9594 | 167700.4516 | 178934.5078 | 163744.1083 | 139890.728 | 179579.4007 | 166971.4527 | 143163.7335 | 146108.6816 | 159513.8244 | 176486.7546 | 146587.0816 | 179354.5303 | 196901.0551 | 162864.6021 | 149207.5118 | 171942.8015 | 147735.8246 | 141570.4381 | 159179.109 | 150422.7278 | 159038.5121 | 160308.1869 | 155526.3987 | 146575.0115 | 155853.1308 | 156172.2927 | 175986.6309 | 154290.1473 | 160443.7309 | 160471.5337 | 166365.4093 | 163219.1625 | 135443.937 | 188349.4121 | 159299.8953 | 180615.9823 | 173798.0812 | 133025.6707 | 188295.0425 | 146870.5504 | 160381.1183 | 178938.3581 | 148725.9179 | 144855.8954 | 135466.4677 | 164845.4939 | 169481.5981 | 151152.704 | 143765.6354 | 129045.2829 | 187207.3452 | 175106.6872 | 164973.8751 | 168432.8543 | 170877.167 | 167386.6804 | 136951.5699 | 150657.2205 | 145599.3831 | 137700.1945 | 156516.5433 | 162133.7099 | 160494.4004 | 166412.5841 | 175856.2447 | 126703.007 | 137397.5438 | 137809.3406 | 160963.7498 | 147770.2594 | 172632.4438 | 140544.0999 | 163842.2345 | 146866.5784 | 163678.3379 | 132696.4735 | 149649.0567 | 157206.3788 | 199035.1517 | 160075.9192 | 151250.3977 | 160022.0284 | 142957.2525 | 152526.7441 | 118889.9155 | 161468.9441 | 141004.6476 | 165470.5927 | 140350.3627 | 134711.6399 | 162318.6617 | 157953.3228 | 132912.9446 | 163621.7522 | 128403.463 | 155939.7174 | 187621.3637 | 176786.048 | 166907.7311 | 152203.2863 | 132666.926 | 172089.7523 | 144057.1126 | 131836.8295 | 182383.2642 | 148180.2935 | 162922.2912 | 138779.5272 | 169038.638 | 142931.0853 | 147313.7629 | 133243.8167 | 165559.9233 | 153896.7362 | 155769.4658 | 123287.33 | 154303.456 | 155866.3571 | 148518.5275 | 174100.8759 | 144574.9263 | 154359.2913 | 174236.1461 | 163052.8278 | 139706.4945 | 147783.2948 | 167893.1573 | 157766.5445 | 154831.7957 | 158655.7748 | 143201.7457 | 169678.8883 | 164609.5591 | 162964.3711 | 179258.4675 | 147846.9231 | 151437.148 | 160120.656 | 161147.1377 | 183466.0008 | 172103.954 | 161900.3178 | 158730.7802 | 166547.4624 | 158611.3478 | 150460.5067 | 173591.0016 | 158610.6992 | 154464.1589 | 160186.5566 | 146799.4645 | 152231.2107 | 130117.9451 | 149251.3589 | 139027.4914 | 152978.5255 | 188609.7207 | 134525.6077 | 162257.1584 | 126778.452 | 155183.1057 | 157482.2949 | 136926.8939 | 171274.14 | 156032.9934 | 137016.2511 | 139088.929 | 170379.8635 | 142863.1709 | 171704.3025 | 152594.1661 | 148607.4712 | 168072.6828 | 151528.7092 | 144756.7027 | 159515.7954 | 162918.4726 | 184562.5332 | 150917.6018 | 149486.7153 | 161511.064 | 159651.2297 | 150461.741 | 177308.132 | 129205.8644 | 138037.4758 | 179479.789 | 158986.9998 | 155262.4589 | 163180.9309 | 143680.9832 | 161127.2343 | 150735.0006 | 174815.0038 | 161997.2601 | 155840.1084 | 160468.332 | 159045.5146 | 158811.4494 | 149147.2689 | 149727.357 | 192585.6231 | 139670.1899 | 163880.9134 | 156360.1706 | 140307.1313 | 150852.1551 | 174004.8801 | 167589.4166 | 158291.265 | 127784.0803 | 162820.5287 | 148847.1716 | 150263.4333 | 141016.2549 | 144203.6338 | 155708.5916 | 152909.9221 | 149290.6384 | 174463.2453 | 183273.3439 | 146800.4982 | 133388.0714 | 138685.8941 | 151044.2377 | 177295.7857 | 149419.9861 | 137516.5406 | 165192.2004 | 150150.2619 | 148578.3585 | 163134.6977 | 117840.5946 | 142572.1229 | 172379.2022 | 159008.1258 | 144761.3793 | 144225.851 | 157161.988 | 145061.33 | 137527.1596 | 148410.4393 | 142802.3693 | 157788.9034 | 171052.9684 | 141077.6994 | 137086.2863 | 159348.666 | 132527.7083 | 167675.207 | 182973.5734 | 171975.8998 | 164282.2348 | 160594.6533 | 170176.907 | 177914.4661 | 158190.0595 | 162683.4369 | 160421.5475 | 155558.1835 | 158941.7446 | 163374.7021 | 150762.4501 | 134694.9331 | 153325.4639 | 123287.5666 | 180053.3006 | 188243.5295 | 152892.3816 | 149187.6473 | 139818.821 | 150854.5868 | 149125.8092 | 150379.9604 | 124171.5567 | 163943.1986 | 150659.2423 | 151363.4124 | 152071.9089 | 184737.2765 | 146342.5405 | 132551.6196 | 160794.7903 | 125314.228 | 161094.2177 | 166237.7755 | 130030.2057 | 128730.9922 | 138261.6473 | 161316.9316 | 158978.8418 | 121438.2118 | 141675.6063 | 180252.3969 | 173356.0568 | 159042.6674 | 158740.3242 | 164500.3528 | 161614.2139 | 151835.8584 | 145875.486 | 176612.5279 | 141645.8686 | 125379.9861 | 180292.4246 | 122289.5938 | 162296.588 | 162798.1253 | 156033.9718 | 165888.8669 | 143646.6294 | 153237.3769 | 175375.483 | 154865.8519 | 166147.8736 | 145251.8384 | 127873.3863 | 183032.3456 | 137747.0109 | 152554.7231 | 161308.1596 | 170670.0612 | 113237.9811 | 151366.92 | 178976.0575 | 145405.0237 | 144299.5295 | 158296.8808 | 138453.8573 | 173902.8649 | 170755.9548 | 173593.0115 | 142923.9243 | 159376.9886 | 166281.7877 | 197303.6294 | 125968.5309 | 176292.1641 | 183784.7561 | 140495.4318 | 140255.9485 | 172396.7946 | 137375.8238 | 160292.9315 | 132429.5927 | 160921.838 | 171302.5367 | 178742.8887 | 152611.8918 | 161773.2261 | 156258.0551 | 141203.5572 | 147994.4378 | 149938.4309 | 157162.9442 | 166460.1274 | 155851.3442 | 167418.3716 | 155377.175 | 160616.7858 | 163130.5558 | 153064.2065 | 180768.3173 | 146456.2218 | 164018.6499 | 159839.0764 | 130078.4656 | 123060.9432 | 138734.5052 | 164139.2372 | 152488.5152 | 155532.7575 | 154870.8364 | 110974.7378 | 145519.3979 | 148749.862 | 174363.6141 | 135250.9231 | 161533.7517 | 132789.5153 | 146475.9495 | 135331.9901 | 169909.0172 | 166869.7291 | 138215.034 | 163933.7984 | 146251.3161 | 156752.3455 | 156960.2335 | 169917.0947 | 176743.8966 | 132133.2048 | 137830.7835 | 150423.9432 | 168534.5726 | 124921.0817 | 152203.7164 | 160054.5701 | 181144.0696 | 121779.5459 | 144004.5695 | 165008.229 | 150325.2052 | 135469.3682 | 133614.1917 | 159123.3396 | 144298.713 | 129355.1519 | 150218.8698 | 139469.7295 | 144372.2224 | 141579.7846 | 152508.7666 | 168912.7223 | 162950.9385 | 174156.7368 | 148788.5493 | 169334.3067 | 139766.6711 | 184000.6666 | 170808.1429 | 180760.89 | 164993.4712 | 150373.6617 | 139542.375 | 140477.1383 | 170141.6311 | 184209.3186 | 134349.646 | 147126.4918 | 152552.705 | 166439.326 | 135069.5472 | 184684.7859 | 171033.1581 | 174173.3779 | 160607.4992 | 153732.3484 | 150635.711 | 150673.5476 | 147793.1986 | 142166.4005 | 145296.165 | 141499.6651 | 152112.0168 | 139415.8479 | 157282.7055 | 158481.3441 | 157632.2819 | 123526.5889 | 132386.5249 | 175361.5689 | 144013.1192 | 165562.6873 | 166691.3041 | 158643.2799 | 179465.3611 | 157333.6059 | 175988.8578 | 164366.3049 | 122805.5708 | 158078.1382 | 134891.3658 | 138178.4938 | 151808.7252 | 173185.1223 | 150645.1349 | 151726.096 | 149176.4147 | 167645.0523 | 178926.564 | 157071.8154 | 143322.2891 | 131234.4972 | 167931.3507 | 135686.3883 | 111734.7858 | 142238.1119 | 157465.7712 | 144526.2258 | 159901.1209 | 150313.7987 | 153159.8311 | 159306.9805 | 136447.0773 | 135505.2166 | 161886.6167 | 127465.1296 | 142988.789 | 160537.1596 | 154756.0752 | 158053.0903 | 150080.4949 | 117972.527 | 172438.9696 | 168007.713 | 173715.0777 | 163308.2159 | 182889.4151 | 163973.0395 | 167214.3558 | 140674.5433 | 139902.7739 | 151858.1484 | 150447.681 | 142191.3889 | 185765.7793 | 173602.967 | 148515.463 | 170410.4569 | 177624.5723 | 121034.7699 | 147571.2328 | 171287.5746 | 156264.6783 | 158218.9727 | 164487.0825 | 151240.2546 | 161500.6345 | 154810.6737 | 123148.5962 | 147741.6451 | 149037.8228 | 136587.0178 | 122085.0243 | 147121.4246 | 141032.0906 | 139812.4047 | 141773.1625 | 148043.4293 | 142940.8116 | 168619.2712 | 178257.4789 | 169626.6597 | 127019.3238 | 145173.5957 | 154375.0207 | 142122.5829 | 138063.9454 | 176516.9923 | 144803.9493 | 154323.6903 | 136411.7433 | 173644.5196 | 173243.1953 | 158369.3809 | 171174.6786 | 157971.6548 | 188911.9362 | 170609.2488 | 149953.4151 | 161179.0298 | 159935.399 | 173298.8547 | 165032.0592 | 164964.5909 | 133844.7416 | 166161.1498 | 151232.0135 | 153657.361 | 135263.1668 | 165683.5167 | 164962.1423 | 154523.5715 | 135001.3087 | 149713.8309 | 157526.816 | 163332.2545 | 143517.9631 | 175705.2469 | 166286.1606 | 133387.0178 | 153064.9334 | 164536.1707 | 137007.6299 | 179792.8787 | 128168.3468 | 151406.3705 | 147522.688 | 161933.2497 | 142900.0501 | 155507.5539 | 136292.4074 | 170068.9925 | 132135.5455 | 136735.3065 | 102760.8917 | 132142.0781 | 164132.9802 | 158096.9617 | 147570.5681 | 139450.5491 | 126748.3721 | 153632.2913 | 174042.831 | 143518.9771 | 151670.8021 | 109573.5779 | 168142.6744 | 131881.3379 | 189326.3026 | 161226.8079 | 168127.4733 | 156523.883 | 156257.1795 | 157394.0922 | 156404.7973 | 148507.7328 | 179308.4494 | 143246.1802 | 181080.3837 | 139965.9931 | 154942.2082 | 154716.3795 | 140670.995 | 142515.8103 | 153021.449 | 168756.527 | 147398.1832 | 158267.2939 | 135192.4911 | 150568.6384 | 161568.9825 | 153878.4699 | 131369.0462 | 152238.5253 | 161311.9309 | 158853.6164 | 168936.5614 | 165422.5586 | 172495.016 | 129573.2374 | 133939.8836 | 134478.1529 | 137431.128 | 175773.8362 | 144426.4833 | 170984.8804 | 127373.9805 | 130085.1847 | 157895.8247 | 116290.7699 | 157015.2883 | 143382.6644 | 134784.635 | 164866.1633 | 139873.4371 | 156468.4381 | 146911.4427 | 146045.8545 | 150376.9077 | 148106.8291 | 136866.189 | 166831.3986 | 149461.9044 | 160095.6574 | 181702.3798 | 146407.7205 | 168061.0656 | 157220.9773 | 166454.1082 | 164381.1333 | 163768.8805 | 155730.5283 | 182155.0268 | 178131.7807 | 202207.7584 | 170731.079 | 155602.0818 | 177141.2266 | 155303.3767 | 150305.8893 | 146408.9639 | 157047.9347 | 165063.7703 | 140378.3851 | 169077.9085 | 162206.7516 | 174137.6697 | 163362.2029 | 152962.6048 | 144148.429 | 175260.7146 | 159632.1542 | 155153.1162 | 172349.9345 | 143431.1735 | 158275.4499 | 142091.8799 | 141448.5078 | 147919.45 | 171395.1066 | 170402.5984 | 134356.4719 | 177207.8265 | 130743.7543 | 158992.7347 | 149772.9635 | 132541.0886 | 166200.7147 | 147545.967 | 154370.7537 | 158868.742 | 147112.7754 | 127026.3427 | 169896.7866 | 159003.6012 | 153348.873 | 161561.1979 | 171850.2588 | 157039.0172 | 164945.0185 | 170285.9715 | 150871.8469 | 168763.4368 | 153214.3279 | 160235.9273 | 145069.4173 | 180824.788 | 137770.6388 | 145096.1747 | 157059.1663 | 138138.9241 | 159901.9024 | 173127.0406 | 160968.3152 | 171123.7022 | 130868.5391 | 166025.1078 | 157810.4153 | 191756.3 | 156468.3277 | 144908.4976 | 167629.0059 | 163746.5926 | 166522.251 | 163911.7245 | 140019.3021 | 170088.551 | 145461.8868 | 151633.9232 | 147357.8189 | 160106.4046 | 139871.1457 | 135042.2062 | 128505.8502 | 133255.5508 | 160812.4102 | 173113.2383 | 151802.4786 | 160970.3937 | 142532.6576 | 145325.1244 | 150606.7249 | 164868.2173 | 162824.2387 | 160989.1368 | 141872.6344 | 143591.4291 | 107952.4668 | 157452.4314 | 149328.7117 | 164364.5622 | 144065.3187 | 162187.0399 | 141860.5345 | 138999.6886 | 159756.2759 | 140058.8058 | 159645.4141 | 143812.6379 | 129266.2307 | 161811.1584 | 154414.3094 | 173958.7075 | 157489.4556 | 142937.5808 | 141376.4119 | 148957.3669 | 185968.0256 | 157374.9887 | 151988.6574 | 163970.4176 | 152340.8725 | 142720.8941 | 186145.9983 | 166965.4123 | 174035.0015 | 152498.701 | 148786.0304 | 151564.4919 | 154829.8516 | 153815.2057 | 155467.1562 | 128975.6158 | 154975.1783 | 149771.4168 | 151396.3247 | 136294.6153 | 159071.6906 | 142918.5277 | 135953.5768 | 142142.9388 | 160259.0341 | 125606.1992 | 153277.9782 | 127234.712 | 152904.4111 | 149967.6567 | 175300.9661 | 130075.8235 | 141713.0168 | 151157.326 | 157897.9454 | 116431.5094 | 164935.2944 | 156346.3409 | 162516.5335 | 140860.8779 | 152652.3602 | 143195.9753 | 174808.6183 | 174723.3824 | 127779.0789 | 149234.8427 | 168600.6246 | 155841.7858 | 157626.7095 | 166969.1572 | 146417.1177 | 155966.2535 | 152394.7093 | 128892.4014 | 136021.7553 | 156177.6837 | 145360.1493 | 145786.7796 | 134594.9325 | 123004.1562 | 144185.9957 | 152077.0188 | 183071.8504 | 157684.4127 | 170043.8917 | 129412.2207 | 179986.2512 | 154253.2773 | 119394.2722 | 151064.913 | 137211.5744 | 138608.5038 | 152370.83 | 128892.4018 | 145288.5226 | 150884.4255 | 158820.6163 | 158577.8197 | 153877.2319 | 149541.1293 | 179814.6792 | 147067.271 | 156189.0835 | 150296.8287 | 153613.3145 | 160293.8735 | 159106.2971 | 136004.5506 | 150265.549 | 157106.0038 | 154205.1794 | 152263.5939 | 174821.4969 | 147023.5376 | 150307.8321 | 168105.5479 | 132487.3709 | 122149.3717 | 153891.8327 | 150455.8716 | 145280.434 | 137759.5318 | 166173.3553 | 141814.4468 | 171367.6384 | 167564.4611 | 152212.9154 | 186999.6177 | 161480.2096 | 162038.851 | 145776.1495 | 146545.5555 | 143889.2175 | 127487.1312 | 151612.7845 | 153092.151 | 172537.292 | 151429.4806 | 153260.7086 | 145874.6108 | 166417.0196 | 135676.3915 | 156729.174 | 136608.2803 | 160480.6791 | 161328.8954 | 188435.0031 | 159682.1778 | 142788.9267 | 167132.9732 | 131255.3755 | 145841.1653 | 138279.917 | 126164.5622 | 147209.599 | 186184.3529 | 170577.1122 | 180592.1858 | 175721.0503 | 153912.397 | 149650.4116 | 121582.2343 | 162101.0363 | 117396.1523 | 174112.4152 | 184866.9368 | 153231.7744 | 141658.9429 | 161472.2985 | 148570.5799 | 154911.8429 | 147242.1518 | 138899.2534 | 137048.2961 | 154836.4627 | 154479.0234 | 169499.6677 | 181249.2785 | 164435.8259 | 169724.8242 | 150158.2488 | 158972.6558 | 166953.6956 | 151493.6297 | 146883.7025 | 159698.7789 | 145203.5046 | 142008.7467 | 147440.4782 | 156849.9474 | 158231.0513 | 126318.1683 | 150264.9904 | 160200.4392 | 169584.9149 | 136998.403 | 175886.4974 | 143921.4949 | 169464.998 | 166592.7242 | 144257.6149 | 149648.8926 | 152012.4766 | 138086.2115 | 167237.2042 | 157468.7658 | 159094.0153 | 148136.9117 | 140401.0376 | 160609.6589 | 154839.1584 | 188884.3738 | 153827.5607 | 161733.4418 | 134055.9667 | 179599.4558 | 145205.533 | 152715.4133 | 154859.4692 | 179587.9489 | 141135.734 | 145159.1698 | 156532.4565 | 148848.5919 | 138236.2608 | 144153.9204 | 135873.9254 | 149689.8249 | 143094.9024 | 136339.7765 | 138247.6549 | 151429.8673 | 163658.703 | 131876.5079 | 142671.7997 | 142389.0191 | 153585.3001 | 153081.7318 | 131566.8976 | 174651.278 | 154198.0621 | 127782.7118 | 166819.0775 | 155397.0693 | 160696.7378 | 124298.8867 | 153143.9434 | 134234.7169 | 165098.1975 | 153481.7248 | 160084.0544 | 157310.0004 | 167766.7082 | 157095.0032 | 143098.4301 | 139192.4189 | 149000.2252 | 155483.5713 | 153036.7564 | 127991.8911 | 162553.1874 | 133679.6808 | 169559.9771 | 142779.9324 | 141145.337 | 171598.3069 | 166222.0843 | 137359.3934 | 191658.6051 | 130420.9724 | 152053.6998 | 153123.346 | 180430.9774 | 149954.8558 | 134612.801 | 178081.981 | 142591.6723 | 171552.7784 | 169991.9659 | 136816.9605 | 156598.7927 | 140406.9096 | 161571.5847 | 142254.0644 | 146360.7041 | 160785.1399 | 157281.9235 | 152320.897 | 131604.6268 | 164635.0788 | 125627.6451 | 154754.5886 | 176059.0796 | 146822.2238 | 165178.9752 | 139547.2803 | 151559.7712 | 138895.5434 | 162781.041 | 168949.5109 | 136946.1397 | 159644.3101 | 172075.2048 | 182248.3294 | 161867.0473 | 151940.1233 | 167391.0072 | 142569.4903 | 173363.5257 | 135151.9158 | 164767.9136 | 135511.7273 | 149994.6973 | 148974.0227 | 160621.8323 | 143840.7777 | 161810.4037 | 167066.1296 | 166558.4413 | 146411.4372 | 128723.0223 | 174507.5411 | 160067.7401 | 139882.5826 | 162991.4103 | 154297.6726 | 151434.7358 | 148831.9701 | 176727.6916 | 169641.3855 | 126712.6454 | 176322.1345 | 138169.8858 | 151575.5695 | 161807.0377 | 133037.5263 | 139684.6213 | 175545.9756 | 148362.3695 | 132412.0463 | 129241.7928 | 134015.3614 | 152315.8489 | 124791.2814 | 133206.7496 | 177963.6314 | 144724.619 | 150958.317 | 154681.9948 | 163498.8789 | 170180.4653 | 159524.5085 | 164167.8059 | 160089.8646 | 158519.88 | 172775.7973 | 156251.8311 | 163168.2143 | 155093.2953 | 150719.1674 | 160272.2078 | 157410.7458 | 161885.6258 | 147793.4763 | 167284.1297 | 139473.0446 | 136884.9403 | 157393.4725 | 145749.7643 | 182645.4292 | 156358.7344 | 143577.4392 | 151897.8589 | 116291.0302 | 131544.7758 | 169205.5819 | 168600.4812 | 145320.5565 | 172010.0429 | 150318.0722 | 180259.4771 | 146237.8958 | 170229.1916 | 157574.4719 | 166501.7211 | 150548.0433 | 163647.1169 | 144178.1523 | 150558.6555 | 172772.0205 | 160048.5909 | 148769.1429 | 158363.474 | 134201.4977 | 150498.3112 | 178197.4572 | 147496.314 | 162972.3592 | 123378.9203 | 163889.0072 | 156171.5953 | 134791.0108 | 164022.7626 | 163353.1198 | 158623.0254 | 144060.3612 | 143491.6422 | 141292.0324 | 147499.3727 | 165242.19 | 157155.5158 | 172888.0546 | 166089.0549 | 163336.5182 | 132199.3571 | 161838.4272 | 142131.5518 | 165150.2084 | 162445.2977 | 152840.3317 | 124278.1389 | 115557.3258 | 142676.7974 | 176827.8649 | 176385.3672 | 165741.2048 | 144369.6875 | 171155.8321 | 123001.6796 | 165362.5925 | 138514.7889 | 166775.8881 | 161143.7647 | 149285.3845 | 136218.1294 | 160726.1899 | 148153.7227 | 182091.3471 | 158034.1447 | 143128.0978 | 136308.0554 | 150563.0856 | 152514.4903 | 154366.6786 | 160523.7 | 145280.9755 | 176887.284 | 150091.7368 | 149711.4922 | 156784.9133 | 161472.1765 | 133209.0662 | 150333.0268 | 170477.9232 | 166852.7923 | 146968.7009 | 181706.8637 | 178017.7228 | 167930.8611 | 163225.3894 | 153092.2809 | 164970.6316 | 165363.0303 | 136243.0885 | 198946.4099 | 135494.0781 | 155995.9292 | 128427.9817 | 152574.1266 | 144636.2396 | 152110.4639 | 158061.1694 | 143933.461 | 170845.8817 | 170931.3412 | 157897.0777 | 162993.8038 | 139136.2789 | 136878.3012 | 158447.4109 | 166366.2718 | 170926.7403 | 164938.8291 | 170823.424 | 163990.0163 | 134043.4464 | 174225.2059 | 155518.5367 | 131289.7652 | 173694.4186 | 162094.7662 | 154801.54 | 135755.5906 | 163329.3782 | 150420.1276 | 151613.1019 | 151353.4658 | 155818.3723 | 162632.7233 | 145429.4223 | 134032.7678 | 137435.9514 | 133301.1508 | 149142.5915 | 174634.896 | 152378.126 | 150483.7087 | 164309.6522 | 135433.9582 | 143669.9935 | 159837.0006 | 141270.755 | 134222.0967 | 193954.8696 | 143678.9709 | 142485.9729 | 140182.8867 | 195142.8623 | 144039.7989 | 139837.7971 | 177050.0937 | 153074.0998 | 141655.2016 | 134033.4004 | 134942.6399 | 166515.0999 | 152455.1863 | 125452.6919 | 152985.7757 | 140495.9285 | 149433.7335 | 180191.4282 | 148849.9433 | 135086.3749 | 171766.8191 | 154980.953 | 171264.1451 | 153457.5825 | 150320.6581 | 156021.8809 | 127449.7519 | 155669.3211 | 161589.8497 | 159586.7375 | 161270.2473 | 142678.5981 | 162375.431 | 136106.5815 | 133515.3453 | 149647.5884 | 158983.31 | 136882.8452 | 145726.6819 | 143745.6139 | 138048.1222 | 153770.3043 | 148407.7223 | 156244.8224 | 182385.68 | 133913.4038 | 171698.5856 | 144018.5561 | 152878.4877 | 156592.8052 | 131129.0719 | 154404.4005 | 115438.6166 | 135515.0808 | 127715.73 | 158310.9159 | 130257.0706 | 146948.2294 | 122020.1957 | 132284.4502 | 161455.9582 | 162703.256 | 197048.1218 | 168085.5478 | 173493.2677 | 155289.3916 | 128582.0049 | 182883.4748 | 135129.2703 | 137307.5071 | 161831.3333 | 143428.2319 | 184714.8169 | 160576.7064 | 153049.5173 | 127620.3731 | 176340.3567 | 144932.6782 | 154800.726 | 132127.7821 | 149663.2652 | 177608.2345 | 147426.0932 | 197231.6927 | 165300.1351 | 153889.8901 | 176231.5543 | 135502.3426 | 178279.9469 | 165787.8224 | 196077.5656 | 163864.2688 | 144805.8901 | 166091.996 | 166625.9802 | 113592.6725 | 170357.422 | 138952.8754 | 174042.0036 | 140498.0174 | 161638.0516 | 143831.644 | 154307.6567 | 151549.798 | 156695.895 | 142393.5094 | 159359.2768 | 164119.4795 | 186730.19 | 165315.958 | 143752.716 | 156080.2406 | 170113.728 | 156960.1741 | 152760.902 | 161646.8761 | 172365.0039 | 180298.8653 | 168371.9835 | 142148.9136 | 138400.2939 | 159220.419 | 119332.3147 | 136541.3369 | 151084.3133 | 146310.2337 | 145323.184 | 145736.5149 | 165251.303 | 155648.0777 | 162148.7721 | 142981.1328 | 134032.6413 | 193003.6153 | 150732.6919 | 145400.3947 | 148614.6904 | 178119.3118 | 165015.5383 | 167066.0062 | 138549.1994 | 147096.0116 | 153604.5467 | 152193.1642 | 155692.9476 | 163099.6035 | 166354.2296 | 155014.6408 | 156035.6029 | 175057.4705 | 138064.8429 | 167801.4044 | 140082.5187 | 139182.3157 | 154257.276 | 158742.4336 | 151958.4984 | 133333.2139 | 163012.6402 | 129384.7079 | 174576.9546 | 154110.035 | 141740.2265 | 136969.3054 | 133322.4636 | 174550.3621 | 164891.6185 | 158424.3313 | 163595.6597 | 130628.0598 | 147237.1993 | 160877.4502 | 143812.6017 | 158281.985 | 158568.776 | 133445.5895 | 130510.6357 | 138578.6317 | 157142.9357 | 160358.9834 | 168995.9867 | 151243.2343 | 168217.3435 | 158636.0234 | 150704.3551 | 161429.9476 | 143048.1949 | 153350.6315 | 162260.1912 | 112080.8378 | 167765.6183 | 175203.5998 | 121186.3466 | 132999.1126 | 127820.7844 | 130679.8035 | 181925.5603 | 136799.9459 | 175607.2036 | 159576.0251 | 173678.34 | 164913.142 | 135819.3729 | 156106.6653 | 178002.5353 | 175723.4862 | 165234.5125 | 165175.1142 | 141365.4873 | 141714.2719 | 155968.8396 | 151825.4759 | 136220.4471 | 159260.9713 | 170971.4866 | 158436.9333 | 139684.537 | 139922.2559 | 148885.0066 | 163308.6046 | 179830.5454 | 160646.1283 | 169984.5577 | 145113.9335 | 153582.4566 | 140807.0585 | 172076.3806 | 133720.2935 | 148447.3679 | 129621.6595 | 151618.6914 | 165890.8461 | 152009.4647 | 170104.7239 | 140655.8364 | 154444.274 | 137803.132 | 165940.5023 | 131886.3481 | 168513.0563 | 153043.0047 | 131236.6189 | 159084.0719 | 172146.102 | 190203.3163 | 137979.7442 | 144978.1827 | 167122.7238 | 166279.6459 | 164058.2616 | 157548.9983 | 165865.5414 | 153451.0074 | 147285.9157 | 129781.4313 | 146484.3181 | 140665.8013 | 151252.5201 | 145861.3169 | 156825.2673 | 155678.3127 | 126588.8589 | 144096.2672 | 180884.7021 | 143774.0431 | 158183.381 | 168371.2176 | 155140.1654 | 158289.818 | 157878.7928 | 132572.1633 | 149624.3848 | 144081.1603 | 132033.3061 | 158357.8105 | 169220.7698 | 172380.2624 | 128783.7685 | 160368.7491 | 173756.8272 | 161874.3688 | 127107.041 | 186296.3217 | 167336.8525 | 135058.1452 | 147213.71 | 150894.9337 | 167347.8091 | 137221.7837 | 153197.932 | 165582.3147 | 159726.0585 | 160169.0353 | 138986.84 | 168072.289 | 136452.9624 | 155654.8966 | 157250.0299 | 156338.8976 | 136424.294 | 155752.9082 | 167942.6833 | 141589.2896 | 166774.1981 | 165571.2862 | 166571.4286 | 157465.2211 | 160705.2732 | 151378.5889 | 156628.0322 | 147514.7748 | 192715.6821 | 150088.0926 | 104100.3043 | 185601.6607 | 145881.1618 | 169597.2873 | 151743.1929 | 133992.4527 | 149190.0334 | 150404.58 | 139728.1363 | 141625.8004 | 172341.3707 | 127363.546 | 158277.4335 | 134909.3174 | 154763.9914 | 109887.6711 | 150626.296 | 162780.5589 | 158702.2991 | 153729.0774 | 130179.7943 | 168524.0278 | 159444.7066 | 145930.0354 | 164984.607 | 153053.8834 | 128978.3227 | 141826.4644 | 163677.5464 | 171979.0046 | 162246.7428 | 161816.6563 | 139153.1458 | 156113.6868 | 170938.3589 | 184775.18 | 124256.2491 | 158695.7785 | 134327.6444 | 154665.3112 | 181151.588 | 168493.0821 | 142454.3269 | 147497.187 | 167763.1176 | 148178.2291 | 138173.1686 | 149445.671 | 136322.7339 | 148405.4382 | 167763.7593 | 143211.2224 | 141084.7712 | 165071.3103 | 160265.9876 | 159366.604 | 178409.0303 | 126185.5616 | 159022.5547 | 167595.1118 | 127023.5643 | 163243.6491 | 159226.0524 | 138757.5319 | 165112.837 | 159566.8038 | 128871.5204 | 152080.4771 | 166692.0873 | 146649.1028 | 159751.1659 | 188562.4791 | 161934.9572 | 144605.7051 | 165214.29 | 163510.2609 | 159085.8316 | 136179.6024 | 155862.6356 | 122778.0376 | 178006.3844 | 171445.1827 | 146104.9123 | 173685.4586 | 129326.1027 | 139526.0587 | 169930.4695 | 112735.6845 | 129380.1872 | 170776.5651 | 134189.8466 | 143871.1236 | 137633.4856 | 162786.8031 | 158710.9517 | 161301.3921 | 136743.5577 | 138299.4265 | 154221.1493 | 121478.4514 | 173735.9269 | 159265.7151 | 138596.6789 | 154883.5495 | 144214.2201 | 157635.8753 | 187333.8605 | 160418.7318 | 143069.4312 | 154520.9197 | 166238.5967 | 135352.2399 | 131161.1404 | 171203.0646 | 170542.6567 | 179413.0591 | 180797.3244 | 163290.4033 | 127707.1649 | 193434.5914 | 178502.1139 | 159020.3215 | 134231.1668 | 154681.7938 | 153877.2979 | 165314.932 | 181418.0818 | 152297.4652 | 172915.0692 | 140191.3301 | 138165.9753 | 157111.5759 | 167061.5749 | 151159.759 | 145285.9989 | 165478.1148 | 179913.5334 | 141631.4574 | 176474.825 | 155238.7163 | 174361.2706 | 148814.3761 | 155584.3959 | 144256.6725 | 152646.4585 | 155781.3412 | 137981.3416 | 176148.9093 | 144040.2065 | 157990.3373 | 142046.4744 | 164287.9241 | 195600.8635 | 165264.0484 | 164240.7492 | 160227.1467 | 173936.7757 | 181809.3656 | 146664.4483 | 186378.692 | 159262.5882 | 135406.6763 | 154368.3963 | 156913.7517 | 142404.8059 | 133634.7801 | 148519.6774 | 129421.2427 | 136589.2541 | 168299.6426 | 167763.9953 | 133477.6377 | 199192.0885 | 158227.5783 | 162875.0238 | 145514.2295 | 155578.6996 | 126620.3255 | 184536.9737 | 143074.1041 | 153307.9721 | 151961.7922 | 142837.2341 | 151338.7332 | 157863.7324 | 154050.6861 | 136670.8049 | 170374.542 | 150796.2658 | 142160.8695 | 169293.6329 | 145442.8181 | 162418.5219 | 156899.4366 | 177890.5777 | 184690.8957 | 151339.4453 | 130144.3992 | 183061.1554 | 133007.9285 | 139875.3484 | 150314.8763 | 158794.9367 | 118275.7402 | 163115.448 | 135717.1957 | 157789.7932 | 117132.7266 | 169882.7227 | 151478.0051 | 155011.8567 | 137957.8148 | 152245.174 | 151733.9661 | 166883.6208 | 164501.8801 | 173834.2047 | 142003.7183 | 143856.368 | 159192.4123 | 143330.2289 | 190931.7725 | 166293.4711 | 144541.2598 | 156021.6892 | 163428.3649 | 135215.3534 | 135917.6932 | 169591.1484 | 145428.3757 | 177382.868 | 154433.7342 | 128933.8421 | 182463.8006 | 149069.569 | 160514.631 | 139803.1671 | 159590.5786 | 171390.7441 | 121351.4163 | 148248.7213 | 141222.8632 | 154156.4949 | 162026.998 | 170828.5892 | 150392.9126 | 139885.2525 | 179992.2222 | 152667.6841 | 155843.4549 | 178053.3435 | 137903.5074 | 153315.6306 | 150472.9876 | 137207.0505 | 146079.2489 | 133351.9492 | 157845.0958 | 117287.2726 | 176790.5354 | 152532.4666 | 158443.6923 | 135623.5189 | 175287.8981 | 155359.6187 | 138622.5279 | 132165.8686 | 178485.79 | 152554.9889 | 157318.0307 | 152112.088 | 161873.529 | 186872.2403 | 164369.1235 | 153892.6266 | 192917.7068 | 150413.5887 | 160913.2436 | 146551.2242 | 153754.0339 | 153250.1417 | 148655.8478 | 156246.0823 | 165871.1834 | 163329.1353 | 166480.8786 | 153366.4707 | 136221.7335 | 148659.9717 | 137423.4094 | 141624.2628 | 120407.2741 | 143169.7809 | 175669.1413 | 163300.6506 | 157360.8061 | 140851.6366 | 156725.6635 | 165056.2509 | 156243.6708 | 149288.0162 | 153553.3672 | 159202.9058 | 150416.8052 | 158080.895 | 151054.0653 | 136644.5386 | 166007.4938 | 154734.3566 | 153008.2693 | 154107.0384 | 153935.9954 | 151858.6451 | 129338.7622 | 151449.7433 | 184179.4972 | 149044.0721 | 156012.0838 | 128223.4664 | 165704.3861 | 136121.8043 | 158958.8716 | 159340.9958 | 153372.6705 | 144674.5794 | 157080.3742 | 163248.5274 | 178071.9774 | 147904.4433 | 141895.9535 | 147587.4441 | 148884.2289 | 144351.4159 | 153347.6094 | 119785.8523 | 157620.7467 | 147345.7458 | 155257.8446 | 155663.8194 | 186411.4095 | 168695.6879 | 158263.5461 | 181077.5133 | 167157.5046 | 151707.9284 | 203994.0762 | 157919.4584 | 131998.0723 | 163372.4128 | 168352.781 | 174909.9635 | 163179.9621 | 141020.979 | 142911.6628 | 156309.703 | 145257.7691 | 151221.5582 | 149212.2916 | 137646.0394 | 161136.5634 | 149461.1291 | 161817.237 | 179973.7785 | 167850.7865 | 136269.5823 | 156304.2263 | 154692.8225 | 150993.9762 | 133595.0714 | 153874.1432 | 161652.5271 | 155121.4756 | 129976.2011 | 129213.2647 | 135092.515 | 134617.8199 | 157973.185 | 106518.0721 | 158725.1838 | 179273.9351 | 175902.857 | 135671.3521 | 182629.9964 | 179552.9937 | 141259.5882 | 151829.5305 | 137896.9533 | 165097.4005 | 147837.9454 | 166013.9056 | 146633.3901 | 159373.413 | 135951.1051 | 158364.012 | 130744.1715 | 160994.3023 | 149297.3793 | 131616.2872 | 139247.2618 | 148420.1885 | 161984.3358 | 123646.5926 | 156760.7228 | 167551.7499 | 164704.7898 | 165208.2255 | 138572.5771 | 145894.9731 | 156807.0932 | 149843.0849 | 137157.9854 | 143795.2284 | 157985.4036 | 154816.7643 | 144224.5378 | 168200.5515 | 150379.9946 | 149378.5295 | 125625.3347 | 170376.5674 | 138463.3962 | 166959.8233 | 132687.8857 | 132966.0284 | 161503.6403 | 132123.7784 | 161162.4494 | 172335.8525 | 135291.3672 | 138267.8826 | 132077.4354 | 143863.6025 | 141160.1641 | 148642.3861 | 156821.3866 | 152058.3833 | 175198.8838 | 119444.4636 | 161774.2009 | 151500.1015 | 152457.4047 | 150734.2875 | 146531.4878 | 153927.1341 | 158084.1047 | 144526.7526 | 133385.4769 | 159834.9909 | 161709.8219 | 189532.19 | 155684.8025 | 143670.1949 | 171269.3613 | 151244.5272 | 164479.1876 | 154412.6043 | 155715.4904 | 135370.5496 | 162550.9491 | 125378.9009 | 158881.7412 | 166984.1817 | 136930.0311 | 165491.3589 | 152485.678 | 152562.9129 | 159174.2754 | 172206.5512 | 159412.04 | 164974.5115 | 143273.3755 | 159326.4724 | 176958.8061 | 139855.6947 | 143967.5821 | 160393.7809 | 151959.0751 | 149506.7058 | 143588.6513 | 155859.2871 | 147638.497 | 161334.4763 | 142369.9959 | 139461.3161 | 141745.3994 | 169248.3248 | 145254.6249 | 129604.5096 | 116023.5124 | 162899.7971 | 170653.6587 | 180387.3512 | 155025.318 | 166680.5764 | 160784.6762 | 162635.3476 | 167000.2106 | 146598.4825 | 170900.7421 | 151749.777 | 149865.8042 | 156177.2024 | 156544.6479 | 142858.1051 | 153171.2705 | 140780.5789 | 164866.4639 | 171461.7012 | 153235.0964 | 151713.0665 | 138610.3685 | 175473.9229 | 151299.6008 | 171046.6274 | 155120.9789 | 153754.4975 | 173384.0896 | 142363.4846 | 183423.5833 | 166059.5833 | 149851.7015 | 154896.083 | 127174.8581 | 155101.2379 | 142206.9139 | 160705.0918 | 162310.1478 | 160661.5776 | 146052.3651 | 183356.619 | 165245.2739 | 146288.8528 | 152985.8502 | 141581.6827 | 154366.5316 | 144719.3485 | 161157.1699 | 160140.1964 | 165093.5793 | 158474.2682 | 154503.174 | 157460.9126 | 172167.7395 | 136352.9494 | 190795.3416 | 140144.8277 | 113433.9687 | 164863.8527 | 150577.3625 | 173083.9621 | 173460.4591 | 152242.9217 | 169802.0676 | 147535.6211 | 163572.4983 | 171142.3298 | 158727.1906 | 158467.7319 | 155616.4555 | 148129.0377 | 177744.1936 | 154256.649 | 128622.0834 | 145087.218 | 167533.6639 | 163545.2981 | 120791.4204 | 169126.9897 | 144945.1095 | 167418.2095 | 161419.0925 | 152048.8828 | 168900.4447 | 136245.9795 | 141727.5945 | 156149.7409 | 159249.7457 | 143014.9474 | 136152.9197 | 146544.8025 | 158212.983 | 147604.3946 | 176684.727 | 143502.9264 | 160003.5558 | 197696.6377 | 174305.5165 | 148000.156 | 163109.9502 | 161692.6708 | 153737.9435 | 167420.9361 | 163954.1829 | 126340.9368 | 156073.6177 | 133247.7333 | 168912.7167 | 117326.027 | 124968.1956 | 148189.5233 | 156933.4819 | 155115.0654 | 158634.2363 | 140186.7368 | 147514.6312 | 157316.1729 | 153417.6615 | 159836.0704 | 136388.4892 | 115080.1166 | 156536.0272 | 177234.9632 | 152207.6884 | 165577.3218 | 161126.7734 | 143807.6557 | 162985.899 | 161144.47 | 131585.544 | 146816.6935 | 165659.2233 | 151846.8198 | 175092.8525 | 158938.271 | 156305.4088 | 157625.5863 | 129018.4023 | 159046.2643 | 153885.8537 | 148536.423 | 137834.4574 | 162405.698 | 165636.3633 | 176464.2844 | 160105.6377 | 148330.6408 | 145865.8353 | 150665.8951 | 143627.2729 | 127607.7997 | 175986.5482 | 131271.2921 | 160355.1789 | 145883.6263 | 163623.0196 | 151723.4853 | 139666.9611 | 170831.2528 | 137698.0287 | 179346.0786 | 140197.9024 | 172018.8623 | 144133.1096 | 132775.5246 | 136372.1465 | 157809.1453 | 159788.2004 | 139348.5848 | 163056.0482 | 166137.0669 | 140031.7353 | 168330.6174 | 148367.5064 | 160898.2538 | 159812.1102 | 143642.1436 | 153165.844 | 162234.1742 | 128296.8969 | 136718.9411 | 132126.6969 | 146535.675 | 158597.3861 | 173708.7589 | 154725.4814 | 139422.9312 | 142430.8176 | 164089.5043 | 144653.9397 | 136093.9815 | 134738.2769 | 152419.9492 | 167054.7643 | 130656.9692 | 145547.7809 | 133169.2657 | 149558.2384 | 131908.6679 | 152223.2839 | 139894.2836 | 155429.4856 | 154193.6175 | 151233.5107 | 152657.7028 | 164997.0808 | 143627.5732 | 115247.7476 | 140154.7129 | 158042.5745 | 169855.1887 | 146487.736 | 148497.507 | 164683.365 | 140814.0285 | 140573.6182 | 133065.3806 | 168097.1162 | 161251.443 | 113389.2116 | 137326.1856 | 156139.8435 | 188341.4625 | 131331.6999 | 169625.3901 | 185102.1771 | 159723.0039 | 141662.5032 | 158704.9908 | 148975.3907 | 181155.8664 | 143150.5765 | 157992.2278 | 158471.2863 | 157647.184 | 163882.8675 | 150285.4602 | 140993.9919 | 157132.8806 | 169676.8018 | 134813.3438 | 182927.4885 | 178028.1858 | 164849.0198 | 145547.0066 | 133683.5639 | 153289.8891 | 146065.5915 | 165082.2332 | 143916.7846 | 159971.2104 | 172579.1972 | 165840.488 | 185576.4132 | 144995.6423 | 151518.372 | 155697.8048 | 138302.7487 | 114072.7293 | 175053.2591 | 131721.1601 | 177376.3005 | 130847.547 | 182170.3957 | 160617.2874 | 127897.6902 | 125758.7897 | 179931.5183 | 154883.1682 | 146533.7443 | 168365.3766 | 172345.7965 | 140969.113 | 147212.0069 | 142865.5298 | 156771.0843 | 153028.8631 | 159704.7058 | 140134.2897 | 167921.4574 | 153507.7488 | 120474.6986 | 135455.2651 | 132103.2837 | 156655.9389 | 140615.5384 | 142954.1209 | 171937.4112 | 130269.0789 | 139903.5192 | 173654.4716 | 173161.4512 | 166074.0336 | 130822.974 | 140672.8016 | 175650.2827 | 148526.0247 | 163647.1194 | 146807.0682 | 152286.8547 | 157283.6447 | 144413.9952 | 184302.3995 | 150865.6831 | 138796.6115 | 157221.8194 | 191899.7496 | 164964.7061 | 164803.3464 | 117767.6785 | 128943.0569 | 160195.2942 | 127936.3839 | 127941.58 | 162263.5835 | 155251.5536 | 141521.0121 | 125289.826 | 146897.968 | 176057.4177 | 171952.6484 | 144021.962 | 163960.0859 | 177697.1027 | 146412.919 | 184381.8217 | 150198.9935 | 160369.6447 | 143480.8847 | 172654.7446 | 144811.379 | 134753.225 | 164772.6409 | 135936.8401 | 172518.7066 | 148765.9831 | 160957.7758 | 167095.5842 | 136249.4173 | 153420.5422 | 159900.1488 | 152918.2668 | 122632.8865 | 141821.8735 | 160067.9182 | 135315.3973 | 155626.5369 | 162205.6972 | 134069.7266 | 156232.9892 | 148607.5158 | 169087.1568 | 134226.8795 | 175825.5743 | 125183.5052 | 155401.711 | 127349.8373 | 167486.3552 | 128237.3562 | 157649.1327 | 135193.3701 | 118933.9286 | 160533.1753 | 181531.3208 | 166725.1753 | 155712.5019 | 146089.9269 | 164447.3501 | 133589.145 | 165330.1126 | 165082.8221 | 161034.6466 | 149416.1302 | 139319.5213 | 144326.7219 | 159302.5228 | 153588.9438 | 166855.7726 | 169435.685 | 145080.4061 | 164967.3184 | 168612.3853 | 172214.9031 | 161052.7296 | 132651.3794 | 138025.6263 | 158787.4873 | 132191.4656 | 97739.3475 | 171265.2896 | 144327.6242 | 168637.9528 | 151242.9334 | 164873.8878 | 172968.1101 | 157036.354 | 167843.9599 | 131803.2494 | 175925.2086 | 118873.7193 | 146338.0449 | 167774.5031 | 174127.3549 | 133156.671 | 118339.8709 | 140823.5967 | 157139.286 | 175198.8515 | 142647.3187 | 161904.4825 | 128455.9639 | 163891.6542 | 155713.6689 | 168802.7545 | 181496.8555 | 159751.8154 | 136293.6857 | 155544.5084 | 191390.2784 | 125503.7676 | 176581.669 | 136583.8859 | 165932.5724 | 175200.9909 | 185691.1634 | 190610.1745 | 176701.3334 | 141669.8453 | 155125.7831 | 173990.4765 | 134876.3458 | 112782.9371 | 132617.2703 | 174892.9029 | 144058.5903 | 128147.5796 | 150308.3947 | 157865.7396 | 154797.3618 | 149286.5252 | 145582.441 | 172589.9112 | 197924.1392 | 132731.9251 | 153400.8493 | 131625.9983 | 162301.4258 | 151461.9067 | 142367.2599 | 157872.2385 | 149315.3915 | 137055.9995 | 125630.0692 | 171117.0079 | 151865.9656 | 154301.9189 | 137002.903 | 159750.9987 | 158725.7085 | 139952.0665 | 122258.007 | 151645.8266 | 148817.9764 | 165412.0489 | 192335.7612 | 155431.4721 | 163965.6317 | 122418.7393 | 129998.4409 | 147410.3377 | 164135.4667 | 164791.6276 | 168521.2908 | 131496.5973 | 135421.8482 | 164125.5488 | 154312.8973 | 172644.4099 | 180065.2883 | 174202.1439 | 146728.936 | 144696.3526 | 125466.5372 | 140678.7727 | 154066.3937 | 163395.0286 | 169375.6725 | 166466.348 | 154019.0433 | 156613.23 | 170086.0616 | 166748.8541 | 170434.8354 | 144171.3239 | 166443.9677 | 154120.7187 | 176581.8908 | 155970.0628 | 152542.9296 | 174575.6998 | 163959.6488 | 174848.2184 | 148419.1718 | 112668.7322 | 137761.8987 | 181513.6243 | 158644.6071 | 163656.3853 | 145269.4186 | 147411.7792 | 174384.2507 | 145181.3579 | 135446.7956 | 157349.2131 | 131462.0282 | 144885.457 | 178454.5483 | 136038.8842 | 138960.404 | 150141.6533 | 157242.1089 | 144060.1712 | 150593.8891 | 161284.4957 | 154760.1412 | 141063.43 | 142549.8928 | 129230.2671 | 153138.6236 | 156765.9175 | 121402.7309 | 144292.7669 | 134424.8191 | 164059.0241 | 114668.8159 | 144350.4029 | 164801.8809 | 152640.8414 | 164774.7215 | 179128.9272 | 140046.9633 | 171433.7791 | 159623.8013 | 145933.4775 | 143856.5674 | 176771.7581 | 139225.6969 | 152424.0861 | 136118.5923 | 162979.8306 | 138953.3557 | 155495.4657 | 175462.6576 | 140089.4246 | 124243.35 | 172393.6241 | 160482.9771 | 179176.7859 | 143109.2858 | 124096.8652 | 156405.3692 | 165611.7137 | 138357.4926 | 141832.2691 | 153468.7105 | 149566.5749 | 149431.3391 | 155507.8493 | 183022.6241 | 161216.7398 | 173066.5278 | 183445.4065 | 150724.0219 | 141873.8294 | 158503.9635 | 139663.1337 | 143163.7317 | 143372.7624 | 146080.8038 | 148175.8975 | 161957.4537 | 159712.3414 | 152702.7224 | 172555.7615 | 159802.0095 | 160987.2367 | 141804.1518 | 141994.3378 | 150634.0083 | 151266.9452 | 164142.9444 | 164827.5682 | 165692.4524 | 148994.9965 | 133877.4373 | 184892.047 | 171751.0353 | 135165.5606 | 145578.3018 | 150443.7656 | 180929.9379 | 166686.47 | 150935.8398 | 166484.2487 | 161060.4994 | 153458.3733 | 170476.9532 | 181031.0057 | 148504.1287 | 187182.0639 | 145820.7626 | 136386.4135 | 141048.8035 | 164266.0795 | 162744.6717 | 127224.8152 | 146522.8812 | 143539.2413 | 137035.6314 | 143658.6136 | 171659.5558 | 139110.8135 | 155661.2843 | 147844.3864 | 175209.2624 | 148209.5311 | 154501.9057 | 151955.1126 | 144124.3165 | 163595.7008 | 108862.0237 | 144129.2106 | 168686.2426 | 138946.877 | 151180.7721 | 145541.8632 | 182593.7929 | 145871.762 | 164429.1259 | 141732.5786 | 166747.3774 | 167961.6992 | 157255.3761 | 164333.597 | 171947.3059 | 137238.5071 | 137460.8914 | 143132.0712 | 157117.7213 | 159466.8012 | 134452.0815 | 133115.1609 | 157275.1779 | 147533.0962 | 180352.4837 | 159322.0252 | 171599.0265 | 162917.2064 | 176656.0209 | 165213.6357 | 155517.6209 | 132657.1942 | 123450.5637 | 142935.5343 | 128958.9866 | 155929.3817 | 155072.0347 | 156102.0022 | 169115.1479 | 166857.8273 | 145288.2493 | 142919.3164 | 141585.9916 | 129143.4412 | 172733.3986 | 191857.6689 | 166888.7127 | 121066.4816 | 159342.2731 | 120911.7969 | 133786.6645 | 172667.7424 | 173059.7398 | 137486.9437 | 145289.1238 | 137568.0656 | 160059.1688 | 152682.7179 | 142546.7414 | 142052.7552 | 180344.4611 | 149140.6281 | 143653.8947 | 133774.4151 | 156358.6163 | 160680.7605 | 165658.5922 | 149011.8151 | 133218.5962 | 148423.8539 | 138911.2004 | 160564.1413 | 158104.0734 | 159231.7049 | 159207.8645 | 148313.1423 | 140293.6268 | 166492.8555 | 192166.7084 | 158026.2448 | 138504.9556 | 176196.0384 | 173109.4321 | 145503.8235 | 170105.7461 | 153203.6899 | 176870.8387 | 167670.9436 | 160576.0138 | 117553.0835 | 158673.9408 | 152985.7058 | 168127.9015 | 127047.7309 | 152059.4147 | 129602.5186 | 143784.3113 | 173015.6032 | 141017.3124 | 156148.6806 | 163852.1978 | 168581.6065 | 142931.6182 | 149640.5651 | 164410.8163 | 163961.3186 | 131841.9758 | 156815.8658 | 140898.6101 | 155100.585 | 162724.8298 | 166107.6232 | 145267.4315 | 160061.6062 | 139017.2069 | 132178.7871 | 119468.5453 | 156382.7755 | 157852.1227 | 157545.2644 | 174937.2559 | 158273.9408 | 131224.0633 | 155303.7234 | 159081.2997 | 156600.8478 | 150368.5482 | 160267.4374 | 157135.1792 | 136693.2915 | 148190.8899 | 127410.2127 | 169261.2919 | 148864.3275 | 152656.1109 | 147665.4987 | 160425.2908 | 147374.3366 | 159669.4107 | 184759.0174 | 148521.1008 | 133067.1226 | 166446.3127 | 163656.0578 | 141128.1909 | 165147.5857 | 127378.3714 | 159481.382 | 142057.6929 | 166227.3142 | 146423.0894 | 172889.6607 | 148188.5005 | 183172.5847 | 118987.1615 | 146613.3878 | 150265.0961 | 171359.8637 | 163027.0793 | 151298.2436 | 138896.9327 | 167709.8265 | 158150.2711 | 160091.4137 | 149403.798 | 177483.4216 | 124550.0919 | 162100.8295 | 146889.1395 | 151800.9304 | 172138.2997 | 153899.1148 | 136376.2712 | 143188.9389 | 162070.809 | 133000.1421 | 137595.6537 | 152352.2529 | 162066.6491 | 163678.5643 | 149158.6557 | 154683.2701 | 144116.3498 | 156337.1557 | 146616.2922 | 160479.5294 | 159862.8713 | 166585.3269 | 150005.5723 | 148361.9625 | 148236.3126 | 140261.4211 | 129706.6768 | 155376.1838 | 155312.2865 | 175886.7598 | 142928.4648 | 165179.446 | 110401.0332 | 155099.4882 | 172270.6598 | 147732.941 | 175855.3147 | 169606.5076 | 142138.5753 | 144994.5117 | 156951.3641 | 140354.6346 | 175084.8592 | 159309.1688 | 182237.1445 | 160792.1347 | 160358.1299 | 151758.685 | 158771.3898 | 118902.6764 | 126581.9699 | 164418.735 | 154990.997 | 149526.4688 | 168337.9894 | 181487.8271 | 147495.385 | 148112.7899 | 148983.0605 | 167180.2033 | 133457.8541 | 167732.4526 | 168146.4592 | 144710.5939 | 148865.4384 | 143282.7994 | 148095.0857 | 147302.015 | 144404.8797 | 175784.2887 | 168462.9351 | 164925.5221 | 164457.1514 | 169907.4979 | 111663.6085 | 163281.4474 | 131782.1988 | 170139.6517 | 152724.5543 | 152325.4016 | 145868.9959 | 156024.0582 | 165957.8767 | 190449.1231 | 152528.4562 | 184861.4973 | 149131.2153 | 174584.7068 | 158630.9228 | 117574.682 | 156481.0601 | 151070.079 | 169098.4188 | 153971.9644 | 144339.8341 | 142191.9046 | 134719.0289 | 140305.9656 | 165044.0875 | 154346.4664 | 150840.4774 | 153658.3068 | 133839.6271 | 152570.4322 | 165486.704 | 173866.8371 | 160487.8929 | 131231.2627 | 147735.6117 | 130551.9322 | 122331.3762 | 125648.4903 | 132721.2272 | 152919.4897 | 149072.9764 | 162766.7186 | 188695.2437 | 162122.0889 | 151369.2817 | 155512.8787 | 136142.0488 | 160329.8623 | 151646.4127 | 163439.0011 | 144268.1847 | 142761.6699 | 139204.3059 | 136689.469 | 137439.5034 | 157219.4924 | 159459.0674 | 133172.5351 | 161980.2423 | 162770.3301 | 152592.6906 | 166119.5271 | 162171.4383 | 152152.9622 | 154582.6746 | 125333.547 | 166413.1671 | 164149.3656 | 176231.6747 | 150932.035 | 126645.3826 | 159340.6608 | 152976.5493 | 152564.1854 | 144357.9945 | 177995.0693 | 131718.6898 | 154711.0879 | 145039.9805 | 166405.563 | 170616.1571 | 142254.3174 | 157794.7333 | 161444.0322 | 173576.6165 | 158244.8896 | 144546.0143 | 160782.6443 | 140308.8584 | 149834.1077 | 121082.6052 | 132413.1877 | 131293.2173 | 143364.7272 | 162188.4887 | 166472.2078 | 145943.7663 | 140833.4493 | 166691.0767 | 184699.5634 | 173387.2056 | 180962.417 | 172307.9672 | 143967.3112 | 176209.553 | 167365.5471 | 164043.7759 | 164496.7897 | 162345.2306 | 155990.6217 | 160871.2837 | 157489.9223 | 164035.5018 | 124174.4686 | 169785.4277 | 132435.5305 | 150738.3333 | 156167.0278 | 134526.1485 | 146285.6309 | 130901.2855 | 166324.6358 | 137006.7521 | 149858.0754 | 142126.7495 | 153088.406 | 181559.383 | 154908.1311 | 138440.0588 | 150368.5306 | 140829.647 | 172929.0192 | 178322.3364 | 185641.2794 | 162759.41 | 154818.1677 | 123990.3066 | 171301.6326 | 166254.4114 | 169586.3488 | 138374.6483 | 149429.989 | 130931.1723 | 177280.7184 | 151382.8375 | 162734.8585 | 132542.5711 | 119589.5916 | 155862.4856 | 147363.9294 | 155436.3626 | 163507.5597 | 133750.5297 | 147635.699 | 153101.9654 | 134612.3701 | 166764.8947 | 153270.7208 | 150808.1048 | 153988.5143 | 152325.4229 | 177693.9636 | 153136.8745 | 145340.4144 | 161120.9186 | 133683.7424 | 159264.4512 | 159090.572 | 149366.7013 | 143735.7554 | 144523.6459 | 152952.7934 | 160980.6509 | 187071.9761 | 119854.3604 | 139433.1929 | 153228.119 | 134634.1008 | 143481.9781 | 159324.6935 | 132680.6932 | 156629.7486 | 136671.3653 | 162860.0302 | 165219.626 | 127083.6409 | 166558.8501 | 123812.7643 | 159032.2926 | 150510.8324 | 147891.5666 | 149482.0814 | 147767.644 | 181364.0018 | 160652.1684 | 152651.7602 | 138060.5585 | 148063.9945 | 178752.2195 | 159713.923 | 172529.8512 | 122029.7751 | 138524.5554 | 137178.0479 | 154907.4131 | 160863.255 | 183360.8507 | 161619.4489 | 150178.767 | 112702.4287 | 156879.5594 | 154540.7252 | 170605.5251 | 144526.8313 | 150862.151 | 169768.8097 | 166318.035 | 161961.345 | 127411.3788 | 152569.3109 | 181110.0926 | 155925.826 | 186251.9955 | 154190.5095 | 142313.4442 | 162521.4786 | 153654.341 | 168363.4813 | 155258.4308 | 146577.1705 | 158680.903 | 148569.1429 | 163411.9937 | 165152.3507 | 156368.0989 | 150154.1334 | 164155.6256 | 175157.8758 | 174408.4099 | 122534.4077 | 135516.6776 | 144116.1366 | 126954.7491 | 144878.0395 | 142610.0533 | 136934.8845 | 154749.8934 | 165140.8942 | 175023.1345 | 166085.6948 | 162363.0511 | 166465.2932 | 158738.1637 | 159595.7714 | 144671.3465 | 180906.7844 | 135383.354 | 148552.8526 | 153464.2262 | 155651.7326 | 145722.5962 | 131233.532 | 165399.9828 | 145154.5602 | 159894.6078 | 181125.9185 | 179976.4229 | 155714.7897 | 150372.5069 | 162943.089 | 164653.5646 | 131971.744 | 163634.9399 | 140456.9917 | 154228.7962 | 173558.4839 | 126853.6472 | 180978.6083 | 176198.3458 | 158581.0162 | 134905.8912 | 136446.7276 | 132819.6543 | 171317.3954 | 148654.6922 | 152109.6314 | 147584.4243 | 152517.474 | 170730.4204 | 144030.4516 | 170926.8045 | 178681.0065 | 141865.9642 | 150514.6159 | 161094.6172 | 145333.9104 | 161022.5752 | 171878.6338 | 161235.3537 | 159959.0893 | 140449.4728 | 144634.0691 | 132257.145 | 161590.93 | 139622.5742 | 138124.5472 | 177800.6743 | 177679.3992 | 154268.8803 | 174622.8985 | 156158.9654 | 149041.0932 | 156890.9179 | 160211.4427 | 157181.6421 | 138990.0779 | 155006.0363 | 152211.1293 | 141327.2729 | 148426.33 | 152349.9897 | 187884.6858 | 135949.747 | 140632.4398 | 151072.712 | 180902.6818 | 144030.4681 | 151962.7593 | 143072.1985 | 146629.2388 | 155856.0467 | 157101.9387 | 143265.2938 | 174634.0776 | 143390.5849 | 175819.0676 | 152618.2664 | 178027.5511 | 141071.8426 | 154737.4873 | 145433.3199 | 184600.0242 | 161701.7897 | 144165.7102 | 144697.013 | 151688.7054 | 168637.5438 | 147100.2289 | 157776.5368 | 186213.0847 | 155552.711 | 151688.8696 | 156431.868 | 168010.8606 | 146999.6998 | 168530.213 | 136663.6675 | 131129.5722 | 132943.4104 | 140839.4829 | 167678.6301 | 174997.2971 | 143001.3953 | 144574.5726 | 150319.8267 | 147620.8361 | 171841.0784 | 157048.3826 | 140375.3966 | 129571.3425 | 166602.4665 | 166014.1088 | 160919.0064 | 125641.1931 | 148527.0756 | 158929.0126 | 141151.9133 | 124789.6228 | 178273.4823 | 138509.3908 | 136577.9655 | 157133.3174 | 170083.1815 | 125090.7364 | 131374.626 | 187017.6468 | 171002.4091 | 152813.1507 | 135615.6898 | 147914.0753 | 130877.494 | 170942.2194 | 171354.5108 | 139507.0616 | 147765.4303 | 132515.9373 | 164678.5689 | 143291.079 | 140920.5533 | 179231.0019 | 176749.2528 | 154308.5059 | 141187.1967 | 154599.2598 | 124533.1295 | 187481.8314 | 170904.8013 | 133392.5785 | 149614.3316 | 148498.77 | 139272.7304 | 151779.9042 | 163318.3261 | 170569.2917 | 153305.208 | 150753.1918 | 136712.7736 | 152866.8544 | 148809.6308 | 135824.3775 | 166253.1079 | 151034.4635 | 146600.7725 | 148359.8204 | 156573.5884 | 124296.2626 | 160068.4531 | 144549.6557 | 128409.4666 | 158975.3939 | 167934.7129 | 151675.5223 | 135581.2049 | 177055.0061 | 167545.9309 | 181470.5571 | 151203.6881 | 159903.9526 | 168818.0418 | 150883.7709 | 135615.7122 | 158395.6862 | 127286.7249 | 109827.5263 | 162115.7787 | 133254.3927 | 196148.828 | 141528.7862 | 146890.6391 | 153090.7709 | 137502.4747 | 145661.5004 | 139387.5742 | 121255.5887 | 175578.7181 | 153709.142 | 185224.5296 | 145641.1677 | 173026.593 | 128160.597 | 135025.74 | 151978.8255 | 171068.2827 | 149154.8741 | 155291.1607 | 142007.7426 | 114085.3872 | 172055.079 | 179135.1576 | 163598.2451 | 158330.3818 | 135559.8037 | 154664.7389 | 187710.3417 | 152473.6212 | 108512.8983 | 185237.969 | 145289.5006 | 122858.6391 | 151080.3168 | 162618.5327 | 186192.5288 | 136905.0271 | 146299.3222 | 137165.1394 | 143425.1495 | 132122.9238 | 146543.5472 | 162970.0565 | 158321.1309 | 132598.5521 | 149440.9366 | 158297.4933 | 181750.7999 | 149301.8015 | 139637.9974 | 159331.7478 | 152747.746 | 166836.0406 | 167821.6795 | 201129.8922 | 176101.0128 | 125759.5744 | 146314.3732 | 156053.1213 | 149896.0238 | 145435.562 | 157314.2578 | 147447.5893 | 182743.8104 | 174101.8408 | 146331.563 | 163464.7431 | 127184.4438 | 128592.3987 | 151476.3255 | 156659.8879 | 151529.0952 | 178987.0738 | 145101.6779 | 154129.3866 | 165960.1578 | 135871.2029 | 134414.9474 | 189778.1986 | 141581.1966 | 165414.5788 | 170326.5215 | 152386.8523 | 149336.7161 | 114608.7756 | 177890.3672 | 156016.5576 | 160478.5067 | 134079.8761 | 158946.0878 | 180322.8531 | 145340.0928 | 144101.7434 | 172004.7802 | 162657.1845 | 127179.642 | 160423.8732 | 145187.1146 | 130583.7722 | 158698.6693 | 164669.1376 | 131243.0532 | 154454.4954 | 171363.6297 | 167544.096 | 162199.3599 | 161657.6287 | 155958.2794 | 138461.4493 | 158057.1354 | 155742.7088 | 153106.5826 | 158530.2659 | 161702.3821 | 150297.4927 | 143099.6614 | 161129.0898 | 165520.6619 | 162051.2051 | 152212.4103 | 160408.8875 | 129490.3245 | 166719.7464 | 168986.3841 | 136823.7918 | 164668.665 | 158840.9173 | 152095.9104 | 184731.5178 | 130399.2328 | 156311.2652 | 151461.8682 | 168809.6667 | 164514.9356 | 133444.042 | 171195.2134 | 116548.5174 | 155639.4493 | 161848.3857 | 143633.2711 | 154404.5295 | 176219.1252 | 145220.7463 | 148170.7791 | 144764.2901 | 169721.864 | 172692.7908 | 165898.0803 | 136482.1197 | 156577.6634 | 172457.9677 | 160667.9233 | 160494.4304 | 166241.7676 | 141030.1833 | 156842.167 | 188671.6535 | 131748.2503 | 127844.0686 | 146954.9901 | 181558.7643 | 170912.3214 | 145865.5615 | 146855.0722 | 146878.7661 | 149111.3922 | 184719.864 | 165481.5136 | 170153.2009 | 152017.7068 | 157932.1195 | 174537.0929 | 161364.7142 | 179783.9315 | 171076.0123 | 176415.628 | 124403.7633 | 132758.6991 | 196822.0371 | 165655.565 | 157328.1126 | 154880.7524 | 149650.1373 | 153930.5146 | 134838.9715 | 158134.5187 | 170663.4904 | 153505.2889 | 150331.9836 | 140675.9069 | 115981.5901 | 157108.1871 | 137020.7355 | 176479.9489 | 153882.284 | 118253.7233 | 164416.051 | 166671.8382 | 157093.5131 | 111120.7136 | 138238.4116 | 133770.2095 | 149027.4542 | 168197.978 | 163866.9418 | 173990.5968 | 159760.7457 | 169577.6554 | 165776.9276 | 159185.0624 | 136461.9035 | 178549.6825 | 157534.0148 | 158773.5801 | 149111.8393 | 133602.5998 | 135164.8119 | 135445.8218 | 150532.9503 | 159238.5984 | 138805.591 | 162584.4816 | 145906.7513 | 167682.5462 | 144481.8345 | 142877.0376 | 146026.6227 | 169454.2851 | 134429.3663 | 142863.608 | 138143.2008 | 166788.2999 | 132679.2762 | 143609.3368 | 163659.2074 | 134743.1653 | 154639.5905 | 174210.342 | 138487.7115 | 172921.1936 | 150549.0002 | 139530.6525 | 144448.0873 | 150812.7533 | 152758.6089 | 127787.3313 | 145698.1717 | 142527.7143 | 199655.2561 | 168531.6607 | 191945.5644 | 173898.7686 | 143093.4926 | 151138.8511 | 149594.8955 | 163816.9774 | 139260.8098 | 152958.2298 | 151301.6854 | 155762.3029 | 147682.8364 | 146749.74 | 166717.3763 | 134262.1427 | 158281.0113 | 157537.1202 | 171961.8186 | 139259.8328 | 142158.3522 | 171107.983 | 152144.1472 | 156982.3977 | 139323.7879 | 158759.5473 | 176578.1232 | 162780.0975 | 148481.5436 | 148878.1031 | 168612.8323 | 147395.9655 | 149041.9667 | 170050.8368 | 165511.0295 | 135593.2664 | 145835.7774 | 149637.769 | 151171.3663 | 144460.2838 | 154211.4264 | 171407.6544 | 138025.6908 | 159696.4618 | 137620.0723 | 145285.205 | 155776.5724 | 163832.6102 | 141528.959 | 127456.5211 | 158082.809 | 152291.0779 | 147441.2535 | 145549.0066 | 159875.0245 | 127028.5872 | 141677.2163 | 133344.2092 | 153519.489 | 148002.6316 | 195352.0379 | 160463.5719 | 157254.2631 | 158058.6503 | 152027.9825 | 167427.2288 | 131199.4355 | 150500.0365 | 124209.1906 | 154216.0605 | 139389.947 | 150704.6954 | 123200.1493 | 162925.0379 | 152898.731 | 143193.9865 | 177351.2946 | 171121.3619 | 157131.1531 | 154930.3944 | 141347.0996 | 158544.9591 | 134917.0337 | 153863.0666 | 136808.1139 | 153832.842 | 175366.5501 | 166430.2296 | 156913.1873 | 161996.5339 | 134651.4629 | 156997.6927 | 151808.6579 | 155869.1918 | 169227.5632 | 160738.9866 | 164158.4359 | 154154.8357 | 149448.5314 | 128448.4038 | 172608.3296 | 170022.2494 | 151711.3166 | 146864.7379 | 149585.7542 | 123931.9678 | 148917.9254 | 156711.7314 | 167155.5076 | 139455.1111 | 118677.4772 | 186100.6519 | 140811.8584 | 143397.659 | 151215.3394 | 147926.9852 | 200193.169 | 155412.4228 | 166483.2363 | 148009.9358 | 166200.7629 | 153803.6333 | 165874.5471 | 169953.6646 | 162747.4918 | 133540.3706 | 157921.5481 | 180598.7349 | 153053.1183 | 157401.1917 | 182220.9004 | 117989.2479 | 159455.0825 | 127774.9832 | 176944.3884 | 148586.9391 | 167965.0296 | 160437.4925 | 155429.8563 | 149402.9094 | 170688.5165 | 128896.5944 | 126228.8832 | 124287.95 | 134199.4607 | 152653.3527 | 152884.1958 | 124566.7166 | 156612.3089 | 143902.0225 | 149274.1715 | 147600.2662 | 145115.1856 | 157422.6645 | 161024.9741 | 141466.1322 | 163821.6215 | 162942.6003 | 168136.6363 | 145585.6413 | 158113.8054 | 154136.2905 | 130770.1732 | 164649.4469 | 145574.3752 | 178336.0112 | 168229.0762 | 158147.2177 | 166675.7585 | 160788.6023 | 169044.838 | 157594.6098 | 143649.0946 | 167763.0689 | 139992.0657 | 157162.5451 | 160663.6869 | 145172.0255 | 124040.397 | 126082.1913 | 151955.0075 | 130266.9669 | 141928.6435 | 166602.9921 | 178005.6095 | 160842.5204 | 151979.0566 | 200115.7032 | 166874.3511 | 167268.4284 | 152913.8162 | 157285.3275 | 157878.7762 | 151754.2248 | 142404.9037 | 137338.9509 | 169068.7506 | 154035.4386 | 146235.8755 | 128937.3226 | 183651.9131 | 149590.571 | 140994.8904 | 151096.9959 | 107137.5194 | 162954.5013 | 157679.2394 | 136506.8007 | 168166.7426 | 148880.8441 | 157314.5948 | 170079.3525 | 151896.8544 | 162614.4396 | 168097.8129 | 156161.4218 | 148802.0577 | 152316.7864 | 166704.7456 | 130732.227 | 186259.9085 | 155935.4336 | 176820.35 | 170481.7403 | 165330.7255 | 150015.5651 | 146846.1865 | 145850.155 | 142584.4882 | 158335.1432 | 189756.9929 | 179999.4512 | 133981.0673 | 167484.7771 | 161519.6172 | 157778.587 | 127090.3372 | 155789.0305 | 138348.0702 | 146319.801 | 133234.3317 | 197733.1351 | 148009.9145 | 130981.4948 | 153605.2542 | 129878.8154 | 164896.2398 | 147830.8571 | 141434.3019 | 162972.5135 | 149881.3086 | 189367.9625 | 159488.4444 | 149036.0966 | 165703.589 | 150122.7357 | 161748.3817 | 163983.0212 | 153549.0834 | 156986.5656 | 161622.272 | 160633.3941 | 173522.1873 | 142297.7376 | 152959.1839 | 149580.1644 | 178398.3631 | 151351.1582 | 144315.6031 | 173307.2228 | 162128.9637 | 174799.2402 | 141616.58 | 147261.1515 | 176153.283 | 160103.5376 | 127555.0759 | 178399.762 | 135666.6837 | 135011.3536 | 160728.2297 | 135353.4525 | 152039.7399 | 196885.4116 | 179386.8326 | 150237.2482 | 150417.4303 | 162902.2835 | 156721.1934 | 162411.3491 | 149790.7631 | 179019.3428 | 150519.4725 | 164041.6125 | 152427.6594 | 141145.0373 | 179350.2993 | 178223.01 | 151907.7972 | 164768.598 | 165350.276 | 156793.4231 | 132422.5411 | 146436.2662 | 170231.4392 | 161705.4245 | 151234.1354 | 162464.1431 | 173011.227 | 171645.0873 | 171019.8771 | 154286.1433 | 143306.1785 | 155014.7143 | 143018.825 | 174195.2688 | 145646.4497 | 149350.8234 | 166980.4906 | 164775.0271 | 150495.6956 | 170837.0577 | 178843.229 | 165523.587 | 195310.2568 | 155473.266 | 123556.608 | 157435.1284 | 170883.5587 | 141498.2864 | 150934.5363 | 167932.2133 | 157344.6549 | 175311.1225 | 160438.1582 | 161907.8453 | 151684.8141 | 167932.7252 | 183117.4687 | 149918.8306 | 140395.5626 | 147346.6456 | 159837.8842 | 131977.3725 | 138108.7081 | 128386.8931 | 177479.4575 | 160125.4155 | 134445.1629 | 144263.6494 | 149728.9588 | 168602.794 | 146702.1192 | 186730.1007 | 149669.8483 | 145339.2738 | 147785.5556 | 139856.2103 | 179553.0947 | 136242.9537 | 157428.8757 | 139415.7714 | 163983.445 | 147274.4513 | 140499.7509 | 178627.6197 | 155578.5412 | 155395.2265 | 163982.9806 | 132155.3993 | 133418.6992 | 115763.4627 | 147167.6435 | 161990.3392 | 185081.2321 | 149469.221 | 164279.3634 | 196516.1947 | 149374.0586 | 164835.7596 | 158487.8052 | 166757.3849 | 164194.5999 | 138350.1107 | 151199.1268 | 149094.1586 | 147379.5421 | 125880.9718 | 146086.5825 | 147401.512 | 146840.2511 | 165560.596 | 154669.9054 | 152959.0559 | 154801.9862 | 131585.4309 | 163502.2178 | 162861.2243 | 141431.9804 | 155495.9441 | 132217.9298 | 162390.0129 | 152052.4989 | 157266.4399 | 162637.6959 | 154920.8148 | 160534.8831 | 165152.8365 | 120352.3837 | 139697.3719 | 160650.2069 | 143756.4235 | 155098.6972 | 189113.3251 | 163643.5463 | 146726.6328 | 153431.78 | 137921.467 | 145138.2307 | 148228.301 | 131922.326 | 141913.5425 | 156115.2311 | 138384.9822 | 155154.3887 | 140908.3017 | 170450.4397 | 131118.3441 | 192969.5797 | 149131.8079 | 155930.3768 | 157427.8312 | 122608.4383 | 149046.2669 | 131556.7879 | 155052.309 | 161747.746 | 157053.1655 | 177224.2313 | 148244.9358 | 149285.0075 | 179746.0944 | 180737.5505 | 151304.7156 | 150167.3759 | 158253.3409 | 163679.5848 | 122537.3186 | 164377.5669 | 136668.6811 | 148563.7402 | 148713.928 | 162136.7871 | 161898.0536 | 156633.1106 | 145414.8107 | 149900.8069 | 123772.7211 | 171944.8243 | 147840.1818 | 167606.4985 | 159173.816 | 168383.1892 | 181709.8193 | 152025.7369 | 139810.8208 | 180785.3265 | 153040.1874 | 162432.6301 | 143559.3927 | 167310.2582 | 115974.7346 | 190461.5479 | 151533.2999 | 133433.7022 | 165088.6851 | 132510.497 | 148142.6814 | 175768.9347 | 167696.1037 | 151852.383 | 153695.9062 | 131820.0054 | 161644.6617 | 172388.6823 | 169813.3551 | 124493.8434 | 141069.3433 | 139226.8062 | 168092.8648 | 162192.0406 | 155126.6091 | 139365.3264 | 132417.3111 | 128879.6913 | 149277.5111 | 142852.5667 | 143345.1568 | 156459.511 | 143802.2248 | 135858.5466 | 149812.6594 | 145881.2457 | 172532.2048 | 140534.7153 | 136625.4903 | 159017.0527 | 175432.3581 | 141247.5435 | 159922.1261 | 155030.9422 | 142724.8818 | 158087.0219 | 155210.9469 | 160744.653 | 172454.3216 | 165468.2448 | 180435.9547 | 157694.5956 | 157915.575 | 157285.9005 | 176101.9121 | 182951.6719 | 144347.7315 | 143514.1325 | 160188.0331 | 142215.9967 | 158020.0024 | 159318.1345 | 141679.0581 | 135216.781 | 155538.4267 | 137765.9927 | 163016.5216 | 133815.4013 | 158718.5664 | 157316.7199 | 179038.871 | 145940.4624 | 129384.0081 | 149002.5679 | 152035.4146 | 140323.9096 | 177480.8173 | 134444.7207 | 147045.1004 | 178952.2629 | 137531.5098 | 142360.4528 | 145647.9366 | 165676.9785 | 158020.4112 | 153350.4697 | 153326.4486 | 161796.2118 | 117649.4465 | 153120.8181 | 155530.5236 | 145439.9402 | 180008.1933 | 154970.6758 | 179069.0161 | 155513.1353 | 166588.4079 | 156401.1779 | 143987.8944 | 162086.7182 | 129446.5714 | 177153.1235 | 145842.0802 | 154963.0508 | 151831.8874 | 163995.3997 | 157482.4413 | 148477.2792 | 140134.5756 | 147151.2397 | 159725.7795 | 172677.5187 | 157188.9954 | 155289.6736 | 155646.9565 | 160788.8099 | 159145.6915 | 150634.6844 | 136450.1245 | 133972.4007 | 132766.833 | 142704.8079 | 162461.9377 | 161100.0254 | 142278.1952 | 175612.0712 | 177922.3469 | 156328.9023 | 152478.4672 | 165498.4401 | 150108.5818 | 166000.6331 | 145460.8917 | 127488.0639 | 173780.0895 | 161068.4503 | 168634.4808 | 136245.1414 | 131625.8621 | 163235.4981 | 169456.9719 | 145294.5724 | 149214.0459 | 152678.6363 | 159292.6013 | 161475.0617 | 120325.4652 | 161100.6553 | 152672.3843 | 150118.6477 | 141546.922 | 123417.6631 | 134682.9873 | 139251.3698 | 142442.3849 | 155431.5727 | 153460.536 | 154936.4859 | 132838.2176 | 152788.29 | 148739.1871 | 156100.1741 | 162911.4672 | 146150.788 | 148768.9552 | 122879.6784 | 135036.9917 | 164857.8714 | 152998.6457 | 167134.7085 | 148651.7213 | 157592.7549 | 166385.9936 | 161382.1272 | 162525.3819 | 144314.6436 | 177187.9212 | 139946.5547 | 161771.8862 | 152249.2417 | 171666.993 | 143307.7729 | 140134.0947 | 152325.3951 | 155802.0631 | 145542.998 | 168957.1583 | 143441.3336 | 137210.1647 | 188471.5977 | 153904.1879 | 145445.6417 | 150822.5951 | 128438.4315 | 173284.0311 | 161247.9883 | 116279.7733 | 193384.4562 | 133843.9378 | 144634.1446 | 174452.7449 | 166864.6955 | 138369.1696 | 161853.759 | 145086.515 | 142600.0661 | 143043.5371 | 118837.9984 | 176004.4802 | 162390.5519 | 177787.5919 | 128383.3812 | 152316.5429 | 163992.9425 | 151279.7298 | 129258.0474 | 136469.3961 | 161629.2466 | 161725.2493 | 177218.4554 | 143677.7207 | 146084.4576 | 158598.089 | 165864.2656 | 153775.4015 | 142560.0942 | 172233.2596 | 170661.8898 | 145318.2727 | 155076.5649 | 134661.8332 | 140033.9082 | 164437.42 | 149540.5722 | 170561.3141 | 169303.1548 | 149638.5789 | 158155.0475 | 165765.5878 | 177252.4016 | 155870.9767 | 166970.9515 | 168819.1631 | 141338.2606 | 164994.183 | 155804.3894 | 156587.6797 | 145710.379 | 144168.9919 | 147720.9881 | 150575.7496 | 155011.1929 | 166350.1129 | 152085.8185 | 177162.2924 | 170147.8728 | 190756.8458 | 139912.4827 | 175957.2474 | 145857.9268 | 166279.7618 | 162391.3843 | 151623.603 | 149335.3647 | 167700.0266 | 129327.8213 | 158650.1769 | 142764.8281 | 155576.6452 | 135293.8086 | 180427.262 | 175122.3095 | 161340.3946 | 144536.3034 | 157009.8706 | 143061.9663 | 136629.0294 | 146813.9763 | 155918.8822 | 156710.2567 | 134065.72 | 146990.8116 | 162025.9237 | 130690.7374 | 189582.5339 | 155392.3703 | 122685.8679 | 180994.0875 | 138973.2677 | 184049.5298 | 150168.8759 | 173827.0381 | 163682.4146 | 156852.214 | 153197.4534 | 167275.4543 | 152274.5546 | 136839.0767 | 148575.0621 | 143163.5942 | 153183.1258 | 180911.8343 | 158486.9105 | 167161.1789 | 173228.024 | 137886.4263 | 177309.8493 | 157161.1141 | 152973.9257 | 166510.5386 | 156991.2737 | 148920.3065 | 147565.4992 | 123176.5402 | 165233.8599 | 118522.9168 | 157394.8185 | 138746.4152 | 133912.4249 | 151660.4236 | 150027.8429 | 168962.9654 | 142678.0784 | 151747.2319 | 162898.0613 | 175582.9293 | 169915.1749 | 156979.2838 | 118870.3986 | 128076.347 | 150106.5853 | 143055.1296 | 149182.449 | 143986.278 | 139955.9638 | 170156.7618 | 144310.181 | 176988.9081 | 129135.159 | 157907.744 | 136800.6808 | 155528.4428 | 159058.4204 | 129560.5974 | 138724.8946 | 157581.2413 | 138523.1292 | 125221.3587 | 143296.0229 | 153917.3015 | 123434.744 | 153579.774 | 178644.5408 | 141173.8685 | 159183.4751 | 177195.3654 | 160799.0675 | 150785.1911 | 187329.6143 | 134188.4449 | 139353.2708 | 131333.1516 | 146870.1053 | 162580.9305 | 147421.4243 | 130407.5955 | 142109.897 | 151253.5381 | 161040.7728 | 152291.8374 | 156030.2277 | 146230.3787 | 178733.4228 | 146604.9221 | 140719.8099 | 172443.628 | 169928.0375 | 148147.8141 | 144581.2813 | 116231.9127 | 152402.6191 | 162827.1936 | 161396.5469 | 168143.2731 | 166963.2011 | 158352.0599 | 167595.7082 | 166839.6338 | 148482.1499 | 132479.7769 | 153825.7469 | 167442.2739 | 139201.879 | 141966.837 | 143429.5624 | 188168.9119 | 140772.4393 | 159435.8766 | 162851.5478 | 161038.9687 | 161443.7633 | 172422.5812 | 142669.5953 | 143336.5002 | 162401.9978 | 132768.4594 | 152303.1978 | 154921.2172 | 147994.1277 | 179239.9563 | 144830.1023 | 155558.7483 | 153351.6008 | 159661.3401 | 178792.2047 | 138470.8188 | 145062.2322 | 172230.3693 | 175928.0449 | 151359.812 | 163705.4235 | 157889.4179 | 151862.602 | 126756.6154 | 140009.2141 | 139885.8578 | 157852.4891 | 161438.2604 | 135551.6656 | 171629.7438 | 166572.0553 | 197288.0178 | 161148.4475 | 146133.7086 | 175384.1551 | 143363.5148 | 145474.8052 | 150809.8606 | 157235.1988 | 157125.3264 | 173680.3966 | 162534.3229 | 144444.4342 | 156669.9588 | 166358.7415 | 138295.5216 | 137036.7037 | 158207.1918 | 162842.6988 | 150184.1056 | 176514.8759 | 158307.5952 | 165112.221 | 148130.7397 | 152397.0942 | 159799.036 | 155583.4155 | 159581.089 | 136407.8823 | 198720.3832 | 198277.6037 | 142244.7541 | 171588.126 | 163439.4514 | 150954.8472 | 155975.1233 | 165556.4867 | 166377.678 | 151325.2262 | 150810.6428 | 164160.7363 | 134953.5365 | 168398.9382 | 145703.6464 | 158540.9094 | 189094.1973 | 148018.0365 | 151637.1047 | 157858.9361 | 177145.2604 | 176575.1234 | 162985.4125 | 157735.4709 | 149094.3338 | 141129.6288 | 120405.7035 | 159000.6956 | 173894.6446 | 142667.1613 | 138879.3364 | 149385.0682 | 154062.4416 | 162413.275 | 177711.8805 | 140946.3659 | 143990.2344 | 151464.5552 | 155278.6281 | 150789.1428 | 151671.6236 | 107844.1848 | 164465.1307 | 144364.1425 | 149290.1718 | 156522.6523 | 150035.3317 | 124755.7445 | 139034.834 | 141030.9455 | 161257.719 | 179047.8593 | 150043.2456 | 173474.2548 | 165908.745 | 141334.3899 | 150775.0966 | 170109.2066 | 160687.136 | 167127.1113 | 175722.1602 | 144116.5314 | 161154.0334 | 168272.6437 | 147112.7198 | 154953.2004 | 152124.4134 | 145488.1315 | 176135.1428 | 139553.2687 | 144073.5781 | 149276.8482 | 159905.8215 | 194883.7296 | 144643.0251 | 140182.1325 | 151415.5006 | 139189.1278 | 152490.9977 | 160186.6897 | 162926.5717 | 152920.0923 | 157023.1199 | 156281.3799 | 151889.7581 | 176007.9585 | 148921.9835 | 152813.3864 | 165045.7118 | 151316.7505 | 162375.9901 | 171625.7796 | 150592.623 | 162538.4914 | 144651.0053 | 144310.6929 | 165513.8285 | 162147.6614 | 112656.4178 | 163733.6563 | 154421.9 | 148249.9761 | 174288.2929 | 134268.9768 | 153860.9881 | 164297.0997 | 160759.0796 | 148748.8409 | 182368.1725 | 130014.4306 | 183859.7248 | 135749.8479 | 157241.2532 | 160319.271 | 167558.1152 | 130690.0958 | 145905.5507 | 157429.8893 | 184109.6914 | 160640.8853 | 164803.0227 | 132582.2393 | 141889.4956 | 174326.5887 | 153659.9029 | 150938.8173 | 151635.4789 | 161369.3643 | 175179.467 | 120338.3179 | 144977.8888 | 152034.4519 | 155335.6664 | 148859.4611 | 148859.7699 | 170182.2284 | 145887.6407 | 153037.2598 | 134661.8145 | 149418.8776 | 166142.4896 | 153330.4807 | 162344.1223 | 157713.7279 | 185568.2224 | 160244.8595 | 158918.6819 | 150142.5403 | 148617.1085 | 151808.9482 | 132604.3571 | 156555.177 | 117673.5338 | 148893.9249 | 149100.1967 | 134950.8995 | 113336.2832 | 162067.249 | 152004.9434 | 155758.5568 | 160230.143 | 155409.5727 | 145291.2107 | 139528.1169 | 160363.9527 | 147275.3792 | 165373.6483 | 160296.0342 | 153079.2841 | 157852.8081 | 161998.1951 | 156016.9249 | 145433.8357 | 159171.8156 | 142358.6762 | 125095.5181 | 135309.1501 | 155701.1129 | 112769.3989 | 149468.2766 | 175116.0217 | 141828.4756 | 174621.647 | 153650.1254 | 160543.0487 | 175568.3826 | 138411.0521 | 147814.9116 | 159851.7396 | 145828.4503 | 144792.082 | 154483.3193 | 165492.2536 | 157181.5302 | 151702.2135 | 151383.576 | 164451.4826 | 139263.782 | 147832.3199 | 147320.8944 | 142448.4137 | 174242.4976 | 150062.5706 | 168389.2466 | 156641.5679 | 158393.926 | 163768.991 | 150931.999 | 140914.9115 | 166150.4199 | 158658.6995 | 124001.3283 | 147856.371 | 146271.5464 | 167771.3009 | 163727.0841 | 176152.3993 | 166364.6002 | 172782.1417 | 151063.4039 | 165947.2613 | 160844.3525 | 152099.4206 | 158365.3354 | 149838.865 | 148748.6345 | 152574.4051 | 149113.5967 | 179486.6384 | 147226.7787 | 140219.4608 | 171985.9067 | 135884.0413 | 158441.4619 | 138323.8449 | 145958.6194 | 118093.9597 | 137390.0694 | 125618.9854 | 188113.6954 | 166081.5723 | 159899.4201 | 160365.7831 | 180522.4803 | 154974.8415 | 139358.9841 | 164271.8138 | 162920.3641 | 146347.5883 | 146005.676 | 154129.8544 | 156022.2625 | 145100.4988 | 171869.7624 | 106893.0509 | 142333.7222 | 143932.2646 | 145406.4059 | 134780.5696 | 148350.9943 | 138286.2723 | 161137.5968 | 155157.9583 | 179824.3424 | 174148.6052 | 128122.0613 | 151463.0408 | 161450.1219 | 158012.1165 | 195184.5323 | 158475.7939 | 172897.4348 | 149446.4415 | 161744.8335 | 144598.4366 | 171401.5615 | 145863.5479 | 167219.3159 | 169970.5195 | 152092.4795 | 179206.6235 | 155234.24 | 132701.1604 | 179032.8897 | 146868.5404 | 159796.8314 | 140487.489 | 127851.6819 | 168661.9467 | 159940.2318 | 157036.8894 | 153723.1667 | 166823.6656 | 144946.2658 | 134430.5527 | 151912.1408 | 117293.4553 | 186236.4265 | 146657.8914 | 159966.4356 | 164388.0451 | 148361.8146 | 153815.6055 | 153808.5486 | 141802.1672 | 170485.4273 | 156374.5438 | 154460.29 | 147276.7536 | 131781.3046 | 160974.3599 | 168689.0523 | 134265.1913 | 159049.4638 | 172575.0341 | 170876.15 | 139452.3227 | 173027.5049 | 142686.7974 | 168504.7021 | 185996.4693 | 136025.8687 | 136393.9131 | 142409.0632 | 177922.1521 | 173272.0568 | 166380.2623 | 157646.6753 | 147226.1124 | 142426.7531 | 188104.3722 | 127252.5723 | 162307.5342 | 167448.0115 | 149684.3591 | 158253.2208 | 173409.6108 | 181310.3393 | 154420.869 | 174537.2533 | 158524.3362 | 159148.3615 | 135417.6055 | 155692.1454 | 139011.7406 | 178485.7428 | 172469.0976 | 138342.6318 | 162245.1039 | 152626.6108 | 148999.5628 | 163577.3076 | 174318.7094 | 175710.7873 | 161628.5816 | 135458.214 | 155470.9004 | 154240.0184 | 143795.0808 | 156437.2331 | 166091.1519 | 172801.4141 | 152705.4429 | 145826.4105 | 140578.0392 | 163522.0352 | 169631.6342 | 142575.8349 | 161717.4966 | 148077.2864 | 152141.8328 | 127551.9581 | 157641.4502 | 140004.6943 | 145629.6937 | 155694.2603 | 146703.4124 | 142354.3867 | 158759.0518 | 151703.0421 | 166008.4437 | 128212.276 | 155569.0812 | 193458.2129 | 153047.4214 | 138315.7903 | 161074.4302 | 150634.6352 | 135807.9701 | 159350.0469 | 184391.0587 | 126434.7518 | 160300.3826 | 128900.2026 | 163946.8258 | 141924.8814 | 157492.3993 | 148451.8622 | 147103.3147 | 156865.2152 | 146377.2491 | 133326.821 | 152715.8211 | 151585.8851 | 131151.067 | 156858.3472 | 148632.9888 | 142765.8545 | 138850.2153 | 173893.1367 | 148082.4298 | 133473.556 | 161977.456 | 166355.7648 | 163143.0621 | 147386.1688 | 156413.0914 | 144608.02 | 144869.8795 | 155544.7435 | 154090.2138 | 131779.2702 | 155669.0405 | 172914.5269 | 164789.9744 | 146609.0865 | 165363.9247 | 177442.1646 | 144963.157 | 150303.2653 | 138898.2301 | 126977.5933 | 167761.9816 | 159746.2391 | 135996.6928 | 119598.3204 | 129824.0482 | 151462.263 | 139726.0246 | 151753.5082 | 159048.1653 | 163146.323 | 153879.935 | 144183.7844 | 144542.9595 | 157767.4528 | 161946.216 | 168787.5357 | 168807.317 | 138033.9771 | 161413.0551 | 182072.5213 | 151638.3069 | 180337.3358 | 161665.3913 | 171537.6398 | 127514.8727 | 148855.5023 | 143271.4523 | 151070.5403 | 127331.3819 | 178861.9329 | 143493.4987 | 127647.186 | 149217.9626 | 139640.4156 | 155578.0137 | 148199.3715 | 145299.9468 | 171950.5562 | 164619.9918 | 137447.504 | 161570.6108 | 141195.9826 | 174423.0449 | 143190.3787 | 165301.3212 | 176615.0029 | 164493.7664 | 153201.5066 | 166054.7705 | 158931.4724 | 144977.6483 | 159030.8135 | 162392.3353 | 145440.161 | 153221.1315 | 160095.9777 | 160452.6136 | 157860.3577 | 173158.8553 | 146046.693 | 136045.5807 | 158407.8135 | 156381.2109 | 143249.0654 | 143747.099 | 145280.1843 | 117421.4667 | 152271.6423 | 150430.1003 | 152056.0478 | 151070.7726 | 168953.0047 | 139129.3396 | 181595.1358 | 197277.4767 | 157306.2388 | 137297.6897 | 158909.5065 | 164414.4865 | 173389.6298 | 176824.7296 | 141245.8074 | 158038.0269 | 132848.7889 | 150236.5372 | 137632.5049 | 154028.0547 | 138724.0485 | 168377.9035 | 147733.3785 | 160506.1571 | 165004.7422 | 159959.3713 | 162794.1558 | 143138.3377 | 135052.2014 | 156327.5853 | 161273.1748 | 147009.1123 | 162919.8282 | 168026.017 | 160211.7632 | 123029.8303 | 139003.2565 | 169158.3086 | 166707.3657 | 165975.1641 | 134313.4722 | 142733.495 | 169188.8542 | 137011.1879 | 147810.2266 | 155434.0593 | 158839.8987 | 152935.1968 | 177492.9185 | 153215.4434 | 183780.5238 | 132418.3125 | 159406.3829 | 152196.5741 | 145751.1869 | 193782.336 | 140413.8432 | 179827.6258 | 154600.2567 | 154948.4724 | 165575.9813 | 146608.0488 | 149281.0257 | 172327.6433 | 146772.2742 | 121027.3506 | 163733.725 | 153534.9509 | 143834.0828 | 157121.7231 | 149067.9401 | 189244.787 | 163927.9107 | 174198.9478 | 163999.3752 | 170188.9986 | 137412.1446 | 145369.8723 | 176599.859 | 177191.1451 | 126946.274 | 143761.4201 | 160897.2383 | 158836.3921 | 148939.3902 | 150878.3688 | 149171.2966 | 159290.6573 | 182040.5717 | 162323.1656 | 134001.8298 | 150153.5415 | 148102.8565 | 121951.6814 | 149668.3684 | 142467.487 | 168415.7527 | 166145.0668 | 130571.6389 | 139477.5006 | 167621.8908 | 147698.7832 | 165449.8402 | 144560.5216 | 138593.6189 | 141803.3918 | 147909.3109 | 164288.2304 | 162380.8445 | 119889.3822 | 166969.66 | 146395.6736 | 184026.129 | 128325.9639 | 145783.3463 | 164177.5562 | 131848.26 | 142408.5729 | 164171.5866 | 148626.583 | 128412.0517 | 133074.4709 | 138855.6327 | 154895.8885 | 165147.27 | 140392.25 | 161376.0792 | 137770.335 | 160093.4994 | 152891.225 | 178393.3383 | 160999.9339 | 171215.6228 | 180625.0472 | 152515.8281 | 174088.4417 | 152077.8158 | 172904.4976 | 164623.0717 | 179982.1408 | 170476.7862 | 166182.2416 | 150230.2039 | 142679.4227 | 154480.3658 | 143220.4793 | 153079.0502 | 133775.6638 | 144782.9059 | 162489.2012 | 144163.6661 | 136698.4025 | 131662.347 | 158882.0802 | 152099.2708 | 184234.441 | 163904.1166 | 136322.6306 | 162900.9503 | 174655.4283 | 140352.6024 | 162651.996 | 161503.1026 | 164702.2867 | 149191.357 | 150799.9448 | 157817.5707 | 123010.2486 | 169511.1224 | 156882.7442 | 134939.0352 | 147852.9361 | 135392.6038 | 138632.143 | 156757.608 | 144553.4526 | 195468.4511 | 176817.9213 | 169168.0953 | 185648.9896 | 135692.5578 | 171306.1768 | 131758.8858 | 119302.7022 | 184582.8956 | 162778.6531 | 166627.6532 | 139690.8847 | 189757.7422 | 166325.4465 | 169545.4429 | 159023.299 | 135746.5798 | 160661.8059 | 125270.8775 | 167277.7858 | 161077.3502 | 143351.5451 | 172800.3643 | 148301.185 | 149620.3262 | 174346.3484 | 175783.6852 | 165250.6161 | 150825.418 | 168449.2781 | 174929.3663 | 188076.9574 | 165323.7532 | 179143.9804 | 171554.4854 | 140198.3477 | 143641.2636 | 159681.5568 | 139297.0734 | 163577.072 | 125276.6752 | 171439.0122 | 165256.8338 | 135872.8716 | 124660.3808 | 146550.3131 | 157084.6147 | 160679.1236 | 166204.1136 | 189347.5837 | 140122.9297 | 163642.1376 | 174729.7904 | 131793.3708 | 161466.9581 | 182058.6115 | 147422.6814 | 157469.9902 | 164587.8977 | 139487.8745 | 144028.9362 | 167643.5181 | 128541.4794 | 166041.2659 | 148856.9925 | 161311.9868 | 158749.0826 | 160615.9844 | 144882.3674 | 138956.6791 | 160237.5682 | 158934.1522 | 150705.2003 | 175034.6519 | 184017.8686 | 178148.0405 | 135244.7241 | 157903.8931 | 156190.9461 | 163227.9352 | 174409.9196 | 159716.7321 | 157819.736 | 179907.925 | 150479.7392 | 140054.1945 | 151174.7935 | 159026.5005 | 161420.0932 | 141507.1154 | 131585.4025 | 139568.5037 | 146015.5392 | 138661.3077 | 136592.4891 | 151893.698 | 159983.7712 | 141817.4347 | 153121.6029 | 97263.5769 | 162746.7249 | 145434.9487 | 146270.8937 | 163017.1471 | 146134.9636 | 168278.7532 | 153557.8615 | 170365.2035 | 141858.0366 | 163439.2855 | 131713.2714 | 127476.9201 | 144724.9122 | 160759.3972 | 153819.101 | 165766.1276 | 176020.1493 | 181599.9573 | 155038.4405 | 159105.7684 | 174453.1337 | 147008.4227 | 141419.9576 | 128012.9626 | 151641.2312 | 154378.0084 | 115770.8717 | 145617.0991 | 142811.3547 | 154294.8076 | 174968.7943 | 187292.8537 | 151871.2615 | 169619.251 | 154371.8194 | 170143.4925 | 149029.4989 | 135001.0087 | 164805.3827 | 158632.2117 | 178701.7134 | 173099.9534 | 147761.7734 | 169954.6858 | 145098.0372 | 154447.7181 | 174643.3576 | 155032.3119 | 149624.8215 | 168816.0377 | 156890.7594 | 169249.7289 | 173218.3913 | 150871.7638 | 155661.6047 | 158100.2316 | 114782.2614 | 127555.6623 | 167032.1963 | 154466.9171 | 134441.5061 | 174453.3503 | 138968.4051 | 140114.8417 | 150647.1751 | 147084.0812 | 174728.9782 | 161192.3681 | 137700.9741 | 135354.9782 | 146641.614 | 134007.2598 | 125038.3461 | 149810.568 | 126998.0011 | 170977.3976 | 154083.3818 | 158321.3178 | 161234.9548 | 180078.9917 | 163720.6767 | 160502.7757 | 150880.9812 | 168619.4725 | 137566.9636 | 151625.4399 | 156495.7306 | 139030.0813 | 167097.3895 | 160027.3706 | 154835.3693 | 140157.6268 | 122125.2336 | 134708.6728 | 146373.7019 | 143189.9212 | 185622.755 | 176434.6048 | 135582.6491 | 161193.7253 | 129719.9235 | 137565.1513 | 165425.4952 | 139394.0919 | 190574.9075 | 134259.2671 | 159867.7334 | 170291.1248 | 141505.6987 | 159257.8109 | 179678.0382 | 159511.6743 | 165976.6017 | 160816.1415 | 164699.7682 | 155608.063 | 133615.7909 | 120916.9792 | 132304.0986 | 125597.4272 | 173098.3745 | 150795.7335 | 159140.635 | 146899.9342 | 142348.658 | 124439.259 | 155000.0635 | 134366.1663 | 141571.0341 | 156777.538 | 160182.2649 | 168819.6841 | 171140.6861 | 157772.5346 | 138580.1091 | 178722.7698 | 178822.0664 | 168099.3164 | 156634.0696 | 169184.858 | 143272.8077 | 156824.1349 | 138646.4976 | 170463.9991 | 144274.1249 | 154174.6017 | 156903.8366 | 123843.6964 | 157802.1472 | 118195.8125 | 159965.1642 | 138506.8448 | 158497.2909 | 153440.022 | 135148.851 | 166310.7115 | 193078.673 | 166132.8885 | 132625.447 | 172187.0607 | 161269.794 | 159326.7648 | 149944.7617 | 156536.0675 | 176625.7339 | 163026.3303 | 156447.8203 | 141155.132 | 154615.537 | 170234.6149 | 127768.3141 | 143843.7281 | 141223.4815 | 155234.6584 | 137414.3567 | 169416.2525 | 176498.55 | 115442.6413 | 117794.2153 | 157220.2454 | 147744.6714 | 146582.5826 | 151330.8062 | 140611.658 | 183352.6705 | 155027.6347 | 142748.4363 | 139115.7376 | 150546.7832 | 140549.4805 | 162422.1726 | 147932.634 | 168597.3016 | 132737.8144 | 135334.0297 | 186074.8344 | 155245.2464 | 152012.5419 | 127372.8508 | 137090.652 | 182601.4436 | 179433.2955 | 169446.194 | 183048.3192 | 150938.8264 | 185067.0087 | 151911.8284 | 154344.8067 | 159011.6953 | 186487.2151 | 155858.1819 | 161544.9819 | 142437.5195 | 165981.8748 | 166573.8152 | 158219.162 | 123626.4764 | 170565.415 | 152525.8797 | 140919.0523 | 168020.1186 | 146081.0335 | 145746.8159 | 125400.2824 | 146795.3332 | 167316.7864 | 165465.1414 | 163345.0283 | 176853.4865 | 158645.6092 | 147618.2196 | 147194.529 | 147937.1373 | 130908.3414 | 148578.5994 | 144151.923 | 153953.9919 | 175330.0796 | 144252.4063 | 150487.5439 | 146098.8072 | 156620.3862 | 131581.9528 | 173730.0757 | 162605.4072 | 157132.1905 | 148396.5968 | 144376.7825 | 153251.0075 | 152977.6697 | 152981.2702 | 148154.9452 | 154163.7848 | 146337.0738 | 158194.6524 | 164620.8979 | 145268.5312 | 130501.9335 | 155370.4583 | 150724.3613 | 142326.7987 | 147518.6361 | 159088.8889 | 153642.6447 | 160096.1877 | 149540.6576 | 141302.9592 | 167083.3963 | 162425.9761 | 152393.8087 | 177194.0689 | 146548.8371 | 171389.1269 | 144657.3485 | 169731.6667 | 129260.537 | 161568.5388 | 149200.249 | 173172.6952 | 171515.0137 | 120673.7861 | 147886.1854 | 138301.4607 | 189675.4385 | 186336.5207 | 155396.007 | 146717.2068 | 149436.4356 | 153665.6478 | 158018.0603 | 156295.3637 | 158414.6739 | 139019.6888 | 138834.1312 | 158150.1512 | 157482.8491 | 124248.1315 | 173111.1812 | 123127.8575 | 151845.5111 | 155979.0021 | 154002.3517 | 151738.6287 | 145493.9706 | 176463.1011 | 133692.3285 | 122396.0345 | 170592.8863 | 135892.2999 | 172005.0673 | 170513.4109 | 162410.4485 | 144648.3933 | 134742.061 | 150520.7885 | 159972.9958 | 140538.3494 | 149280.5474 | 148907.7965 | 173098.5541 | 139765.0339 | 132052.9838 | 185333.3145 | 178251.9749 | 148246.5381 | 162915.0544 | 147581.1424 | 174226.8283 | 140483.3542 | 139011.3847 | 185419.2333 | 139877.9312 | 171937.5596 | 158321.9943 | 159829.6509 | 135447.2393 | 149196.0254 | 165581.7958 | 143770.2904 | 126951.5151 | 162912.5794 | 143402.7512 | 140521.3714 | 171625.2507 | 141834.8401 | 133709.2803 | 146359.866 | 164618.9502 | 155177.6545 | 161361.4707 | 135665.3518 | 148802.642 | 133014.0509 | 152534.694 | 157371.0035 | 156835.9315 | 146184.9328 | 176785.1231 | 174205.4203 | 156209.5254 | 167186.3016 | 162305.262 | 155123.5569 | 148133.342 | 163644.6351 | 155799.8587 | 153091.7366 | 142153.0063 | 172060.7764 | 161010.1913 | 177466.5841 | 137733.6911 | 155092.3595 | 147825.3934 | 172302.6926 | 163114.7957 | 125279.9151 | 141474.6239 | 150480.9312 | 125814.2785 | 158446.0305 | 159817.5884 | 162442.4205 | 169367.6553 | 120052.3762 | 163876.8275 | 147202.0195 | 158262.8491 | 147696.7167 | 143456.8216 | 170766.0372 | 156250.9755 | 171020.8754 | 185374.699 | 149288.4409 | 168408.1081 | 150876.3201 | 144560.4701 | 147460.2246 | 154434.1955 | 165355.0993 | 143866.1383 | 129863.8199 | 151395.5006 | 189202.0173 | 159563.6012 | 149403.1262 | 141491.376 | 152979.8048 | 130244.7236 | 146795.827 | 163966.645 | 159135.8665 | 155643.1969 | 160451.1818 | 170639.3666 | 145504.9836 | 139629.5964 | 153704.0092 | 144253.2398 | 137293.5177 | 157440.8659 | 164198.4966 | 186995.9092 | 167352.5108 | 172940.2447 | 161122.4637 | 181785.4248 | 164972.6219 | 152457.8608 | 131052.0064 | 171377.6378 | 153145.0292 | 151325.3248 | 167868.481 | 169907.936 | 149605.1199 | 185803.0825 | 146421.1964 | 114010.3865 | 133070.7801 | 151561.6414 | 165909.484 | 174478.4443 | 152036.0521 | 156147.6465 | 148542.6623 | 179787.2733 | 134143.2878 | 155061.9299 | 154313.2213 | 153841.1819 | 138527.998 | 171498.6523 | 149510.4076 | 124927.8433 | 127519.875 | 159665.7202 | 162820.6291 | 146132.5546 | 158947.9667 | 127449.5573 | 141896.8757 | 155048.5282 | 162918.1085 | 139393.2781 | 147803.9545 | 149937.1243 | 147629.3092 | 160289.6606 | 148627.0353 | 163182.2534 | 154338.5589 | 144492.899 | 145709.3469 | 163389.1864 | 153269.677 | 117863.4538 | 151080.4086 | 153064.8148 | 138118.4875 | 165162.2496 | 174966.6797 | 163122.7905 | 137023.377 | 140231.5877 | 139128.8819 | 147430.61 | 154721.7626 | 181392.3625 | 180457.1634 | 129967.3681 | 155345.5144 | 151243.9773 | 163862.5782 | 159169.8241 | 132475.8726 | 136606.6688 | 159546.123 | 157688.3627 | 147060.267 | 149566.7699 | 148624.6451 | 155480.3762 | 139706.2978 | 144110.4014 | 152933.7871 | 157867.4818 | 138737.0386 | 153378.457 | 142165.6323 | 175431.636 | 152838.8166 | 151784.4909 | 174446.6212 | 144047.5916 | 135512.1448 | 164149.1823 | 152968.1786 | 159758.4576 | 141228.4527 | 121992.5249 | 181327.2827 | 142589.2649 | 164206.0495 | 174283.1608 | 152231.1062 | 161256.9892 | 165526.9421 | 174353.4158 | 128075.8896 | 157654.8456 | 148088.9623 | 165616.3358 | 148969.5244 | 150451.9835 | 170920.0374 | 146426.4715 | 179054.2603 | 137567.6061 | 161724.4532 | 153215.5826 | 146347.8697 | 151705.9172 | 193122.0332 | 159714.2022 | 153625.3018 | 165379.9824 | 157982.106 | 162948.7057 | 182053.736 | 151718.8162 | 146427.1218 | 135850.04 | 152757.56 | 163512.1184 | 151376.0194 | 125384.8756 | 161274.6607 | 160555.9051 | 181458.4508 | 156849.1916 | 139968.8576 | 126683.7943 | 169031.0623 | 173057.8245 | 139577.7651 | 157167.3433 | 143983.0906 | 153887.7909 | 156047.3885 | 160893.9734 | 153702.183 | 153656.9591 | 164224.1803 | 148464.3537 | 131784.4529 | 169196.6419 | 162338.4996 | 154171.3685 | 145224.3149 | 139276.5723 | 136813.9538 | 140985.3824 | 151513.4703 | 136377.0045 | 146496.7463 | 164598.769 | 156341.1773 | 164638.8659 | 155456.1647 | 158180.468 | 179118.8874 | 152153.8617 | 162922.5071 | 154179.3792 | 179111.1142 | 171075.025 | 148654.1094 | 186391.2182 | 156693.5279 | 141272.5813 | 145430.191 | 148009.2726 | 161356.3906 | 130400.6116 | 141063.6833 | 139293.8115 | 159284.376 | 161543.9633 | 130119.3863 | 133917.4033 | 149784.9305 | 175172.0352 | 153427.8945 | 171570.2729 | 153555.0183 | 151208.9161 | 147139.6684 | 123418.8104 | 168404.3109 | 174128.8598 | 167304.3152 | 159528.7167 | 182673.2734 | 188451.0455 | 191835.3234 | 150400.687 | 143355.6125 | 156234.5795 | 145615.7611 | 158402.7189 | 132903.2712 | 171887.3716 | 139403.8359 | 162464.877 | 150852.0038 | 167459.5708 | 146727.0549 | 157075.7878 | 139144.9398 | 143107.3439 | 163825.4407 | 158300.1241 | 138518.1323 | 150042.2935 | 174820.5083 | 129720.6322 | 151487.6011 | 156665.6029 | 183433.3323 | 161641.5281 | 165944.1861 | 164713.1688 | 158573.1105 | 134917.9615 | 178314.2791 | 147174.2715 | 144200.7523 | 113801.3418 | 163256.6864 | 167070.1279 | 174597.7872 | 157458.3302 | 160942.8633 | 164820.9277 | 153482.1837 | 135854.6898 | 140535.3867 | 168742.6232 | 150145.0506 | 174567.2846 | 196722.1655 | 144039.547 | 156060.7005 | 178585.7346 | 127766.4135 | 134417.5437 | 141892.2268 | 187519.9413 | 160017.8539 | 181112.4298 | 148370.9768 | 161572.5436 | 135714.9677 | 142673.9299 | 162895.4004 | 126268.7506 | 155401.8481 | 131253.5951 | 143208.4514 | 171551.6411 | 140526.1406 | 139466.4092 | 119638.5324 | 136665.4506 | 142164.6906 | 148239.6316 | 151085.7703 | 138246.4177 | 172108.3189 | 148217.5994 | 130946.2517 | 152767.8668 | 168628.0063 | 152144.0074 | 160153.2764 | 173137.3492 | 146425.7641 | 180682.7798 | 166522.0623 | 163563.8649 | 141817.3637 | 138676.8266 | 141873.8756 | 163375.6351 | 121048.3174 | 169954.011 | 151950.5718 | 136481.0547 | 149302.9325 | 122031.2636 | 129114.0529 | 153949.1715 | 176936.7753 | 152001.1871 | 161798.7464 | 153424.0514 | 170999.8855 | 143977.9405 | 121627.3407 | 156276.5693 | 135446.596 | 137336.6063 | 159145.9861 | 160539.6223 | 133890.2384 | 144869.0808 | 137636.0168 | 126129.0305 | 164537.7884 | 147584.2788 | 141723.2428 | 150323.6003 | 172234.4349 | 154396.7945 | 169323.4538 | 155583.1348 | 154848.69 | 157328.2836 | 137508.4515 | 166264.1266 | 187560.3776 | 180478.4637 | 158530.5924 | 140745.1026 | 142529.7 | 160543.5107 | 166503.55 | 134619.7412 | 172126.8657 | 153871.5196 | 133939.9964 | 163128.321 | 171245.13 | 160610.1004 | 148931.4788 | 190119.6971 | 121968.8438 | 159761.6719 | 154252.1326 | 173463.9746 | 108432.5732 | 155914.6213 | 153702.5302 | 199740.8424 | 131189.2127 | 137975.198 | 149907.577 | 174273.8001 | 146203.917 | 157798.3124 | 131913.1931 | 145325.0709 | 153854.5809 | 148145.7975 | 210896.2561 | 163398.8881 | 183685.6091 | 138689.5494 | 140490.5473 | 155439.9886 | 143747.7588 | 157911.2047 | 157186.3433 | 147762.1699 | 135410.6544 | 166959.0839 | 120430.1702 | 141059.6007 | 157912.0988 | 162281.0816 | 181235.7169 | 172924.3033 | 161443.3168 | 128438.95 | 161154.3408 | 140137.3366 | 155218.7128 | 141135.8163 | 166872.8644 | 160215.4914 | 149115.9763 | 164734.5245 | 165936.8493 | 176733.2414 | 166813.3433 | 176902.0392 | 167542.8265 | 171359.257 | 155648.2979 | 140589.6564 | 167477.7077 | 144816.7986 | 152286.4017 | 149277.0889 | 137442.7455 | 173190.6598 | 158274.8549 | 172396.118 | 142695.3366 | 158863.2646 | 166979.6481 | 150873.6925 | 162373.5919 | 160024.8586 | 176928.5606 | 170966.0289 | 158423.0044 | 164119.4258 | 142840.1617 | 136280.589 | 154187.0312 | 138392.9943 | 142012.3279 | 132444.6374 | 164653.8423 | 177281.7424 | 128298.2253 | 166795.9185 | 139713.5732 | 180663.6769 | 136109.8969 | 194429.6778 | 157065.3388 | 151880.4241 | 136742.4103 | 176705.7059 | 152639.8148 | 168678.9975 | 154681.5234 | 143823.2333 | 140647.1515 | 159489.4163 | 152352.8949 | 142022.4061 | 147088.5717 | 127901.5648 | 135208.4902 | 118462.0249 | 162658.6888 | 140378.2856 | 153347.2511 | 119706.1298 | 133442.1612 | 164158.424 | 154872.8641 | 148527.5244 | 137457.3615 | 148728.5738 | 154720.8488 | 160279.2932 | 152549.5565 | 169979.5474 | 155637.6484 | 149587.9956 | 145424.2946 | 152122.3765 | 157220.6493 | 152945.7662 | 129259.0315 | 164774.5563 | 147198.1093 | 157305.8904 | 140363.519 | 125247.4335 | 139772.5216 | 162387.5422 | 154335.0218 | 143121.3612 | 140521.7082 | 144197.5158 | 155343.5947 | 129679.1411 | 161027.4115 | 176589.9871 | 144753.4188 | 155403.5921 | 161749.5278 | 152404.4326 | 182456.2147 | 167764.5021 | 160859.5366 | 171209.5038 | 176766.6068 | 167735.9232 | 157489.5431 | 172943.4715 | 157823.1542 | 144308.9312 | 142998.327 | 154123.4218 | 161744.888 | 141675.0135 | 175953.0454 | 145245.839 | 183897.5595 | 161584.8146 | 151886.2146 | 173336.1419 | 178975.9012 | 148464.7507 | 151783.7938 | 151762.2284 | 166763.0801 | 150393.2121 | 171813.9963 | 175171.1604 | 174621.1425 | 142779.208 | 136249.809 | 144952.4412 | 159484.6474 | 144911.4915 | 138638.7648 | 187668.0877 | 110703.1528 | 159076.5686 | 153256.7391 | 146255.3174 | 152593.7527 | 156079.9925 | 157714.9021 | 210053.1281 | 159930.0027 | 161463.6058 | 146797.2523 | 137938.5996 | 135488.3223 | 123694.4501 | 156402.338 | 152778.1912 | 161414.7842 | 139571.2855 | 139855.9256 | 142444.1368 | 142562.3954 | 153834.4395 | 154021.8812 | 146587.5921 | 165580.8103 | 145418.5085 | 138759.2098 | 140629.2732 | 144492.7645 | 151468.8436 | 151657.8731 | 144333.575 | 150949.6117 | 149654.3659 | 169378.4595 | 166126.5933 | 187462.9772 | 194601.6525 | 150246.3826 | 161085.2929 | 141802.8689 | 133199.6281 | 175201.8051 | 141636.6538 | 179580.3518 | 129701.352 | 157923.3877 | 151774.5873 | 175561.149 | 163329.2075 | 148960.1696 | 138098.6581 | 142158.1957 | 153828.596 | 148528.1476 | 135663.3485 | 132903.2491 | 147823.6421 | 126602.4486 | 184889.6496 | 147432.1309 | 145054.7177 | 159416.6839 | 148498.2647 | 152426.8704 | 149200.1402 | 152318.1183 | 153204.4052 | 148848.333 | 126540.3332 | 157694.5591 | 145822.7553 | 146076.3616 | 136125.8203 | 184941.2287 | 172834.3415 | 143468.4815 | 132113.6416 | 151466.1734 | 162166.1848 | 145460.2716 | 133860.8926 | 174981.7935 | 157103.6183 | 173731.9674 | 149810.2761 | 152731.652 | 152622.0953 | 145330.242 | 157064.1689 | 135701.1774 | 184538.6605 | 149938.3166 | 148439.8435 | 159865.8081 | 144916.6497 | 153492.4228 | 165897.6146 | 164013.2517 | 157777.3828 | 171725.7299 | 141203.406 | 165296.3072 | 137322.8082 | 141857.07 | 143606.6964 | 157386.8676 | 168299.8838 | 165177.8454 | 140784.6494 | 167751.5148 | 120137.3993 | 139273.9337 | 144324.5244 | 145892.2486 | 151504.7384 | 155515.5371 | 165749.8795 | 150760.2834 | 153289.3479 | 180675.3231 | 146208.4326 | 162825.0179 | 128586.0507 | 172699.7047 | 138697.4644 | 148106.7071 | 170903.0496 | 170998.4608 | 185526.4495 | 132214.6528 | 162115.2562 | 133853.6144 | 148216.7412 | 167719.1382 | 141640.0584 | 124990.2109 | 170182.1799 | 159046.0077 | 165612.5685 | 163650.8639 | 143504.7497 | 128573.0787 | 153378.9663 | 154484.2588 | 157434.0163 | 125736.6981 | 158196.6244 | 150123.0775 | 141980.3398 | 170974.1034 | 159490.1197 | 156142.1871 | 146196.228 | 107052.9469 | 189236.5751 | 127011.5571 | 160865.7346 | 178730.7763 | 137835.8975 | 137314.0004 | 170901.0966 | 158989.1559 | 150004.0751 | 161528.7545 | 143957.6376 | 157322.8231 | 138093.4786 | 156456.9671 | 151028.1727 | 149902.7992 | 145950.6986 | 168742.4466 | 141159.1184 | 146828.183 | 166874.0753 | 149846.9123 | 141398.2627 | 153301.5411 | 155303.1752 | 159635.4288 | 149053.2824 | 144311.0111 | 172478.0659 | 158129.4291 | 124190.8455 | 140228.8304 | 178112.1845 | 183253.8794 | 137979.3291 | 159809.4037 | 162283.6138 | 177054.2232 | 139362.1074 | 153248.2292 | 139332.0322 | 156942.7132 | 130880.6632 | 174241.3227 | 129246.2421 | 158182.4079 | 141226.7242 | 116264.5687 | 174768.8888 | 164497.3864 | 137193.7283 | 153977.7772 | 151044.9484 | 136763.5238 | 179532.6256 | 149425.3035 | 178089.0709 | 183822.7455 | 141934.0404 | 151787.2026 | 137228.004 | 148150.6742 | 140277.105 | 171559.0141 | 167389.1951 | 153566.7727 | 153101.881 | 169743.9204 | 136091.845 | 165211.3472 | 166891.2769 | 147610.8193 | 173314.9822 | 140893.1597 | 156772.6831 | 150318.3373 | 156220.0152 | 150936.3972 | 201692.3404 | 177446.4866 | 139711.3267 | 174154.9752 | 149001.9064 | 150565.7717 | 141198.5739 | 145783.7649 | 129361.9235 | 167244.9458 | 164156.2714 | 148979.5989 | 135850.7304 | 174959.935 | 172101.3157 | 184209.2952 | 159720.6191 | 135972.9792 | 163958.5906 | 159505.1624 | 158114.1643 | 186989.5681 | 157388.2108 | 133771.0679 | 134050.8838 | 158185.5084 | 113552.2591 | 141425.1605 | 157296.6134 | 145300.1962 | 172928.9684 | 159238.1498 | 158189.9034 | 178218.9718 | 170716.1585 | 165502.8455 | 176861.8836 | 149312.1105 | 116844.2588 | 144572.5528 | 184970.3095 | 144272.1665 | 137524.7601 | 149094.6229 | 156472.2641 | 122417.8698 | 160049.5547 | 153580.545 | 168812.3992 | 161129.4869 | 151132.3599 | 164776.9782 | 163662.1493 | 152298.6838 | 151057.2652 | 162280.5315 | 141604.4299 | 155642.5092 | 165746.9196 | 155443.2656 | 116631.1389 | 121389.3367 | 147487.6182 | 161224.6834 | 146403.0103 | 157449.6878 | 172335.3961 | 157984.0753 | 123245.1329 | 162942.8939 | 157768.6273 | 143545.8845 | 167683.423 | 190764.3304 | 155048.1694 | 174119.7835 | 152519.4642 | 172493.3156 | 157562.4195 | 133674.4612 | 134528.3446 | 172634.7359 | 142551.647 | 127527.0016 | 119439.1272 | 119656.4026 | 164519.4809 | 150751.9111 | 141031.5168 | 159063.3763 | 163092.3865 | 191236.3941 | 165435.6608 | 129416.1594 | 153288.3844 | 140770.5659 | 154288.6241 | 135470.4939 | 170703.1052 | 166485.972 | 142720.9205 | 163731.2871 | 121504.3091 | 155536.8186 | 148639.7483 | 155088.883 | 160984.494 | 149735.4734 | 143416.2284 | 169251.5855 | 164501.9094 | 151403.2807 | 139663.6106 | 147457.659 | 173458.8767 | 146656.7454 | 149731.7023 | 173451.9008 | 147245.2382 | 158909.3273 | 144178.3895 | 165384.808 | 152857.1907 | 169874.9222 | 132734.2432 | 148713.8832 | 117614.105 | 151980.4948 | 145962.7863 | 158582.8224 | 148122.1808 | 172606.3921 | 139741.2619 | 184677.6723 | 152773.5231 | 154616.6166 | 152554.7089 | 151310.4429 | 169694.3216 | 164240.2245 | 170743.1265 | 154822.9004 | 178207.969 | 123908.5921 | 157322.8372 | 140436.484 | 150722.5013 | 150587.1963 | 159811.4035 | 164146.8587 | 162679.3754 | 144141.5422 | 158358.8081 | 122947.6216 | 154185.1478 | 143092.8114 | 137936.0154 | 180518.3903 | 135967.3844 | 142966.0448 | 121329.9853 | 127766.7469 | 140209.0728 | 150554.2698 | 180040.6956 | 136962.4766 | 151089.5238 | 142622.8092 | 168205.2488 | 135441.7587 | 145420.4583 | 156750.5217 | 145773.4853 | 172291.3915 | 151808.6289 | 137389.0064 | 137487.0932 | 149012.0297 | 143352.2358 | 180232.6303 | 144071.2697 | 167436.3192 | 157165.383 | 161513.5006 | 133480.3013 | 167431.8289 | 172935.7368 | 164909.4935 | 159762.8688 | 124906.4803 | 169347.4919 | 161442.3097 | 159162.403 | 165508.6055 | 165711.4162 | 152212.0766 | 112269.9327 | 185126.8415 | 154706.56 | 170473.8126 | 178073.6932 | 155851.2894 | 138409.2625 | 137694.4969 | 147274.5356 | 173902.4339 | 144403.3274 | 167050.7881 | 137549.1185 | 130624.472 | 165864.1478 | 144277.0299 | 153325.7619 | 178870.446 | 144544.8726 | 161228.9131 | 174668.5096 | 148862.9702 | 177641.2708 | 161613.6427 | 176480.2772 | 162708.8305 | 143704.6949 | 170821.8596 | 145863.2342 | 167171.5619 | 138678.3433 | 125283.7131 | 170439.4832 | 132007.311 | 152046.0695 | 150512.9909 | 127264.7938 | 153127.0967 | 136954.6337 | 155624.7 | 149537.4761 | 157652.2717 | 141214.5057 | 166751.4805 | 164451.3631 | 169898.7059 | 190076.3976 | 145065.6637 | 150602.9098 | 146504.9663 | 121154.6039 | 152947.5557 | 154439.4105 | 174918.0233 | 160455.3512 | 168147.6059 | 192953.1511 | 175084.9472 | 172419.9599 | 140797.4624 | 171997.1603 | 147231.6214 | 144199.574 | 171514.1766 | 161825.5859 | 164442.7183 | 167970.2009 | 153610.2365 | 164399.4439 | 145934.2263 | 161703.3377 | 144694.0469 | 158384.7893 | 134215.3379 | 167430.418 | 154655.9499 | 157094.1256 | 155912.8686 | 143806.853 | 143458.1303 | 150391.3036 | 142530.4039 | 165090.9969 | 167783.7386 | 152365.6587 | 130790.8128 | 136921.1811 | 152386.5437 | 132438.3815 | 121243.5388 | 144830.9412 | 131854.0205 | 166725.0056 | 171770.9841 | 153465.9627 | 150755.9719 | 149309.8809 | 164031.0605 | 144019.1881 | 160365.2457 | 142119.4026 | 139048.8802 | 186052.0042 | 153898.4495 | 153750.1219 | 127832.2094 | 157023.2569 | 146027.4696 | 143358.4481 | 169616.051 | 168298.3948 | 163371.3647 | 148060.0326 | 145504.8776 | 188880.7062 | 168115.0955 | 156751.7491 | 152060.9988 | 144468.8156 | 151926.202 | 170165.5124 | 172751.5038 | 155849.9637 | 147809.6041 | 138815.5568 | 134298.6307 | 162023.6814 | 123699.2265 | 121359.743 | 138519.6796
Droplet Diameter |  | normal | 1.8429e-06 | 1.8429e-07 | m | derived from Morawska et al. (2009); see Jones et al. (2021) for details |  | 2.135e-06 | 1.3211e-06 | 1.8943e-06 | 1.782e-06 | 1.9294e-06 | 1.9523e-06 | 1.8563e-06 | 1.717e-06 | 1.9572e-06 | 1.9099e-06 | 1.8968e-06 | 2.0514e-06 | 1.7783e-06 | 1.9155e-06 | 1.735e-06 | 1.6645e-06 | 1.8415e-06 | 2.1577e-06 | 1.8409e-06 | 1.6871e-06 | 1.7262e-06 | 2.1037e-06 | 1.6562e-06 | 1.8501e-06 | 2.0272e-06 | 1.8446e-06 | 1.9418e-06 | 1.8772e-06 | 1.8346e-06 | 1.7451e-06 | 2.1524e-06 | 1.4359e-06 | 1.9645e-06 | 1.5295e-06 | 1.8675e-06 | 1.8078e-06 | 1.7165e-06 | 2.146e-06 | 1.994e-06 | 1.7392e-06 | 1.713e-06 | 1.8268e-06 | 1.6808e-06 | 1.6043e-06 | 1.9013e-06 | 1.9219e-06 | 2.0991e-06 | 1.8747e-06 | 1.7894e-06 | 1.9107e-06 | 1.666e-06 | 1.7596e-06 | 1.6993e-06 | 1.9034e-06 | 1.5497e-06 | 2.1162e-06 | 2.0111e-06 | 1.8348e-06 | 2.0785e-06 | 2.0724e-06 | 1.9033e-06 | 1.8496e-06 | 1.8063e-06 | 1.9034e-06 | 1.3045e-06 | 1.9831e-06 | 1.9713e-06 | 1.4559e-06 | 2.0145e-06 | 1.9288e-06 | 1.7461e-06 | 1.7279e-06 | 2.0128e-06 | 1.9296e-06 | 1.875e-06 | 1.6163e-06 | 2.0187e-06 | 1.8201e-06 | 1.9706e-06 | 1.8978e-06 | 2.0281e-06 | 2.0176e-06 | 1.848e-06 | 1.8898e-06 | 2.0406e-06 | 1.972e-06 | 1.7772e-06 | 1.5558e-06 | 2.0708e-06 | 2.0198e-06 | 1.8736e-06 | 1.5859e-06 | 1.9031e-06 | 1.7627e-06 | 1.8521e-06 | 1.8535e-06 | 2.3489e-06 | 1.6847e-06 | 1.7725e-06 | 1.8623e-06 | 1.5667e-06 | 1.9659e-06 | 2.1225e-06 | 1.6722e-06 | 2.137e-06 | 1.8848e-06 | 1.7571e-06 | 1.7541e-06 | 2.0047e-06 | 1.5907e-06 | 1.7749e-06 | 1.7684e-06 | 1.9188e-06 | 1.7479e-06 | 2.1624e-06 | 1.8364e-06 | 2.3194e-06 | 2.118e-06 | 1.6704e-06 | 1.6404e-06 | 1.7292e-06 | 1.8631e-06 | 1.8683e-06 | 1.7489e-06 | 1.5528e-06 | 1.7192e-06 | 1.9165e-06 | 1.5081e-06 | 1.6898e-06 | 2.031e-06 | 1.9117e-06 | 1.7324e-06 | 2.0008e-06 | 1.7983e-06 | 1.6981e-06 | 1.8217e-06 | 2.3455e-06 | 1.8438e-06 | 1.7476e-06 | 2.0305e-06 | 2.0198e-06 | 1.631e-06 | 1.8022e-06 | 1.8213e-06 | 1.9766e-06 | 2.3712e-06 | 1.7334e-06 | 1.9924e-06 | 1.7342e-06 | 1.7248e-06 | 1.6305e-06 | 1.6554e-06 | 2.0496e-06 | 1.5997e-06 | 1.9284e-06 | 1.8748e-06 | 1.7062e-06 | 1.7872e-06 | 1.982e-06 | 1.832e-06 | 1.8755e-06 | 1.8496e-06 | 1.8543e-06 | 1.9362e-06 | 1.7315e-06 | 2.0175e-06 | 1.6926e-06 | 1.6593e-06 | 1.7914e-06 | 1.9482e-06 | 1.7846e-06 | 1.645e-06 | 1.8339e-06 | 1.9484e-06 | 1.6967e-06 | 1.534e-06 | 2.0861e-06 | 1.6124e-06 | 1.9356e-06 | 1.8628e-06 | 2.1698e-06 | 1.9242e-06 | 1.9061e-06 | 2.1715e-06 | 1.9649e-06 | 2.096e-06 | 1.7609e-06 | 2.1212e-06 | 1.9636e-06 | 1.9112e-06 | 2.0143e-06 | 1.7771e-06 | 2.209e-06 | 2.0212e-06 | 1.5656e-06 | 2.036e-06 | 1.7451e-06 | 1.7028e-06 | 1.8566e-06 | 1.746e-06 | 2.0494e-06 | 1.6821e-06 | 2.0364e-06 | 1.479e-06 | 1.4777e-06 | 2.0425e-06 | 1.967e-06 | 1.6079e-06 | 1.6746e-06 | 2.021e-06 | 2.0515e-06 | 1.4869e-06 | 1.8235e-06 | 2.1837e-06 | 1.7296e-06 | 1.7783e-06 | 2.1352e-06 | 1.5935e-06 | 1.6729e-06 | 2.0484e-06 | 1.9057e-06 | 1.6596e-06 | 1.7672e-06 | 1.6179e-06 | 1.8998e-06 | 1.9646e-06 | 1.6836e-06 | 1.8792e-06 | 1.8093e-06 | 2.1042e-06 | 1.7906e-06 | 1.5821e-06 | 1.8312e-06 | 1.8679e-06 | 2.0144e-06 | 1.8038e-06 | 1.8862e-06 | 2.0082e-06 | 1.6817e-06 | 1.9306e-06 | 1.7508e-06 | 1.8119e-06 | 1.9259e-06 | 1.7567e-06 | 2.0416e-06 | 2.1132e-06 | 2.0067e-06 | 1.9458e-06 | 1.7142e-06 | 1.7127e-06 | 1.8336e-06 | 1.5754e-06 | 1.9903e-06 | 1.7635e-06 | 1.9755e-06 | 2.1861e-06 | 1.8003e-06 | 1.6746e-06 | 1.688e-06 | 1.7157e-06 | 1.7167e-06 | 1.9182e-06 | 1.9802e-06 | 1.8888e-06 | 1.9825e-06 | 1.8547e-06 | 2.2732e-06 | 1.6437e-06 | 1.8265e-06 | 1.909e-06 | 1.9244e-06 | 1.9522e-06 | 2.0152e-06 | 1.7546e-06 | 1.5034e-06 | 1.4802e-06 | 1.9026e-06 | 1.6504e-06 | 2.0686e-06 | 1.7869e-06 | 1.7187e-06 | 1.8537e-06 | 1.7945e-06 | 1.591e-06 | 1.7359e-06 | 1.5857e-06 | 2.1226e-06 | 1.8491e-06 | 1.4931e-06 | 2.2173e-06 | 1.8725e-06 | 1.8374e-06 | 1.9818e-06 | 1.8485e-06 | 1.7646e-06 | 1.9178e-06 | 1.5567e-06 | 1.8217e-06 | 1.6427e-06 | 1.9359e-06 | 1.6083e-06 | 1.774e-06 | 2.1987e-06 | 1.8027e-06 | 1.8879e-06 | 1.8988e-06 | 1.7586e-06 | 1.8608e-06 | 1.877e-06 | 1.6778e-06 | 1.7457e-06 | 1.7908e-06 | 1.9173e-06 | 2.0133e-06 | 1.8617e-06 | 1.8054e-06 | 1.9307e-06 | 2.1504e-06 | 2.1889e-06 | 1.9809e-06 | 1.6392e-06 | 1.7617e-06 | 1.6337e-06 | 2.0195e-06 | 1.9737e-06 | 1.7243e-06 | 2.0176e-06 | 1.8971e-06 | 2.0875e-06 | 2.0431e-06 | 2.1081e-06 | 1.9624e-06 | 1.9626e-06 | 1.7327e-06 | 1.9026e-06 | 1.7216e-06 | 1.8898e-06 | 1.9136e-06 | 1.7862e-06 | 1.4927e-06 | 1.6888e-06 | 1.6752e-06 | 1.547e-06 | 1.7455e-06 | 1.8468e-06 | 2.0442e-06 | 1.9274e-06 | 1.7568e-06 | 1.8954e-06 | 2.1114e-06 | 1.6467e-06 | 1.7608e-06 | 1.9535e-06 | 1.8536e-06 | 2.0826e-06 | 1.7902e-06 | 1.4407e-06 | 1.6239e-06 | 1.7782e-06 | 2.015e-06 | 1.6667e-06 | 1.9355e-06 | 1.6316e-06 | 1.5594e-06 | 1.5937e-06 | 1.806e-06 | 1.5973e-06 | 2.0691e-06 | 1.6256e-06 | 1.8094e-06 | 2.129e-06 | 1.7387e-06 | 1.4781e-06 | 1.819e-06 | 1.7836e-06 | 1.7964e-06 | 2.0294e-06 | 1.6899e-06 | 1.8156e-06 | 2.0302e-06 | 1.8021e-06 | 2.1589e-06 | 2.0669e-06 | 1.6758e-06 | 1.773e-06 | 1.9733e-06 | 1.8916e-06 | 1.7647e-06 | 1.8868e-06 | 1.6991e-06 | 1.4042e-06 | 1.9057e-06 | 1.7878e-06 | 1.9159e-06 | 1.6988e-06 | 1.5731e-06 | 1.7703e-06 | 2.3665e-06 | 1.6605e-06 | 1.9622e-06 | 1.9156e-06 | 1.7725e-06 | 1.6152e-06 | 1.462e-06 | 1.6147e-06 | 1.7521e-06 | 1.5902e-06 | 1.8158e-06 | 1.6392e-06 | 1.7182e-06 | 1.7665e-06 | 2.0029e-06 | 1.4946e-06 | 1.5257e-06 | 1.6318e-06 | 2.1495e-06 | 1.8923e-06 | 1.7428e-06 | 1.7184e-06 | 1.6543e-06 | 1.899e-06 | 1.5157e-06 | 1.9148e-06 | 2.1022e-06 | 1.9074e-06 | 1.8874e-06 | 1.7588e-06 | 1.9551e-06 | 1.899e-06 | 1.9132e-06 | 1.6826e-06 | 1.9925e-06 | 1.7738e-06 | 1.609e-06 | 1.6227e-06 | 1.9142e-06 | 1.7473e-06 | 1.8015e-06 | 1.8964e-06 | 1.7334e-06 | 1.961e-06 | 1.7588e-06 | 1.7417e-06 | 1.8008e-06 | 1.5074e-06 | 1.8483e-06 | 2.0928e-06 | 1.9743e-06 | 1.5889e-06 | 1.9994e-06 | 1.8848e-06 | 2.1334e-06 | 1.5287e-06 | 1.9392e-06 | 1.548e-06 | 2.0075e-06 | 1.9335e-06 | 1.9967e-06 | 1.8645e-06 | 1.9253e-06 | 1.3538e-06 | 1.8411e-06 | 1.6658e-06 | 1.6492e-06 | 1.6798e-06 | 1.5914e-06 | 1.8889e-06 | 1.8688e-06 | 1.6698e-06 | 1.7613e-06 | 1.9618e-06 | 1.7473e-06 | 1.768e-06 | 1.829e-06 | 1.6301e-06 | 1.952e-06 | 2.1726e-06 | 1.5981e-06 | 1.7259e-06 | 1.5012e-06 | 1.865e-06 | 1.6024e-06 | 1.7006e-06 | 1.9053e-06 | 1.9302e-06 | 1.5996e-06 | 1.9166e-06 | 1.7243e-06 | 1.7875e-06 | 1.4654e-06 | 1.9695e-06 | 1.995e-06 | 2.085e-06 | 1.8885e-06 | 1.8069e-06 | 2.0335e-06 | 1.9093e-06 | 1.6126e-06 | 1.6677e-06 | 2.0835e-06 | 1.6968e-06 | 2.0087e-06 | 1.907e-06 | 1.9485e-06 | 1.7786e-06 | 2.0441e-06 | 1.8962e-06 | 1.596e-06 | 1.9524e-06 | 1.6313e-06 | 2.1315e-06 | 1.7804e-06 | 1.987e-06 | 2.0617e-06 | 2.0734e-06 | 1.7759e-06 | 1.8291e-06 | 1.9356e-06 | 1.8697e-06 | 1.3379e-06 | 1.6333e-06 | 1.8633e-06 | 1.6041e-06 | 1.8792e-06 | 2.0219e-06 | 1.7527e-06 | 1.9654e-06 | 1.924e-06 | 2.1197e-06 | 1.8224e-06 | 1.7071e-06 | 2.0158e-06 | 2.0219e-06 | 2.0691e-06 | 1.9138e-06 | 1.936e-06 | 1.6618e-06 | 1.3653e-06 | 1.8074e-06 | 1.7738e-06 | 1.5012e-06 | 1.7333e-06 | 1.7928e-06 | 1.671e-06 | 1.4529e-06 | 1.6855e-06 | 2.004e-06 | 2.0924e-06 | 1.6762e-06 | 1.9546e-06 | 2.036e-06 | 1.9526e-06 | 1.8508e-06 | 2.0991e-06 | 1.7572e-06 | 2.2783e-06 | 1.9433e-06 | 1.9125e-06 | 1.6224e-06 | 2.0415e-06 | 1.8249e-06 | 1.6031e-06 | 1.9414e-06 | 1.9221e-06 | 1.7805e-06 | 1.8745e-06 | 1.7586e-06 | 1.8932e-06 | 1.6268e-06 | 1.8473e-06 | 1.974e-06 | 2.0304e-06 | 2.0038e-06 | 1.826e-06 | 1.7877e-06 | 1.7006e-06 | 1.8368e-06 | 1.9486e-06 | 1.8564e-06 | 1.6646e-06 | 1.8458e-06 | 2.0019e-06 | 1.8861e-06 | 1.9636e-06 | 1.6194e-06 | 2.161e-06 | 2.1709e-06 | 1.6994e-06 | 1.8529e-06 | 1.6669e-06 | 1.7071e-06 | 1.8394e-06 | 1.4673e-06 | 2.0021e-06 | 1.7729e-06 | 1.7155e-06 | 2.0655e-06 | 1.6882e-06 | 1.9189e-06 | 1.7305e-06 | 1.7923e-06 | 2.0576e-06 | 1.9798e-06 | 1.6928e-06 | 1.6698e-06 | 2.0428e-06 | 1.8997e-06 | 1.706e-06 | 2.0532e-06 | 1.9424e-06 | 1.9719e-06 | 1.6306e-06 | 2.0677e-06 | 2.0954e-06 | 1.4106e-06 | 1.9401e-06 | 1.8203e-06 | 1.9338e-06 | 1.9706e-06 | 2.3435e-06 | 2.0392e-06 | 1.6243e-06 | 1.7383e-06 | 2.1265e-06 | 1.7909e-06 | 1.9271e-06 | 1.7701e-06 | 1.938e-06 | 1.7354e-06 | 1.6933e-06 | 2.0891e-06 | 1.6167e-06 | 1.6724e-06 | 1.3965e-06 | 1.7775e-06 | 1.8366e-06 | 1.9025e-06 | 1.8785e-06 | 1.7472e-06 | 1.8126e-06 | 1.6378e-06 | 1.7839e-06 | 1.576e-06 | 1.9793e-06 | 1.6515e-06 | 1.8862e-06 | 1.8385e-06 | 1.8605e-06 | 1.9088e-06 | 2.0399e-06 | 1.7621e-06 | 2.084e-06 | 1.7483e-06 | 1.9972e-06 | 1.9018e-06 | 1.8156e-06 | 2.2348e-06 | 1.743e-06 | 1.7635e-06 | 1.7921e-06 | 1.8891e-06 | 1.8233e-06 | 2.0464e-06 | 1.8597e-06 | 1.5527e-06 | 2.035e-06 | 1.6733e-06 | 1.8671e-06 | 1.4478e-06 | 2.4853e-06 | 1.8304e-06 | 2.0219e-06 | 1.588e-06 | 1.7463e-06 | 1.9477e-06 | 1.5104e-06 | 1.6926e-06 | 2.2057e-06 | 1.8274e-06 | 2.2522e-06 | 1.8333e-06 | 1.9432e-06 | 1.9546e-06 | 1.7877e-06 | 1.8468e-06 | 1.8643e-06 | 2.0387e-06 | 2.1236e-06 | 1.7368e-06 | 2.1162e-06 | 2.025e-06 | 2.1878e-06 | 1.6172e-06 | 2.0871e-06 | 1.9968e-06 | 1.6471e-06 | 1.9992e-06 | 1.8921e-06 | 1.7142e-06 | 1.8767e-06 | 1.9093e-06 | 1.7605e-06 | 1.7455e-06 | 2.0049e-06 | 1.6903e-06 | 2.0851e-06 | 1.535e-06 | 1.6773e-06 | 1.7982e-06 | 2.1446e-06 | 2.1236e-06 | 1.9199e-06 | 1.7167e-06 | 1.5575e-06 | 1.6506e-06 | 1.9579e-06 | 1.766e-06 | 2.1431e-06 | 2.0049e-06 | 1.5424e-06 | 2.0322e-06 | 2.185e-06 | 1.541e-06 | 2.343e-06 | 1.8635e-06 | 1.6802e-06 | 1.697e-06 | 1.7955e-06 | 1.8146e-06 | 1.5418e-06 | 1.9177e-06 | 1.662e-06 | 1.9464e-06 | 1.8261e-06 | 1.6857e-06 | 1.807e-06 | 2.2283e-06 | 1.9871e-06 | 2.2178e-06 | 1.8292e-06 | 1.6659e-06 | 1.836e-06 | 1.802e-06 | 1.8908e-06 | 1.6948e-06 | 1.7084e-06 | 1.9663e-06 | 1.4739e-06 | 1.8406e-06 | 1.8853e-06 | 1.8795e-06 | 1.8244e-06 | 1.9901e-06 | 1.7755e-06 | 1.9589e-06 | 1.6817e-06 | 2.0541e-06 | 1.6063e-06 | 1.9121e-06 | 1.7811e-06 | 1.6554e-06 | 2.0962e-06 | 2.0462e-06 | 1.8569e-06 | 1.8958e-06 | 1.8321e-06 | 1.8365e-06 | 1.7712e-06 | 1.8401e-06 | 1.5745e-06 | 1.9881e-06 | 1.9022e-06 | 1.9969e-06 | 1.6146e-06 | 1.6097e-06 | 1.7908e-06 | 1.7793e-06 | 1.7062e-06 | 2.0981e-06 | 1.8662e-06 | 1.9155e-06 | 1.7173e-06 | 1.9799e-06 | 1.7933e-06 | 1.6107e-06 | 2.1073e-06 | 1.8353e-06 | 1.5962e-06 | 1.8712e-06 | 2.1979e-06 | 1.8329e-06 | 1.6807e-06 | 1.9075e-06 | 1.6853e-06 | 1.7423e-06 | 1.876e-06 | 1.7019e-06 | 1.9555e-06 | 1.8133e-06 | 1.8353e-06 | 1.7845e-06 | 1.7205e-06 | 2.0272e-06 | 1.4097e-06 | 1.709e-06 | 1.7002e-06 | 1.7989e-06 | 1.8217e-06 | 2.0811e-06 | 1.7342e-06 | 2.0023e-06 | 2.0403e-06 | 1.6583e-06 | 2.0376e-06 | 2.063e-06 | 1.6515e-06 | 1.8444e-06 | 2.0275e-06 | 1.7139e-06 | 1.7557e-06 | 1.6869e-06 | 1.9409e-06 | 1.7413e-06 | 1.9103e-06 | 1.5483e-06 | 1.6886e-06 | 1.7946e-06 | 1.6903e-06 | 1.719e-06 | 2.1463e-06 | 1.9462e-06 | 1.6957e-06 | 2.1118e-06 | 2.0014e-06 | 2.2904e-06 | 2.0328e-06 | 2.2093e-06 | 1.6835e-06 | 1.8022e-06 | 1.7206e-06 | 1.5572e-06 | 1.9688e-06 | 1.8102e-06 | 1.8616e-06 | 1.8746e-06 | 1.8098e-06 | 1.7239e-06 | 1.9391e-06 | 1.7102e-06 | 1.6071e-06 | 1.7859e-06 | 1.7904e-06 | 1.6673e-06 | 2.0036e-06 | 2.0011e-06 | 2.1198e-06 | 1.914e-06 | 1.8865e-06 | 2.0725e-06 | 1.5668e-06 | 1.7397e-06 | 1.9059e-06 | 2.0996e-06 | 1.9488e-06 | 2.0824e-06 | 1.87e-06 | 1.9525e-06 | 2.1007e-06 | 1.9456e-06 | 2.0832e-06 | 1.5331e-06 | 1.9972e-06 | 1.9209e-06 | 1.7631e-06 | 2.0082e-06 | 2.006e-06 | 1.7355e-06 | 1.7572e-06 | 2.0089e-06 | 1.9138e-06 | 1.4595e-06 | 1.8583e-06 | 1.8256e-06 | 1.6758e-06 | 1.6809e-06 | 1.9634e-06 | 1.9568e-06 | 1.9442e-06 | 1.7518e-06 | 1.7382e-06 | 1.8644e-06 | 2.0036e-06 | 1.8439e-06 | 2.0467e-06 | 2.1081e-06 | 2.0234e-06 | 1.7433e-06 | 1.4956e-06 | 1.7103e-06 | 2.0442e-06 | 2.2865e-06 | 1.9394e-06 | 1.8766e-06 | 1.884e-06 | 2.0355e-06 | 1.7818e-06 | 1.913e-06 | 1.7791e-06 | 1.9316e-06 | 1.8888e-06 | 1.9309e-06 | 1.875e-06 | 1.9807e-06 | 1.615e-06 | 1.7154e-06 | 1.8274e-06 | 1.7593e-06 | 1.7883e-06 | 1.7083e-06 | 1.8772e-06 | 1.6123e-06 | 1.891e-06 | 2.2469e-06 | 1.6183e-06 | 1.6446e-06 | 1.7002e-06 | 1.7175e-06 | 1.8907e-06 | 1.7159e-06 | 1.6158e-06 | 1.9295e-06 | 1.5194e-06 | 1.8996e-06 | 1.7692e-06 | 1.7375e-06 | 1.6811e-06 | 1.8775e-06 | 2.1763e-06 | 1.9274e-06 | 1.9238e-06 | 1.847e-06 | 1.9153e-06 | 1.7045e-06 | 1.9113e-06 | 1.9272e-06 | 2.0919e-06 | 1.9887e-06 | 1.9377e-06 | 2.0193e-06 | 1.9835e-06 | 1.8741e-06 | 1.921e-06 | 1.7547e-06 | 1.8583e-06 | 1.6134e-06 | 2.0324e-06 | 2.0346e-06 | 1.718e-06 | 1.7477e-06 | 2.0156e-06 | 1.9773e-06 | 1.8994e-06 | 1.7213e-06 | 1.5473e-06 | 1.8029e-06 | 1.7981e-06 | 2.0714e-06 | 1.6063e-06 | 1.8346e-06 | 1.8331e-06 | 2.0829e-06 | 1.9071e-06 | 1.7881e-06 | 1.5532e-06 | 1.8654e-06 | 1.8371e-06 | 2.1561e-06 | 1.9182e-06 | 1.9435e-06 | 1.6141e-06 | 1.6621e-06 | 1.8675e-06 | 1.6551e-06 | 2.0682e-06 | 1.7978e-06 | 1.8909e-06 | 1.9126e-06 | 1.7765e-06 | 1.801e-06 | 1.938e-06 | 2.0715e-06 | 1.721e-06 | 1.9998e-06 | 1.6741e-06 | 2.0995e-06 | 1.9515e-06 | 1.8256e-06 | 1.5584e-06 | 1.736e-06 | 1.713e-06 | 1.8459e-06 | 1.8558e-06 | 1.4816e-06 | 1.9004e-06 | 1.9939e-06 | 1.5814e-06 | 1.9358e-06 | 1.737e-06 | 1.7476e-06 | 1.93e-06 | 1.7696e-06 | 1.8204e-06 | 1.9843e-06 | 2.1021e-06 | 1.7493e-06 | 1.6215e-06 | 1.6624e-06 | 1.9877e-06 | 1.7043e-06 | 1.7867e-06 | 2.0455e-06 | 1.8264e-06 | 1.7556e-06 | 1.5351e-06 | 1.5112e-06 | 1.9544e-06 | 1.9091e-06 | 1.5708e-06 | 2.0057e-06 | 1.8329e-06 | 1.9464e-06 | 1.9193e-06 | 1.7249e-06 | 1.9038e-06 | 1.9074e-06 | 1.7575e-06 | 1.5934e-06 | 1.4839e-06 | 1.6833e-06 | 1.9284e-06 | 1.5756e-06 | 1.8073e-06 | 1.6184e-06 | 1.6726e-06 | 1.5379e-06 | 1.6609e-06 | 1.6112e-06 | 1.9438e-06 | 1.9955e-06 | 1.8862e-06 | 1.8122e-06 | 1.945e-06 | 1.7762e-06 | 1.4391e-06 | 2.0328e-06 | 1.7855e-06 | 1.6494e-06 | 1.7223e-06 | 1.8383e-06 | 1.8518e-06 | 1.7802e-06 | 1.9019e-06 | 1.8567e-06 | 1.8064e-06 | 1.9832e-06 | 1.8334e-06 | 1.9052e-06 | 1.617e-06 | 2.2814e-06 | 2.0593e-06 | 1.8475e-06 | 1.7921e-06 | 1.7516e-06 | 1.9212e-06 | 2.1779e-06 | 1.593e-06 | 1.587e-06 | 1.6493e-06 | 1.9303e-06 | 2.0115e-06 | 1.6498e-06 | 1.8275e-06 | 1.5489e-06 | 1.9419e-06 | 1.9431e-06 | 1.85e-06 | 1.7442e-06 | 1.748e-06 | 1.7468e-06 | 2.0036e-06 | 1.7511e-06 | 1.8997e-06 | 1.8449e-06 | 1.9972e-06 | 1.7701e-06 | 1.5741e-06 | 1.9608e-06 | 1.8662e-06 | 1.9341e-06 | 1.7912e-06 | 1.8727e-06 | 1.9527e-06 | 1.8324e-06 | 1.6986e-06 | 2.1387e-06 | 1.8951e-06 | 1.8633e-06 | 1.829e-06 | 1.732e-06 | 1.5728e-06 | 1.7684e-06 | 2.2952e-06 | 1.7133e-06 | 2.0141e-06 | 1.9518e-06 | 1.8993e-06 | 1.8041e-06 | 1.9456e-06 | 1.8938e-06 | 2.4442e-06 | 1.8851e-06 | 1.8388e-06 | 1.8212e-06 | 1.8321e-06 | 1.6032e-06 | 1.4927e-06 | 1.7497e-06 | 1.5616e-06 | 1.758e-06 | 1.6552e-06 | 1.9917e-06 | 1.9661e-06 | 1.9866e-06 | 1.8688e-06 | 1.8412e-06 | 1.9466e-06 | 2.0228e-06 | 1.6929e-06 | 2.1822e-06 | 1.4889e-06 | 1.9788e-06 | 1.6795e-06 | 1.838e-06 | 1.8838e-06 | 1.9911e-06 | 1.6257e-06 | 1.7253e-06 | 1.9024e-06 | 2.0151e-06 | 2.135e-06 | 1.6358e-06 | 1.9152e-06 | 1.8443e-06 | 1.7674e-06 | 1.8659e-06 | 1.8165e-06 | 1.479e-06 | 1.7308e-06 | 2.0629e-06 | 1.7444e-06 | 2.0559e-06 | 1.8085e-06 | 1.7637e-06 | 1.7415e-06 | 1.5494e-06 | 2.157e-06 | 1.6375e-06 | 1.7315e-06 | 1.835e-06 | 2.095e-06 | 1.8907e-06 | 1.7074e-06 | 1.8552e-06 | 1.6919e-06 | 1.6195e-06 | 1.5199e-06 | 1.8811e-06 | 1.6922e-06 | 1.9056e-06 | 1.7812e-06 | 1.7184e-06 | 1.7638e-06 | 1.9657e-06 | 1.6574e-06 | 1.7547e-06 | 1.633e-06 | 1.7256e-06 | 1.7832e-06 | 2.0714e-06 | 1.7079e-06 | 1.8392e-06 | 1.6333e-06 | 1.7834e-06 | 1.7098e-06 | 1.768e-06 | 1.9259e-06 | 1.7238e-06 | 1.7774e-06 | 1.9945e-06 | 1.7327e-06 | 1.4336e-06 | 1.527e-06 | 1.9757e-06 | 1.7323e-06 | 1.8691e-06 | 1.6562e-06 | 1.7867e-06 | 2.0826e-06 | 1.8141e-06 | 2.0022e-06 | 1.9704e-06 | 1.9444e-06 | 1.7316e-06 | 1.9329e-06 | 2.1525e-06 | 1.8356e-06 | 2.0777e-06 | 2.1169e-06 | 1.6299e-06 | 1.972e-06 | 1.8825e-06 | 1.8352e-06 | 1.8107e-06 | 2.26e-06 | 1.6488e-06 | 1.6712e-06 | 2.1152e-06 | 2.0057e-06 | 1.6612e-06 | 1.7578e-06 | 1.7883e-06 | 1.8281e-06 | 1.4566e-06 | 1.8718e-06 | 1.8056e-06 | 1.792e-06 | 1.8954e-06 | 1.6081e-06 | 1.6423e-06 | 1.9016e-06 | 1.85e-06 | 2.0024e-06 | 1.8344e-06 | 1.7533e-06 | 1.8647e-06 | 2.1497e-06 | 1.6799e-06 | 1.8525e-06 | 1.5855e-06 | 2.0028e-06 | 2.193e-06 | 1.8371e-06 | 1.6042e-06 | 1.5318e-06 | 2.0175e-06 | 1.6144e-06 | 1.8403e-06 | 1.8739e-06 | 1.9082e-06 | 1.9743e-06 | 1.6972e-06 | 1.9478e-06 | 1.8961e-06 | 1.9589e-06 | 1.8642e-06 | 1.7781e-06 | 1.9381e-06 | 1.6082e-06 | 2.136e-06 | 2.0487e-06 | 1.8416e-06 | 1.8481e-06 | 1.758e-06 | 1.9567e-06 | 2.0686e-06 | 1.6932e-06 | 1.9115e-06 | 2.1261e-06 | 1.9723e-06 | 1.6028e-06 | 1.8124e-06 | 1.7092e-06 | 1.9276e-06 | 1.864e-06 | 1.6497e-06 | 2.0383e-06 | 1.9325e-06 | 1.9362e-06 | 1.8729e-06 | 1.8971e-06 | 2.2636e-06 | 2.0941e-06 | 1.7807e-06 | 1.9884e-06 | 1.9516e-06 | 1.6483e-06 | 1.4339e-06 | 1.9478e-06 | 1.6731e-06 | 2.1395e-06 | 1.9693e-06 | 2.024e-06 | 1.8026e-06 | 2.0126e-06 | 2.0456e-06 | 2.1144e-06 | 2.0061e-06 | 1.7483e-06 | 1.6729e-06 | 1.8983e-06 | 1.5913e-06 | 2.0119e-06 | 1.8295e-06 | 1.8383e-06 | 2.027e-06 | 1.3458e-06 | 1.8638e-06 | 1.6985e-06 | 1.8546e-06 | 1.9291e-06 | 1.9724e-06 | 1.7938e-06 | 1.4938e-06 | 1.8452e-06 | 1.6653e-06 | 1.8664e-06 | 1.7495e-06 | 1.931e-06 | 1.8369e-06 | 1.894e-06 | 1.807e-06 | 1.6946e-06 | 2.0564e-06 | 1.6518e-06 | 1.7586e-06 | 1.7441e-06 | 1.5908e-06 | 2.023e-06 | 1.9721e-06 | 1.5316e-06 | 1.5324e-06 | 1.6243e-06 | 1.8513e-06 | 1.9635e-06 | 1.9817e-06 | 1.843e-06 | 1.8098e-06 | 1.7926e-06 | 1.884e-06 | 1.9868e-06 | 1.6562e-06 | 1.8941e-06 | 1.9753e-06 | 2.0932e-06 | 1.8017e-06 | 1.8974e-06 | 1.5365e-06 | 1.7767e-06 | 1.8216e-06 | 1.9969e-06 | 1.9366e-06 | 1.9855e-06 | 1.7188e-06 | 1.8985e-06 | 2.1382e-06 | 1.8477e-06 | 1.992e-06 | 1.4426e-06 | 1.873e-06 | 1.9108e-06 | 1.8491e-06 | 1.82e-06 | 1.7072e-06 | 1.7661e-06 | 1.6552e-06 | 2.0072e-06 | 2.2509e-06 | 2.1312e-06 | 1.5329e-06 | 1.8286e-06 | 1.5943e-06 | 1.709e-06 | 2.0857e-06 | 1.9819e-06 | 1.6551e-06 | 1.772e-06 | 1.6956e-06 | 1.8885e-06 | 1.7817e-06 | 2.0099e-06 | 1.6625e-06 | 2.0594e-06 | 2.3086e-06 | 1.8527e-06 | 1.8326e-06 | 1.8583e-06 | 1.5486e-06 | 1.7681e-06 | 1.776e-06 | 1.7879e-06 | 1.809e-06 | 1.8442e-06 | 1.7617e-06 | 1.8737e-06 | 2.0774e-06 | 1.7792e-06 | 1.8893e-06 | 1.7776e-06 | 1.5736e-06 | 1.5931e-06 | 1.9055e-06 | 1.8118e-06 | 1.8467e-06 | 2.1594e-06 | 1.8042e-06 | 1.9808e-06 | 1.8632e-06 | 1.7053e-06 | 1.8434e-06 | 2.1046e-06 | 1.9375e-06 | 1.5099e-06 | 1.8503e-06 | 1.8968e-06 | 2.2779e-06 | 1.9255e-06 | 1.6549e-06 | 2.1669e-06 | 1.6826e-06 | 1.7023e-06 | 1.5559e-06 | 1.7212e-06 | 1.8127e-06 | 1.4539e-06 | 2.0745e-06 | 2.0529e-06 | 1.7653e-06 | 1.9982e-06 | 1.7111e-06 | 2.0202e-06 | 2.1163e-06 | 1.9871e-06 | 1.7034e-06 | 1.8281e-06 | 2.3245e-06 | 1.9464e-06 | 1.952e-06 | 1.5888e-06 | 2.0693e-06 | 2.1314e-06 | 1.5091e-06 | 1.954e-06 | 1.7569e-06 | 1.8854e-06 | 1.4036e-06 | 1.7559e-06 | 1.8866e-06 | 1.9933e-06 | 1.5091e-06 | 1.9015e-06 | 1.7345e-06 | 2.0104e-06 | 1.8527e-06 | 1.6105e-06 | 2.0537e-06 | 1.6169e-06 | 1.7047e-06 | 2.111e-06 | 1.7883e-06 | 2.2011e-06 | 1.4048e-06 | 1.9579e-06 | 1.7104e-06 | 1.7798e-06 | 2.047e-06 | 1.5087e-06 | 1.4347e-06 | 2.0244e-06 | 1.8034e-06 | 1.8452e-06 | 1.7613e-06 | 2.0595e-06 | 1.6983e-06 | 2.049e-06 | 1.9648e-06 | 2.0669e-06 | 1.6181e-06 | 2.2791e-06 | 1.8861e-06 | 2.0716e-06 | 1.5576e-06 | 1.9915e-06 | 1.7759e-06 | 1.8661e-06 | 1.5669e-06 | 1.8581e-06 | 1.8476e-06 | 1.7498e-06 | 2.0444e-06 | 2.0029e-06 | 1.8245e-06 | 1.7398e-06 | 1.9484e-06 | 1.645e-06 | 2.0399e-06 | 2e-06 | 2.221e-06 | 1.9127e-06 | 1.3547e-06 | 1.7253e-06 | 1.881e-06 | 1.8403e-06 | 1.687e-06 | 1.6521e-06 | 1.9123e-06 | 1.5235e-06 | 1.5697e-06 | 2.2095e-06 | 2.0378e-06 | 1.8894e-06 | 1.8787e-06 | 1.8104e-06 | 1.9367e-06 | 1.8714e-06 | 1.8801e-06 | 2.1145e-06 | 1.6792e-06 | 1.778e-06 | 2.2125e-06 | 1.9221e-06 | 1.9058e-06 | 1.8759e-06 | 1.8294e-06 | 2.0695e-06 | 1.6164e-06 | 2.1468e-06 | 1.8179e-06 | 2.1685e-06 | 2.0181e-06 | 2.4386e-06 | 2.1936e-06 | 1.6425e-06 | 1.8876e-06 | 1.9098e-06 | 1.6898e-06 | 2.0897e-06 | 2.0622e-06 | 1.6682e-06 | 1.7821e-06 | 1.8102e-06 | 1.8106e-06 | 2.0865e-06 | 2.2768e-06 | 1.9341e-06 | 1.976e-06 | 1.6869e-06 | 1.8341e-06 | 1.6555e-06 | 1.7293e-06 | 2.0279e-06 | 2.115e-06 | 1.7006e-06 | 2.0208e-06 | 1.8182e-06 | 2.0435e-06 | 1.8114e-06 | 1.9284e-06 | 1.6767e-06 | 2.0273e-06 | 1.7842e-06 | 1.6846e-06 | 1.9435e-06 | 1.9714e-06 | 1.9975e-06 | 2.0992e-06 | 1.8922e-06 | 1.8576e-06 | 1.8666e-06 | 1.7267e-06 | 1.7539e-06 | 1.8845e-06 | 2.0019e-06 | 2.2215e-06 | 1.5558e-06 | 1.7975e-06 | 1.7106e-06 | 1.9162e-06 | 1.838e-06 | 1.7456e-06 | 1.7166e-06 | 1.5213e-06 | 1.9423e-06 | 1.7556e-06 | 1.9834e-06 | 1.9241e-06 | 1.7165e-06 | 1.8186e-06 | 2.0244e-06 | 1.9688e-06 | 1.9799e-06 | 1.5857e-06 | 1.7413e-06 | 1.4916e-06 | 1.9177e-06 | 1.6754e-06 | 1.7545e-06 | 1.6867e-06 | 1.6469e-06 | 2.0233e-06 | 2.2321e-06 | 1.9616e-06 | 1.8919e-06 | 1.7657e-06 | 1.7818e-06 | 2.0863e-06 | 1.4172e-06 | 1.9456e-06 | 2.064e-06 | 1.5188e-06 | 2.0626e-06 | 1.9515e-06 | 1.7712e-06 | 2.0607e-06 | 1.9613e-06 | 1.7857e-06 | 1.7954e-06 | 2.0879e-06 | 1.8871e-06 | 1.6917e-06 | 2.0729e-06 | 1.8713e-06 | 1.8724e-06 | 1.6482e-06 | 1.8103e-06 | 2.1022e-06 | 1.9068e-06 | 1.5316e-06 | 1.6174e-06 | 2.0367e-06 | 1.6967e-06 | 1.5225e-06 | 1.771e-06 | 1.7941e-06 | 1.8745e-06 | 2.117e-06 | 2.138e-06 | 1.7818e-06 | 1.6891e-06 | 2.1314e-06 | 2.0623e-06 | 1.6565e-06 | 1.8526e-06 | 2.1518e-06 | 1.7724e-06 | 1.5824e-06 | 1.7998e-06 | 1.7685e-06 | 2.0205e-06 | 1.9437e-06 | 1.7022e-06 | 1.9795e-06 | 1.9643e-06 | 1.4286e-06 | 1.956e-06 | 1.8325e-06 | 1.8442e-06 | 2.0017e-06 | 1.7702e-06 | 1.7544e-06 | 1.9319e-06 | 1.9844e-06 | 2.2212e-06 | 1.8615e-06 | 1.951e-06 | 1.5328e-06 | 1.7497e-06 | 1.7498e-06 | 1.6617e-06 | 1.4491e-06 | 1.7109e-06 | 1.8887e-06 | 1.942e-06 | 1.8578e-06 | 1.7474e-06 | 2.2786e-06 | 1.7215e-06 | 1.7889e-06 | 1.9054e-06 | 1.8621e-06 | 1.6819e-06 | 1.8755e-06 | 2.2168e-06 | 1.8575e-06 | 2.0028e-06 | 1.8928e-06 | 1.9159e-06 | 1.8352e-06 | 1.5093e-06 | 1.5737e-06 | 1.8481e-06 | 1.6712e-06 | 1.7703e-06 | 1.7004e-06 | 1.8858e-06 | 1.9029e-06 | 1.9122e-06 | 1.69e-06 | 1.8034e-06 | 2.0316e-06 | 1.648e-06 | 1.7194e-06 | 1.9371e-06 | 1.6901e-06 | 1.7848e-06 | 2.083e-06 | 1.9023e-06 | 1.63e-06 | 2.1888e-06 | 1.5883e-06 | 1.9126e-06 | 2.1198e-06 | 1.9997e-06 | 2.0616e-06 | 1.7707e-06 | 1.7298e-06 | 1.9142e-06 | 1.9441e-06 | 1.5425e-06 | 2.1097e-06 | 1.6859e-06 | 1.7137e-06 | 1.677e-06 | 1.9815e-06 | 1.9032e-06 | 1.9504e-06 | 1.4378e-06 | 2.1499e-06 | 1.9607e-06 | 1.867e-06 | 1.82e-06 | 1.7202e-06 | 1.7633e-06 | 2.1684e-06 | 1.6679e-06 | 1.6827e-06 | 1.7706e-06 | 1.9834e-06 | 1.7609e-06 | 1.9411e-06 | 1.6075e-06 | 1.692e-06 | 2.045e-06 | 1.8061e-06 | 1.5392e-06 | 1.8723e-06 | 1.7781e-06 | 1.9435e-06 | 1.5701e-06 | 1.9493e-06 | 1.8652e-06 | 2.0184e-06 | 1.6877e-06 | 2.1614e-06 | 1.6859e-06 | 2.0833e-06 | 1.7972e-06 | 1.8115e-06 | 2.1198e-06 | 1.8424e-06 | 1.7596e-06 | 1.8428e-06 | 1.8464e-06 | 1.7705e-06 | 1.9931e-06 | 1.8844e-06 | 1.7299e-06 | 2.0252e-06 | 1.9656e-06 | 1.7142e-06 | 1.2129e-06 | 1.6606e-06 | 1.9267e-06 | 1.7954e-06 | 1.8012e-06 | 1.7521e-06 | 1.8507e-06 | 1.755e-06 | 1.8868e-06 | 1.9352e-06 | 1.7831e-06 | 1.5084e-06 | 1.9184e-06 | 2.0045e-06 | 2.2378e-06 | 1.6956e-06 | 1.6184e-06 | 1.9388e-06 | 1.8531e-06 | 2.2305e-06 | 1.6846e-06 | 1.9097e-06 | 2.1488e-06 | 1.7181e-06 | 1.698e-06 | 1.7829e-06 | 1.8322e-06 | 1.6542e-06 | 1.5312e-06 | 1.8799e-06 | 1.7085e-06 | 1.7533e-06 | 2.029e-06 | 1.9504e-06 | 1.9588e-06 | 2.105e-06 | 2.0227e-06 | 1.7789e-06 | 1.767e-06 | 1.7817e-06 | 1.4009e-06 | 1.6196e-06 | 2.0071e-06 | 1.7303e-06 | 1.8875e-06 | 1.9149e-06 | 1.5658e-06 | 2.1825e-06 | 2.1163e-06 | 1.8576e-06 | 2.023e-06 | 1.9459e-06 | 2.1532e-06 | 1.8836e-06 | 1.5215e-06 | 1.9351e-06 | 1.9315e-06 | 1.8018e-06 | 1.8782e-06 | 1.875e-06 | 1.741e-06 | 2.0247e-06 | 2.1339e-06 | 1.7527e-06 | 1.9012e-06 | 2.0483e-06 | 1.7074e-06 | 1.9397e-06 | 1.5938e-06 | 2.0795e-06 | 1.9923e-06 | 1.813e-06 | 2.0128e-06 | 1.7493e-06 | 1.8312e-06 | 1.9397e-06 | 1.9236e-06 | 1.3915e-06 | 2.0674e-06 | 1.4949e-06 | 1.8276e-06 | 1.7413e-06 | 1.9458e-06 | 2.0332e-06 | 1.7723e-06 | 1.9198e-06 | 1.7983e-06 | 1.6829e-06 | 2.0517e-06 | 1.7514e-06 | 1.5042e-06 | 1.2853e-06 | 2.0369e-06 | 1.7019e-06 | 1.7166e-06 | 1.795e-06 | 2.0579e-06 | 1.9786e-06 | 1.5344e-06 | 1.5612e-06 | 1.4189e-06 | 1.9605e-06 | 1.9225e-06 | 1.9853e-06 | 1.6551e-06 | 2.2762e-06 | 1.9541e-06 | 1.6476e-06 | 2.1171e-06 | 1.9122e-06 | 1.7357e-06 | 1.9045e-06 | 1.9596e-06 | 1.9551e-06 | 1.5804e-06 | 1.4827e-06 | 1.726e-06 | 2.1026e-06 | 1.4414e-06 | 1.7065e-06 | 1.6711e-06 | 1.8605e-06 | 1.9934e-06 | 1.8756e-06 | 2.0703e-06 | 1.9973e-06 | 1.5658e-06 | 1.8129e-06 | 1.962e-06 | 1.7898e-06 | 1.8069e-06 | 1.6201e-06 | 2.1577e-06 | 1.8377e-06 | 1.7616e-06 | 1.5168e-06 | 2.0432e-06 | 1.8096e-06 | 1.7138e-06 | 1.8551e-06 | 1.7672e-06 | 1.5002e-06 | 1.7075e-06 | 1.917e-06 | 1.8073e-06 | 1.6951e-06 | 1.5816e-06 | 1.9953e-06 | 1.7029e-06 | 1.9324e-06 | 2.0097e-06 | 1.9715e-06 | 2.2735e-06 | 1.5738e-06 | 2.0084e-06 | 2.0011e-06 | 1.7821e-06 | 1.8243e-06 | 1.8477e-06 | 1.9854e-06 | 1.8502e-06 | 2.0048e-06 | 1.6519e-06 | 1.9836e-06 | 1.9203e-06 | 1.9275e-06 | 2.1574e-06 | 2.158e-06 | 1.8222e-06 | 2.0988e-06 | 1.8844e-06 | 1.5889e-06 | 1.7385e-06 | 2.0011e-06 | 1.8132e-06 | 1.9995e-06 | 1.7004e-06 | 1.6963e-06 | 1.6038e-06 | 1.9172e-06 | 1.8584e-06 | 2.0357e-06 | 1.9773e-06 | 1.5832e-06 | 1.6299e-06 | 1.9002e-06 | 1.6522e-06 | 1.8216e-06 | 1.4997e-06 | 1.6819e-06 | 1.4841e-06 | 1.99e-06 | 2.0155e-06 | 1.9033e-06 | 1.5761e-06 | 2.2251e-06 | 1.9017e-06 | 1.8875e-06 | 1.7625e-06 | 1.6539e-06 | 2.154e-06 | 2.0743e-06 | 1.7578e-06 | 1.9494e-06 | 1.9382e-06 | 1.9881e-06 | 1.9961e-06 | 1.876e-06 | 1.8025e-06 | 1.8821e-06 | 1.75e-06 | 1.8042e-06 | 1.9083e-06 | 1.9254e-06 | 1.9132e-06 | 1.9027e-06 | 1.5604e-06 | 2.1498e-06 | 1.9783e-06 | 1.9064e-06 | 2.1034e-06 | 2.0626e-06 | 1.8466e-06 | 1.7471e-06 | 1.487e-06 | 1.84e-06 | 1.8352e-06 | 1.6103e-06 | 1.9081e-06 | 1.6636e-06 | 1.5669e-06 | 1.6299e-06 | 1.6943e-06 | 1.7163e-06 | 1.7388e-06 | 1.6644e-06 | 1.9023e-06 | 2.3089e-06 | 1.8231e-06 | 1.7922e-06 | 1.8734e-06 | 1.7986e-06 | 1.5451e-06 | 1.7e-06 | 1.6051e-06 | 2.1514e-06 | 1.9595e-06 | 1.8912e-06 | 1.7984e-06 | 1.7045e-06 | 1.6121e-06 | 1.9791e-06 | 1.8618e-06 | 1.8704e-06 | 2.013e-06 | 1.7058e-06 | 1.8113e-06 | 1.7552e-06 | 2.1786e-06 | 1.7834e-06 | 2.0143e-06 | 1.8539e-06 | 1.9952e-06 | 1.7314e-06 | 1.7554e-06 | 1.9621e-06 | 1.9657e-06 | 1.6792e-06 | 2.2776e-06 | 2.0372e-06 | 1.9531e-06 | 2.0425e-06 | 1.7581e-06 | 2.2658e-06 | 1.7966e-06 | 1.6927e-06 | 2.0662e-06 | 2.0901e-06 | 1.7706e-06 | 1.9333e-06 | 1.8025e-06 | 1.7346e-06 | 1.9346e-06 | 1.9255e-06 | 2.2342e-06 | 1.6649e-06 | 1.8132e-06 | 1.6228e-06 | 1.8223e-06 | 1.8085e-06 | 2.116e-06 | 1.7635e-06 | 2.1117e-06 | 2.1408e-06 | 1.8977e-06 | 1.5227e-06 | 1.907e-06 | 1.5969e-06 | 1.6258e-06 | 1.699e-06 | 1.6233e-06 | 1.8123e-06 | 1.9559e-06 | 2.0344e-06 | 1.8458e-06 | 2.0505e-06 | 1.9084e-06 | 1.6085e-06 | 1.8613e-06 | 2.0002e-06 | 1.8893e-06 | 2.1514e-06 | 1.4694e-06 | 2.0367e-06 | 2.0898e-06 | 1.6405e-06 | 1.9162e-06 | 1.6398e-06 | 1.4821e-06 | 1.7966e-06 | 2.0368e-06 | 1.7825e-06 | 1.9746e-06 | 1.9251e-06 | 1.7136e-06 | 1.599e-06 | 1.7007e-06 | 1.8276e-06 | 1.9423e-06 | 1.7142e-06 | 2.1482e-06 | 1.9584e-06 | 1.7339e-06 | 1.755e-06 | 1.8301e-06 | 1.6382e-06 | 1.7841e-06 | 1.8801e-06 | 1.5964e-06 | 2.0575e-06 | 1.96e-06 | 1.8165e-06 | 1.9975e-06 | 1.8346e-06 | 1.9384e-06 | 1.8044e-06 | 1.7882e-06 | 1.757e-06 | 2.252e-06 | 1.8805e-06 | 1.7076e-06 | 1.5819e-06 | 1.6965e-06 | 1.89e-06 | 1.8857e-06 | 1.9191e-06 | 1.982e-06 | 1.9483e-06 | 1.9655e-06 | 1.855e-06 | 1.5669e-06 | 1.688e-06 | 1.4764e-06 | 2.3551e-06 | 1.8005e-06 | 2.0207e-06 | 1.7142e-06 | 1.5127e-06 | 1.9181e-06 | 1.6082e-06 | 1.6537e-06 | 2.0169e-06 | 2.2366e-06 | 1.9047e-06 | 1.7326e-06 | 1.9785e-06 | 1.8123e-06 | 1.8553e-06 | 1.819e-06 | 2.0291e-06 | 1.9886e-06 | 1.8359e-06 | 1.7605e-06 | 1.5879e-06 | 2.0686e-06 | 1.6427e-06 | 1.8018e-06 | 2.0185e-06 | 1.5923e-06 | 1.8941e-06 | 1.4436e-06 | 1.976e-06 | 2.0528e-06 | 2.0348e-06 | 1.994e-06 | 1.6927e-06 | 1.8184e-06 | 1.8201e-06 | 1.8226e-06 | 1.7346e-06 | 1.9774e-06 | 1.6858e-06 | 1.9284e-06 | 1.6519e-06 | 2.0318e-06 | 2.1314e-06 | 1.7434e-06 | 1.9505e-06 | 1.7748e-06 | 1.906e-06 | 2.1709e-06 | 1.9517e-06 | 1.8839e-06 | 1.7024e-06 | 1.8328e-06 | 2.0317e-06 | 1.9495e-06 | 1.8584e-06 | 1.8516e-06 | 1.5389e-06 | 1.7756e-06 | 2.0227e-06 | 1.7439e-06 | 1.8997e-06 | 1.8356e-06 | 1.942e-06 | 2.1153e-06 | 1.8111e-06 | 1.3949e-06 | 2.0531e-06 | 1.8245e-06 | 1.6336e-06 | 2.1124e-06 | 2.1345e-06 | 1.6476e-06 | 1.9158e-06 | 1.9335e-06 | 1.7691e-06 | 1.6155e-06 | 1.9214e-06 | 2.1821e-06 | 1.9302e-06 | 1.8074e-06 | 1.6038e-06 | 1.6404e-06 | 1.892e-06 | 1.8214e-06 | 1.8477e-06 | 1.699e-06 | 2.2932e-06 | 1.9019e-06 | 1.7807e-06 | 1.9162e-06 | 1.704e-06 | 1.8516e-06 | 1.8893e-06 | 1.9072e-06 | 2.0277e-06 | 2.0718e-06 | 1.8617e-06 | 1.7059e-06 | 1.8167e-06 | 1.8615e-06 | 1.7053e-06 | 1.8433e-06 | 1.5285e-06 | 2.0916e-06 | 1.9474e-06 | 1.8467e-06 | 1.6762e-06 | 1.9274e-06 | 2.0423e-06 | 1.9896e-06 | 1.9594e-06 | 1.9611e-06 | 2.0701e-06 | 1.9292e-06 | 1.7774e-06 | 1.9733e-06 | 1.7802e-06 | 1.8865e-06 | 1.9119e-06 | 1.7178e-06 | 1.8361e-06 | 1.8453e-06 | 1.5005e-06 | 1.8763e-06 | 1.9944e-06 | 1.6733e-06 | 1.8158e-06 | 1.6841e-06 | 1.7999e-06 | 1.4137e-06 | 2.0225e-06 | 2.0976e-06 | 1.6228e-06 | 1.6555e-06 | 1.8986e-06 | 1.9434e-06 | 1.4492e-06 | 1.8226e-06 | 1.7233e-06 | 2.2088e-06 | 1.848e-06 | 2.0743e-06 | 2.062e-06 | 1.9221e-06 | 1.9439e-06 | 1.6243e-06 | 1.8712e-06 | 2.1431e-06 | 2.0806e-06 | 2.0308e-06 | 2.1184e-06 | 1.7504e-06 | 1.8185e-06 | 1.5565e-06 | 1.839e-06 | 1.6437e-06 | 1.8902e-06 | 1.7121e-06 | 1.5048e-06 | 1.8639e-06 | 1.9381e-06 | 1.5368e-06 | 1.7298e-06 | 1.5156e-06 | 2.1049e-06 | 1.8599e-06 | 1.6771e-06 | 1.4962e-06 | 1.8856e-06 | 1.4642e-06 | 1.817e-06 | 1.9682e-06 | 1.4592e-06 | 1.9904e-06 | 1.904e-06 | 1.5936e-06 | 1.8563e-06 | 1.9315e-06 | 1.6346e-06 | 1.8285e-06 | 1.8472e-06 | 1.5531e-06 | 1.9663e-06 | 1.9111e-06 | 1.9065e-06 | 1.6061e-06 | 1.5442e-06 | 1.6033e-06 | 1.845e-06 | 2.1097e-06 | 1.6715e-06 | 1.815e-06 | 1.8071e-06 | 2.029e-06 | 1.8243e-06 | 1.8018e-06 | 1.8683e-06 | 2.0301e-06 | 1.9874e-06 | 1.7036e-06 | 1.7874e-06 | 1.5357e-06 | 1.9626e-06 | 1.8159e-06 | 2.0993e-06 | 1.7782e-06 | 1.6551e-06 | 1.9193e-06 | 1.9003e-06 | 1.6519e-06 | 1.7566e-06 | 1.9471e-06 | 1.688e-06 | 1.7629e-06 | 1.8498e-06 | 2.1298e-06 | 1.708e-06 | 1.8921e-06 | 2.0296e-06 | 2.0392e-06 | 1.88e-06 | 1.7962e-06 | 1.6968e-06 | 1.7895e-06 | 2.0839e-06 | 1.6845e-06 | 1.7054e-06 | 2.2317e-06 | 1.7757e-06 | 1.7776e-06 | 1.9492e-06 | 1.8092e-06 | 1.7562e-06 | 1.9035e-06 | 1.5532e-06 | 1.4112e-06 | 2.0294e-06 | 1.4395e-06 | 1.8821e-06 | 2.3412e-06 | 2.0628e-06 | 1.5753e-06 | 1.5734e-06 | 1.7882e-06 | 1.7221e-06 | 2.111e-06 | 2.0872e-06 | 1.873e-06 | 1.7774e-06 | 1.8274e-06 | 1.6444e-06 | 2.3103e-06 | 1.8122e-06 | 2.1308e-06 | 1.6614e-06 | 1.9508e-06 | 1.8652e-06 | 1.9136e-06 | 1.6137e-06 | 1.9637e-06 | 1.6582e-06 | 1.7751e-06 | 1.6516e-06 | 1.8731e-06 | 1.7986e-06 | 1.8751e-06 | 1.737e-06 | 1.8614e-06 | 1.9055e-06 | 1.7399e-06 | 1.8054e-06 | 1.8627e-06 | 1.8368e-06 | 1.8422e-06 | 2.0565e-06 | 1.5715e-06 | 1.6684e-06 | 1.6739e-06 | 1.8596e-06 | 1.9085e-06 | 1.5579e-06 | 1.7627e-06 | 1.7441e-06 | 2.0686e-06 | 1.8609e-06 | 1.6518e-06 | 2.0497e-06 | 1.8576e-06 | 1.7725e-06 | 2.0612e-06 | 1.8792e-06 | 1.6363e-06 | 1.5187e-06 | 1.8333e-06 | 1.5664e-06 | 1.9569e-06 | 1.8961e-06 | 1.5096e-06 | 1.743e-06 | 1.924e-06 | 1.779e-06 | 1.9333e-06 | 1.7952e-06 | 1.7471e-06 | 1.9851e-06 | 1.9776e-06 | 2.0332e-06 | 1.9951e-06 | 1.7382e-06 | 1.8011e-06 | 1.8357e-06 | 2.0975e-06 | 1.9234e-06 | 1.6502e-06 | 1.2532e-06 | 1.8259e-06 | 1.9749e-06 | 2.0038e-06 | 1.702e-06 | 1.6781e-06 | 2.2271e-06 | 1.7514e-06 | 1.9771e-06 | 1.8566e-06 | 1.756e-06 | 2.1237e-06 | 1.9947e-06 | 1.5857e-06 | 1.5469e-06 | 2.0392e-06 | 1.9013e-06 | 1.8441e-06 | 1.6868e-06 | 1.8319e-06 | 1.9429e-06 | 1.9043e-06 | 1.7912e-06 | 1.9223e-06 | 1.6649e-06 | 1.9204e-06 | 1.9984e-06 | 1.9988e-06 | 1.709e-06 | 1.8985e-06 | 1.9478e-06 | 1.9e-06 | 1.738e-06 | 1.8129e-06 | 1.7696e-06 | 1.9047e-06 | 2.0762e-06 | 1.8182e-06 | 1.479e-06 | 1.8859e-06 | 1.5772e-06 | 1.4812e-06 | 1.7665e-06 | 1.732e-06 | 1.7623e-06 | 2.3559e-06 | 1.8598e-06 | 1.8457e-06 | 2.0475e-06 | 1.7469e-06 | 2.0854e-06 | 2.0161e-06 | 1.9292e-06 | 1.8118e-06 | 2.0911e-06 | 1.8639e-06 | 1.4039e-06 | 2.0358e-06 | 1.8748e-06 | 1.8527e-06 | 1.49e-06 | 1.7263e-06 | 1.8615e-06 | 1.8478e-06 | 1.5414e-06 | 1.689e-06 | 1.7104e-06 | 2.0183e-06 | 2.0118e-06 | 1.5804e-06 | 2.0762e-06 | 1.939e-06 | 1.6836e-06 | 1.6761e-06 | 1.6354e-06 | 1.4045e-06 | 1.7515e-06 | 1.6786e-06 | 1.9802e-06 | 1.7546e-06 | 1.6891e-06 | 1.6315e-06 | 1.724e-06 | 1.8955e-06 | 2.0583e-06 | 1.9928e-06 | 1.9127e-06 | 1.3678e-06 | 1.8799e-06 | 1.7667e-06 | 1.7547e-06 | 2.1367e-06 | 1.5567e-06 | 1.6531e-06 | 1.9324e-06 | 1.9757e-06 | 1.8851e-06 | 2.3674e-06 | 1.6819e-06 | 1.7675e-06 | 2.0651e-06 | 1.8077e-06 | 1.9396e-06 | 1.6896e-06 | 1.8007e-06 | 1.8571e-06 | 2.0653e-06 | 1.8703e-06 | 1.8997e-06 | 1.8036e-06 | 1.8145e-06 | 2.4188e-06 | 1.4604e-06 | 1.4961e-06 | 2.0244e-06 | 1.7559e-06 | 2.0994e-06 | 1.7457e-06 | 1.6558e-06 | 2.2635e-06 | 2.0411e-06 | 1.6809e-06 | 2.007e-06 | 2.0236e-06 | 1.9587e-06 | 1.8224e-06 | 1.7526e-06 | 1.796e-06 | 1.7704e-06 | 2.1023e-06 | 1.6835e-06 | 1.6955e-06 | 1.9234e-06 | 2.0751e-06 | 1.9462e-06 | 2.0554e-06 | 1.8726e-06 | 1.9065e-06 | 2.0582e-06 | 2.2069e-06 | 1.9783e-06 | 1.8116e-06 | 1.6607e-06 | 1.8981e-06 | 1.9663e-06 | 2.04e-06 | 2.1149e-06 | 1.5125e-06 | 1.6183e-06 | 2.0315e-06 | 1.9059e-06 | 1.7933e-06 | 1.966e-06 | 1.9786e-06 | 1.517e-06 | 1.6342e-06 | 1.609e-06 | 1.8777e-06 | 1.9218e-06 | 1.9517e-06 | 1.8455e-06 | 1.7664e-06 | 1.5794e-06 | 2.1109e-06 | 1.705e-06 | 1.5971e-06 | 1.9659e-06 | 1.7837e-06 | 1.8296e-06 | 1.5914e-06 | 1.6902e-06 | 1.7334e-06 | 1.6964e-06 | 1.2895e-06 | 2.1649e-06 | 1.9424e-06 | 1.9383e-06 | 1.8016e-06 | 1.9812e-06 | 1.7761e-06 | 1.8481e-06 | 1.9224e-06 | 2.0247e-06 | 1.9261e-06 | 2.1652e-06 | 1.901e-06 | 1.8233e-06 | 2.0966e-06 | 1.6304e-06 | 1.7212e-06 | 2.0147e-06 | 1.8708e-06 | 1.5608e-06 | 2.0948e-06 | 1.5466e-06 | 1.6431e-06 | 2.0934e-06 | 1.7332e-06 | 1.8616e-06 | 2.0216e-06 | 2.1089e-06 | 2.004e-06 | 1.4879e-06 | 1.5894e-06 | 1.794e-06 | 1.9437e-06 | 1.8963e-06 | 1.7211e-06 | 1.824e-06 | 2.0359e-06 | 1.6877e-06 | 2.0711e-06 | 1.8778e-06 | 1.9354e-06 | 2.1409e-06 | 1.7685e-06 | 1.4399e-06 | 1.7009e-06 | 1.87e-06 | 1.7415e-06 | 1.9571e-06 | 1.9991e-06 | 1.711e-06 | 1.5909e-06 | 1.3671e-06 | 1.9508e-06 | 1.6714e-06 | 1.6674e-06 | 1.8968e-06 | 1.6046e-06 | 1.5915e-06 | 1.9395e-06 | 1.812e-06 | 1.8696e-06 | 1.9267e-06 | 1.7002e-06 | 1.5694e-06 | 1.9115e-06 | 2.1864e-06 | 1.6687e-06 | 1.7296e-06 | 1.9121e-06 | 2.0211e-06 | 1.7097e-06 | 1.7479e-06 | 1.6939e-06 | 1.6964e-06 | 2.1932e-06 | 1.9043e-06 | 1.929e-06 | 1.7672e-06 | 2.0846e-06 | 1.8994e-06 | 1.9655e-06 | 1.4898e-06 | 1.9165e-06 | 1.8182e-06 | 1.8795e-06 | 1.8911e-06 | 1.5282e-06 | 1.7405e-06 | 1.9766e-06 | 1.9966e-06 | 2.0379e-06 | 1.6082e-06 | 1.6592e-06 | 2.1992e-06 | 2.2506e-06 | 1.9162e-06 | 1.6627e-06 | 1.7755e-06 | 1.581e-06 | 1.6843e-06 | 1.6454e-06 | 1.7216e-06 | 1.7259e-06 | 1.6884e-06 | 2.0149e-06 | 1.6405e-06 | 1.9081e-06 | 1.6064e-06 | 1.8326e-06 | 1.8082e-06 | 1.7613e-06 | 2.0072e-06 | 1.8505e-06 | 1.5612e-06 | 1.8256e-06 | 1.8357e-06 | 1.9403e-06 | 1.8225e-06 | 1.507e-06 | 1.6976e-06 | 1.8642e-06 | 1.9279e-06 | 1.7899e-06 | 1.6877e-06 | 1.9984e-06 | 1.8401e-06 | 1.9276e-06 | 1.824e-06 | 1.8076e-06 | 1.4914e-06 | 1.8307e-06 | 1.9468e-06 | 1.8162e-06 | 1.6608e-06 | 1.943e-06 | 1.9365e-06 | 1.6609e-06 | 1.634e-06 | 1.9606e-06 | 1.7227e-06 | 1.9642e-06 | 1.5713e-06 | 1.7651e-06 | 1.6494e-06 | 1.8405e-06 | 1.6556e-06 | 1.7918e-06 | 1.7147e-06 | 2.0196e-06 | 1.8202e-06 | 1.8412e-06 | 2.0571e-06 | 1.9786e-06 | 2.2066e-06 | 1.8631e-06 | 1.88e-06 | 1.942e-06 | 2.0786e-06 | 1.8227e-06 | 1.5643e-06 | 1.8645e-06 | 1.8308e-06 | 2.0064e-06 | 1.8114e-06 | 1.9017e-06 | 1.7437e-06 | 1.7904e-06 | 1.7236e-06 | 2.0194e-06 | 1.9844e-06 | 1.7463e-06 | 1.6804e-06 | 1.9872e-06 | 1.5924e-06 | 1.668e-06 | 1.99e-06 | 1.8378e-06 | 1.7939e-06 | 1.8164e-06 | 1.6225e-06 | 1.6906e-06 | 1.883e-06 | 1.8913e-06 | 1.8235e-06 | 1.6226e-06 | 1.9047e-06 | 1.7154e-06 | 2.0286e-06 | 1.7889e-06 | 1.9225e-06 | 1.678e-06 | 1.8918e-06 | 1.8865e-06 | 1.9816e-06 | 2.042e-06 | 1.8787e-06 | 1.8125e-06 | 1.8044e-06 | 1.789e-06 | 1.8894e-06 | 2.316e-06 | 1.7773e-06 | 1.9288e-06 | 1.949e-06 | 1.6052e-06 | 1.7187e-06 | 1.5295e-06 | 1.68e-06 | 1.7424e-06 | 1.9434e-06 | 1.8934e-06 | 2.1259e-06 | 1.6762e-06 | 1.7147e-06 | 1.6515e-06 | 1.5225e-06 | 2.0043e-06 | 2.1402e-06 | 1.964e-06 | 1.9776e-06 | 1.964e-06 | 1.7771e-06 | 2.0844e-06 | 1.5335e-06 | 1.9258e-06 | 1.8947e-06 | 2.1955e-06 | 1.9248e-06 | 1.7447e-06 | 2.1067e-06 | 2.0405e-06 | 1.7774e-06 | 2.0188e-06 | 1.839e-06 | 1.9046e-06 | 1.7941e-06 | 2.2164e-06 | 1.8575e-06 | 1.6979e-06 | 1.9065e-06 | 1.9091e-06 | 1.91e-06 | 1.7003e-06 | 1.7705e-06 | 1.7795e-06 | 1.5917e-06 | 1.8023e-06 | 1.7485e-06 | 1.5399e-06 | 2.0283e-06 | 2.0017e-06 | 2.166e-06 | 1.9074e-06 | 1.9123e-06 | 1.594e-06 | 1.5483e-06 | 1.9349e-06 | 1.6449e-06 | 1.5357e-06 | 1.9567e-06 | 1.7158e-06 | 1.7793e-06 | 1.6558e-06 | 2.0047e-06 | 1.9982e-06 | 2.0142e-06 | 1.9019e-06 | 1.502e-06 | 2.1014e-06 | 2.1396e-06 | 1.9333e-06 | 1.7231e-06 | 1.8598e-06 | 2.0355e-06 | 2.0453e-06 | 1.9369e-06 | 1.8413e-06 | 1.7797e-06 | 1.7589e-06 | 1.7913e-06 | 1.7783e-06 | 1.9424e-06 | 1.9887e-06 | 2.0878e-06 | 2.1228e-06 | 2.2465e-06 | 1.9681e-06 | 2.1251e-06 | 1.8011e-06 | 1.9548e-06 | 1.828e-06 | 2.0105e-06 | 1.7291e-06 | 1.8444e-06 | 1.7461e-06 | 1.9273e-06 | 1.661e-06 | 1.8069e-06 | 1.9189e-06 | 1.6432e-06 | 2.0358e-06 | 1.8056e-06 | 1.7657e-06 | 1.9822e-06 | 1.7037e-06 | 1.6364e-06 | 1.9795e-06 | 1.9866e-06 | 1.9312e-06 | 2.0994e-06 | 1.5602e-06 | 1.6656e-06 | 1.7983e-06 | 2.0744e-06 | 2.07e-06 | 2.015e-06 | 1.9091e-06 | 2.0672e-06 | 1.6971e-06 | 1.8075e-06 | 1.81e-06 | 1.5521e-06 | 1.8914e-06 | 1.8362e-06 | 2.1082e-06 | 1.6994e-06 | 1.7421e-06 | 2.0853e-06 | 1.632e-06 | 1.972e-06 | 1.7939e-06 | 1.7249e-06 | 2.0242e-06 | 1.6209e-06 | 1.5596e-06 | 1.9675e-06 | 1.425e-06 | 1.9957e-06 | 2.039e-06 | 1.6953e-06 | 1.6561e-06 | 1.8461e-06 | 1.8381e-06 | 2.0581e-06 | 1.9871e-06 | 1.9265e-06 | 1.7662e-06 | 1.6836e-06 | 1.8104e-06 | 1.6168e-06 | 2.0901e-06 | 1.6565e-06 | 1.929e-06 | 1.941e-06 | 1.8485e-06 | 1.4285e-06 | 1.584e-06 | 1.7087e-06 | 1.9912e-06 | 1.9673e-06 | 1.8794e-06 | 1.9313e-06 | 1.9786e-06 | 1.6344e-06 | 1.7429e-06 | 1.953e-06 | 1.7959e-06 | 1.5783e-06 | 1.9877e-06 | 1.5749e-06 | 1.7776e-06 | 1.8874e-06 | 2.1643e-06 | 1.7485e-06 | 1.9184e-06 | 1.6279e-06 | 1.5498e-06 | 1.7717e-06 | 1.6771e-06 | 1.4158e-06 | 1.9412e-06 | 2.0323e-06 | 1.7988e-06 | 1.6152e-06 | 1.7467e-06 | 1.8504e-06 | 1.6845e-06 | 1.6283e-06 | 2.2546e-06 | 2.0876e-06 | 1.914e-06 | 2.2337e-06 | 1.8903e-06 | 1.69e-06 | 1.8992e-06 | 1.8103e-06 | 2.064e-06 | 1.9191e-06 | 1.8751e-06 | 2.1009e-06 | 1.8222e-06 | 1.9536e-06 | 1.7915e-06 | 1.6276e-06 | 1.7934e-06 | 1.929e-06 | 1.6145e-06 | 1.5929e-06 | 2.1185e-06 | 1.627e-06 | 2.0009e-06 | 2.1037e-06 | 1.8218e-06 | 1.671e-06 | 1.7248e-06 | 1.5554e-06 | 2.0101e-06 | 1.7747e-06 | 1.9986e-06 | 1.4219e-06 | 1.3608e-06 | 1.9802e-06 | 2.087e-06 | 1.8709e-06 | 1.8408e-06 | 1.5708e-06 | 1.9214e-06 | 1.8926e-06 | 2.0916e-06 | 2.068e-06 | 1.8679e-06 | 1.8293e-06 | 1.9015e-06 | 1.4009e-06 | 2.0725e-06 | 2.167e-06 | 1.9069e-06 | 1.9849e-06 | 2.0409e-06 | 1.8851e-06 | 1.7828e-06 | 1.9469e-06 | 1.66e-06 | 1.8358e-06 | 1.5246e-06 | 1.9071e-06 | 1.8535e-06 | 1.7909e-06 | 1.6766e-06 | 2.0547e-06 | 1.9856e-06 | 1.8947e-06 | 1.7971e-06 | 1.8288e-06 | 1.8182e-06 | 2.0886e-06 | 1.8592e-06 | 1.5954e-06 | 2.0292e-06 | 1.9318e-06 | 1.7449e-06 | 1.7919e-06 | 1.6189e-06 | 2.1359e-06 | 2.0475e-06 | 1.8103e-06 | 1.8773e-06 | 1.7942e-06 | 1.7509e-06 | 1.7663e-06 | 1.6866e-06 | 1.8446e-06 | 2.0755e-06 | 2.1541e-06 | 2.061e-06 | 1.5166e-06 | 1.739e-06 | 1.546e-06 | 1.6948e-06 | 1.8397e-06 | 1.866e-06 | 1.7714e-06 | 1.8181e-06 | 1.9013e-06 | 1.7748e-06 | 1.8904e-06 | 1.8672e-06 | 1.9248e-06 | 1.8096e-06 | 2.1293e-06 | 2.0601e-06 | 1.4037e-06 | 2.2324e-06 | 2.0598e-06 | 1.7777e-06 | 1.703e-06 | 1.5819e-06 | 1.8039e-06 | 2.0156e-06 | 1.9855e-06 | 1.975e-06 | 1.9217e-06 | 1.895e-06 | 1.6932e-06 | 1.4322e-06 | 1.8997e-06 | 1.8894e-06 | 1.9374e-06 | 1.9825e-06 | 1.8743e-06 | 1.5336e-06 | 1.8622e-06 | 1.8961e-06 | 1.767e-06 | 2.1585e-06 | 1.6845e-06 | 1.7609e-06 | 1.8392e-06 | 1.9318e-06 | 1.9656e-06 | 1.9163e-06 | 1.9008e-06 | 2.0441e-06 | 1.8802e-06 | 2.0268e-06 | 2.0416e-06 | 1.7522e-06 | 1.9444e-06 | 1.5237e-06 | 1.8137e-06 | 1.6216e-06 | 1.7002e-06 | 1.9703e-06 | 2.2966e-06 | 1.5674e-06 | 1.7702e-06 | 1.7907e-06 | 1.8663e-06 | 1.8643e-06 | 1.6967e-06 | 1.8628e-06 | 1.6489e-06 | 1.8828e-06 | 2.1471e-06 | 1.6516e-06 | 1.3731e-06 | 1.8187e-06 | 2.0386e-06 | 1.75e-06 | 2.2845e-06 | 1.8403e-06 | 2.1717e-06 | 2.1498e-06 | 1.8704e-06 | 1.7138e-06 | 1.915e-06 | 1.8369e-06 | 1.8655e-06 | 1.4469e-06 | 1.999e-06 | 1.9974e-06 | 2.0161e-06 | 1.8855e-06 | 2.015e-06 | 1.7545e-06 | 1.6992e-06 | 1.95e-06 | 2.1446e-06 | 1.7608e-06 | 1.7999e-06 | 1.6537e-06 | 1.7287e-06 | 1.9209e-06 | 1.6975e-06 | 1.7456e-06 | 1.9439e-06 | 1.5261e-06 | 2.0765e-06 | 1.7255e-06 | 1.8488e-06 | 1.8652e-06 | 2.0164e-06 | 1.7051e-06 | 1.7452e-06 | 1.7741e-06 | 1.7503e-06 | 1.5585e-06 | 1.8062e-06 | 1.7419e-06 | 1.5226e-06 | 1.5047e-06 | 1.8072e-06 | 1.6877e-06 | 2.1432e-06 | 2.1597e-06 | 1.3566e-06 | 1.7909e-06 | 1.7732e-06 | 1.662e-06 | 1.9645e-06 | 1.7327e-06 | 1.8583e-06 | 1.9579e-06 | 1.9276e-06 | 1.9427e-06 | 1.935e-06 | 2.0994e-06 | 1.8763e-06 | 1.8974e-06 | 1.538e-06 | 1.9901e-06 | 1.7918e-06 | 1.7368e-06 | 1.7298e-06 | 1.9182e-06 | 1.9291e-06 | 2.323e-06 | 1.8269e-06 | 1.8311e-06 | 1.9276e-06 | 2.0914e-06 | 2.012e-06 | 1.6257e-06 | 1.7194e-06 | 1.7608e-06 | 1.4855e-06 | 1.7917e-06 | 1.9443e-06 | 1.7363e-06 | 1.8899e-06 | 1.6959e-06 | 2.0362e-06 | 1.8559e-06 | 1.857e-06 | 1.8911e-06 | 1.8486e-06 | 2.114e-06 | 1.6783e-06 | 1.7234e-06 | 1.7425e-06 | 1.878e-06 | 2.1786e-06 | 1.8673e-06 | 1.8817e-06 | 1.6469e-06 | 1.8096e-06 | 1.7269e-06 | 2.0335e-06 | 1.6793e-06 | 1.8679e-06 | 1.8657e-06 | 1.9053e-06 | 1.9543e-06 | 2.0314e-06 | 1.9962e-06 | 2.1212e-06 | 1.9779e-06 | 1.5813e-06 | 2.0476e-06 | 1.6272e-06 | 1.9647e-06 | 1.932e-06 | 1.8334e-06 | 1.698e-06 | 1.5529e-06 | 1.9807e-06 | 1.5076e-06 | 1.7025e-06 | 1.5663e-06 | 1.9974e-06 | 1.5595e-06 | 1.9118e-06 | 2.0936e-06 | 1.3473e-06 | 1.7881e-06 | 1.7004e-06 | 1.8969e-06 | 1.8352e-06 | 1.8131e-06 | 1.5453e-06 | 1.7513e-06 | 1.9901e-06 | 1.878e-06 | 2.0546e-06 | 1.8799e-06 | 1.8419e-06 | 2.0399e-06 | 1.7672e-06 | 2.1513e-06 | 1.6534e-06 | 1.6234e-06 | 2.0219e-06 | 1.6457e-06 | 1.8913e-06 | 1.6845e-06 | 1.7459e-06 | 1.9496e-06 | 1.7708e-06 | 2.0922e-06 | 1.9407e-06 | 1.7144e-06 | 1.7607e-06 | 1.9444e-06 | 1.9697e-06 | 1.7149e-06 | 1.7346e-06 | 1.7674e-06 | 1.629e-06 | 2.0016e-06 | 1.8773e-06 | 1.8586e-06 | 1.6217e-06 | 2.057e-06 | 1.8197e-06 | 1.7589e-06 | 2.0727e-06 | 1.9443e-06 | 2.0598e-06 | 1.6601e-06 | 2.2409e-06 | 1.5553e-06 | 2.0347e-06 | 1.6886e-06 | 1.805e-06 | 1.7583e-06 | 1.7904e-06 | 1.7661e-06 | 1.9211e-06 | 2.054e-06 | 2.1978e-06 | 1.9937e-06 | 1.8899e-06 | 1.8174e-06 | 1.7919e-06 | 2.1699e-06 | 1.6193e-06 | 1.7758e-06 | 1.904e-06 | 1.6775e-06 | 1.7063e-06 | 1.6784e-06 | 1.7676e-06 | 1.7608e-06 | 1.7737e-06 | 1.9e-06 | 1.859e-06 | 1.4793e-06 | 1.8637e-06 | 2.167e-06 | 2.0062e-06 | 2.1787e-06 | 1.7012e-06 | 1.5356e-06 | 1.6397e-06 | 1.9691e-06 | 1.982e-06 | 2.0349e-06 | 1.7802e-06 | 2.3617e-06 | 2.017e-06 | 2.0935e-06 | 1.8327e-06 | 1.8749e-06 | 1.9165e-06 | 1.8121e-06 | 1.4886e-06 | 1.5988e-06 | 1.4837e-06 | 2.1893e-06 | 2.204e-06 | 1.5477e-06 | 1.7443e-06 | 1.9169e-06 | 1.7105e-06 | 1.9338e-06 | 2.1692e-06 | 1.9138e-06 | 1.7685e-06 | 1.6698e-06 | 2.0598e-06 | 1.4458e-06 | 1.8261e-06 | 1.7217e-06 | 1.8801e-06 | 2.1207e-06 | 1.7696e-06 | 1.9256e-06 | 1.5612e-06 | 1.524e-06 | 1.9262e-06 | 1.7876e-06 | 1.9209e-06 | 1.9543e-06 | 1.7903e-06 | 2.2776e-06 | 1.5625e-06 | 1.4857e-06 | 1.8707e-06 | 2.0644e-06 | 1.7436e-06 | 1.6954e-06 | 1.7227e-06 | 1.7969e-06 | 1.8717e-06 | 1.6537e-06 | 2.1712e-06 | 1.9711e-06 | 1.9047e-06 | 1.8513e-06 | 2.0159e-06 | 1.9539e-06 | 2.4407e-06 | 1.7273e-06 | 1.9034e-06 | 2.0913e-06 | 1.8907e-06 | 2.0599e-06 | 1.7257e-06 | 1.6064e-06 | 2.2348e-06 | 1.6521e-06 | 1.6903e-06 | 1.7855e-06 | 1.8717e-06 | 1.8907e-06 | 1.7193e-06 | 1.8576e-06 | 1.535e-06 | 1.5466e-06 | 1.7741e-06 | 2.2417e-06 | 1.5387e-06 | 1.6467e-06 | 1.6749e-06 | 1.8375e-06 | 2.0333e-06 | 1.8546e-06 | 2.1525e-06 | 1.8138e-06 | 1.8453e-06 | 1.9484e-06 | 2.231e-06 | 1.8892e-06 | 1.7915e-06 | 1.9902e-06 | 1.7423e-06 | 2.095e-06 | 1.7675e-06 | 2.047e-06 | 1.9353e-06 | 2.0569e-06 | 1.9993e-06 | 1.7757e-06 | 1.7093e-06 | 1.6813e-06 | 1.9803e-06 | 1.7136e-06 | 1.5971e-06 | 1.8459e-06 | 1.7339e-06 | 2.0531e-06 | 1.8623e-06 | 1.8518e-06 | 1.9724e-06 | 2.0052e-06 | 2.085e-06 | 1.8237e-06 | 1.8797e-06 | 2.0554e-06 | 1.6717e-06 | 1.9917e-06 | 1.7036e-06 | 1.7708e-06 | 1.8474e-06 | 1.7455e-06 | 1.9747e-06 | 1.5146e-06 | 1.4428e-06 | 1.9458e-06 | 1.9978e-06 | 1.364e-06 | 1.7992e-06 | 2.1604e-06 | 1.4734e-06 | 2.0361e-06 | 1.9692e-06 | 2.0088e-06 | 1.6689e-06 | 1.8983e-06 | 2.2232e-06 | 1.903e-06 | 1.669e-06 | 1.8404e-06 | 1.8998e-06 | 1.8744e-06 | 2.0463e-06 | 1.7354e-06 | 1.6941e-06 | 2.173e-06 | 1.874e-06 | 1.8592e-06 | 2.1546e-06 | 1.8722e-06 | 1.6595e-06 | 2.0718e-06 | 2.0931e-06 | 1.6402e-06 | 1.9458e-06 | 2.2316e-06 | 1.8553e-06 | 1.7723e-06 | 1.9304e-06 | 1.4936e-06 | 1.8405e-06 | 1.7308e-06 | 1.6925e-06 | 1.8885e-06 | 1.8271e-06 | 1.6249e-06 | 1.6224e-06 | 1.9665e-06 | 1.7872e-06 | 1.8242e-06 | 1.7329e-06 | 1.8943e-06 | 1.9894e-06 | 1.673e-06 | 1.8736e-06 | 1.5191e-06 | 2.1234e-06 | 1.8239e-06 | 2.2395e-06 | 2.2019e-06 | 1.6928e-06 | 2.1598e-06 | 1.8441e-06 | 2.0114e-06 | 2.0978e-06 | 1.5944e-06 | 1.7075e-06 | 1.7928e-06 | 1.754e-06 | 1.7607e-06 | 1.6931e-06 | 1.6578e-06 | 2.0373e-06 | 2.1211e-06 | 1.6796e-06 | 2.0578e-06 | 1.5249e-06 | 1.9086e-06 | 1.7963e-06 | 1.999e-06 | 1.7654e-06 | 2.2337e-06 | 1.662e-06 | 1.9132e-06 | 1.7162e-06 | 1.9864e-06 | 1.7589e-06 | 1.7732e-06 | 1.6228e-06 | 1.7266e-06 | 2.0906e-06 | 1.9381e-06 | 1.7945e-06 | 1.9284e-06 | 1.9705e-06 | 2.0076e-06 | 1.8533e-06 | 1.7285e-06 | 2.1097e-06 | 1.6255e-06 | 1.6386e-06 | 1.6947e-06 | 1.741e-06 | 1.6156e-06 | 1.5336e-06 | 1.8781e-06 | 1.8255e-06 | 1.6431e-06 | 1.8419e-06 | 1.572e-06 | 1.6757e-06 | 1.8333e-06 | 2.2956e-06 | 2.0221e-06 | 1.7197e-06 | 1.9885e-06 | 2.0103e-06 | 1.8542e-06 | 1.6608e-06 | 2.0616e-06 | 1.6736e-06 | 1.771e-06 | 1.8348e-06 | 2.0334e-06 | 1.4852e-06 | 2.0913e-06 | 1.5662e-06 | 1.6726e-06 | 1.8879e-06 | 1.787e-06 | 1.5522e-06 | 1.6651e-06 | 1.7463e-06 | 2.1938e-06 | 1.8239e-06 | 1.7701e-06 | 1.7768e-06 | 1.7617e-06 | 1.7145e-06 | 1.8642e-06 | 1.5396e-06 | 1.6206e-06 | 1.7874e-06 | 2.2598e-06 | 2.0428e-06 | 1.8746e-06 | 2.1e-06 | 1.7618e-06 | 1.6347e-06 | 2.118e-06 | 1.3075e-06 | 1.844e-06 | 1.8235e-06 | 1.9144e-06 | 1.7949e-06 | 1.8556e-06 | 2.0099e-06 | 1.7055e-06 | 1.5119e-06 | 2.0462e-06 | 1.9123e-06 | 1.4828e-06 | 1.9419e-06 | 1.7698e-06 | 1.6572e-06 | 1.8119e-06 | 1.8519e-06 | 1.8557e-06 | 1.6238e-06 | 2.0348e-06 | 2.1151e-06 | 1.8275e-06 | 1.7316e-06 | 1.9531e-06 | 1.9368e-06 | 1.7143e-06 | 1.9446e-06 | 2.0859e-06 | 1.5698e-06 | 2.093e-06 | 1.8548e-06 | 1.9898e-06 | 1.9569e-06 | 1.8136e-06 | 1.7399e-06 | 1.7743e-06 | 1.9579e-06 | 1.429e-06 | 2.0164e-06 | 1.8196e-06 | 1.6341e-06 | 1.8659e-06 | 1.8585e-06 | 1.6351e-06 | 1.8263e-06 | 1.7231e-06 | 1.9131e-06 | 1.9396e-06 | 1.969e-06 | 2.0414e-06 | 1.8327e-06 | 1.6563e-06 | 1.7026e-06 | 1.8643e-06 | 1.9418e-06 | 1.7173e-06 | 1.982e-06 | 1.5895e-06 | 1.6468e-06 | 1.7668e-06 | 1.6556e-06 | 2.0938e-06 | 2.0842e-06 | 2.062e-06 | 2.0033e-06 | 1.9283e-06 | 2.1785e-06 | 1.8164e-06 | 1.8275e-06 | 1.5793e-06 | 2.0346e-06 | 2.0071e-06 | 1.9767e-06 | 2.1488e-06 | 1.9237e-06 | 1.7546e-06 | 2.0798e-06 | 1.8487e-06 | 1.6224e-06 | 1.9071e-06 | 1.988e-06 | 1.9724e-06 | 1.9925e-06 | 1.9435e-06 | 1.9638e-06 | 1.7863e-06 | 2.0943e-06 | 1.8458e-06 | 1.8273e-06 | 1.7493e-06 | 1.818e-06 | 1.7081e-06 | 1.6403e-06 | 1.6084e-06 | 1.4918e-06 | 1.4452e-06 | 1.8395e-06 | 2.0345e-06 | 1.9174e-06 | 1.5451e-06 | 1.7608e-06 | 2.0151e-06 | 2.0783e-06 | 2.2102e-06 | 1.6428e-06 | 1.7181e-06 | 1.7745e-06 | 1.6459e-06 | 1.8881e-06 | 1.6853e-06 | 1.9672e-06 | 1.6971e-06 | 1.9077e-06 | 1.7626e-06 | 1.6979e-06 | 1.8239e-06 | 1.9746e-06 | 1.7015e-06 | 1.6655e-06 | 1.9599e-06 | 1.9194e-06 | 1.7716e-06 | 2.0037e-06 | 1.5997e-06 | 2.0197e-06 | 1.8088e-06 | 2.1677e-06 | 1.8724e-06 | 1.7685e-06 | 1.9546e-06 | 1.6998e-06 | 1.8401e-06 | 1.7311e-06 | 1.8851e-06 | 1.949e-06 | 1.6194e-06 | 1.7925e-06 | 1.9541e-06 | 1.5637e-06 | 1.5533e-06 | 1.3189e-06 | 2.038e-06 | 1.8818e-06 | 1.627e-06 | 1.5665e-06 | 1.8266e-06 | 1.6136e-06 | 2.2178e-06 | 1.6672e-06 | 1.8086e-06 | 1.531e-06 | 1.8806e-06 | 1.3797e-06 | 1.9892e-06 | 1.7495e-06 | 1.7771e-06 | 1.7724e-06 | 2.1365e-06 | 2.0035e-06 | 1.9327e-06 | 1.5148e-06 | 2.0634e-06 | 1.8122e-06 | 2.0716e-06 | 1.8484e-06 | 1.56e-06 | 1.7396e-06 | 2.0632e-06 | 2.1859e-06 | 1.763e-06 | 1.9515e-06 | 1.8144e-06 | 1.7388e-06 | 1.8223e-06 | 1.7845e-06 | 1.9147e-06 | 1.9936e-06 | 1.8067e-06 | 2.0455e-06 | 1.5534e-06 | 1.9988e-06 | 1.821e-06 | 2.1154e-06 | 1.987e-06 | 1.8024e-06 | 1.7765e-06 | 1.7665e-06 | 1.8357e-06 | 1.8724e-06 | 1.6424e-06 | 1.7777e-06 | 2.013e-06 | 1.7178e-06 | 1.6115e-06 | 2.2587e-06 | 1.5956e-06 | 1.7155e-06 | 2.1041e-06 | 1.7266e-06 | 1.9508e-06 | 1.8361e-06 | 1.856e-06 | 1.9458e-06 | 1.7792e-06 | 2.1252e-06 | 1.6677e-06 | 1.8502e-06 | 2.1411e-06 | 1.5768e-06 | 1.9693e-06 | 1.9933e-06 | 1.8124e-06 | 2.2097e-06 | 1.9435e-06 | 1.6229e-06 | 1.9682e-06 | 1.6291e-06 | 2.1133e-06 | 1.8859e-06 | 1.779e-06 | 2.2951e-06 | 1.7716e-06 | 1.7819e-06 | 1.8415e-06 | 1.8999e-06 | 1.6776e-06 | 1.855e-06 | 1.6638e-06 | 1.7784e-06 | 1.9016e-06 | 2.0694e-06 | 1.8257e-06 | 1.8563e-06 | 1.8179e-06 | 1.8461e-06 | 1.9764e-06 | 1.7953e-06 | 1.8062e-06 | 1.7923e-06 | 1.6494e-06 | 1.662e-06 | 1.9685e-06 | 1.9893e-06 | 2.0563e-06 | 1.881e-06 | 1.9337e-06 | 1.7528e-06 | 1.8422e-06 | 1.7479e-06 | 1.868e-06 | 1.6977e-06 | 1.5674e-06 | 1.6513e-06 | 1.8017e-06 | 1.8244e-06 | 1.9199e-06 | 1.725e-06 | 1.8192e-06 | 2.054e-06 | 1.7669e-06 | 1.9245e-06 | 1.9504e-06 | 1.8739e-06 | 2.3227e-06 | 1.9215e-06 | 1.7021e-06 | 1.9667e-06 | 2.036e-06 | 1.4477e-06 | 1.5377e-06 | 1.8321e-06 | 1.9002e-06 | 2.0167e-06 | 2.0543e-06 | 2.1873e-06 | 1.7581e-06 | 1.5225e-06 | 1.744e-06 | 2.0641e-06 | 1.6395e-06 | 1.635e-06 | 1.6755e-06 | 1.6931e-06 | 1.9997e-06 | 2.1276e-06 | 2.067e-06 | 1.8868e-06 | 1.9681e-06 | 1.8801e-06 | 1.9963e-06 | 1.4031e-06 | 1.6952e-06 | 2.0022e-06 | 1.9023e-06 | 1.6448e-06 | 1.9158e-06 | 1.6645e-06 | 2.0673e-06 | 1.707e-06 | 1.9087e-06 | 1.4682e-06 | 1.6602e-06 | 1.8209e-06 | 1.5405e-06 | 1.9941e-06 | 1.9671e-06 | 1.6976e-06 | 2.0871e-06 | 1.6826e-06 | 1.7611e-06 | 1.5448e-06 | 1.878e-06 | 1.8871e-06 | 1.8263e-06 | 1.4964e-06 | 1.677e-06 | 1.4556e-06 | 2.0086e-06 | 2.0756e-06 | 1.7922e-06 | 1.7668e-06 | 1.9392e-06 | 1.623e-06 | 1.7734e-06 | 2.1619e-06 | 1.4666e-06 | 2.0407e-06 | 1.5001e-06 | 1.6158e-06 | 1.7422e-06 | 1.4009e-06 | 1.9919e-06 | 1.7744e-06 | 1.9822e-06 | 1.6906e-06 | 1.8902e-06 | 2.0454e-06 | 1.5009e-06 | 1.881e-06 | 1.6843e-06 | 1.5877e-06 | 1.9127e-06 | 1.9295e-06 | 1.9639e-06 | 1.8515e-06 | 1.9448e-06 | 2.1821e-06 | 1.9808e-06 | 1.7994e-06 | 1.5874e-06 | 1.9557e-06 | 2.0849e-06 | 1.7749e-06 | 1.9184e-06 | 1.4825e-06 | 2.0266e-06 | 1.8147e-06 | 1.7008e-06 | 1.7487e-06 | 1.7196e-06 | 1.8255e-06 | 2.1095e-06 | 1.904e-06 | 1.5913e-06 | 1.6069e-06 | 1.8583e-06 | 1.7731e-06 | 1.9704e-06 | 1.806e-06 | 1.8934e-06 | 1.9848e-06 | 1.9226e-06 | 1.7412e-06 | 1.9672e-06 | 1.6622e-06 | 1.8681e-06 | 1.6957e-06 | 2.2497e-06 | 2.0898e-06 | 1.6447e-06 | 1.9085e-06 | 1.782e-06 | 1.7701e-06 | 1.8714e-06 | 1.4473e-06 | 1.8958e-06 | 1.5223e-06 | 2.0657e-06 | 1.8295e-06 | 1.8235e-06 | 1.9716e-06 | 1.6908e-06 | 1.9728e-06 | 1.8706e-06 | 1.6979e-06 | 1.8673e-06 | 1.7151e-06 | 1.9603e-06 | 1.7345e-06 | 1.7536e-06 | 2.0972e-06 | 1.8155e-06 | 1.8377e-06 | 1.9112e-06 | 1.6304e-06 | 1.8821e-06 | 1.8749e-06 | 1.9732e-06 | 1.8893e-06 | 1.9638e-06 | 1.7008e-06 | 1.9775e-06 | 1.8737e-06 | 1.6495e-06 | 1.7033e-06 | 1.7828e-06 | 2.0761e-06 | 2.2406e-06 | 1.7923e-06 | 1.7569e-06 | 1.6356e-06 | 2.2044e-06 | 1.8318e-06 | 2.0748e-06 | 1.688e-06 | 1.6279e-06 | 1.6693e-06 | 1.8771e-06 | 1.6171e-06 | 1.842e-06 | 1.7892e-06 | 2.055e-06 | 1.4674e-06 | 1.9284e-06 | 1.7419e-06 | 1.6726e-06 | 1.6897e-06 | 1.8441e-06 | 1.4798e-06 | 1.6259e-06 | 1.822e-06 | 1.6884e-06 | 1.901e-06 | 2.0469e-06 | 1.8866e-06 | 1.9768e-06 | 1.8572e-06 | 1.9207e-06 | 1.6959e-06 | 1.7294e-06 | 1.8798e-06 | 1.7059e-06 | 1.8622e-06 | 1.6183e-06 | 1.9298e-06 | 2.0041e-06 | 1.9912e-06 | 1.5762e-06 | 1.9308e-06 | 1.8174e-06 | 1.5996e-06 | 1.8895e-06 | 2.2971e-06 | 1.5772e-06 | 1.7172e-06 | 1.8773e-06 | 1.9523e-06 | 1.8165e-06 | 1.5437e-06 | 1.9732e-06 | 1.6163e-06 | 1.9069e-06 | 1.6408e-06 | 1.6054e-06 | 1.6668e-06 | 1.9961e-06 | 2.1078e-06 | 1.4964e-06 | 1.853e-06 | 1.8969e-06 | 2.0724e-06 | 1.7143e-06 | 1.7913e-06 | 1.6617e-06 | 2.1133e-06 | 2.1726e-06 | 2.0013e-06 | 1.7489e-06 | 2.0219e-06 | 1.9876e-06 | 1.7171e-06 | 1.8472e-06 | 1.7512e-06 | 1.8729e-06 | 1.6918e-06 | 2.0213e-06 | 2.254e-06 | 2.0249e-06 | 1.9209e-06 | 2.1701e-06 | 1.4415e-06 | 1.8736e-06 | 2.0618e-06 | 1.7203e-06 | 1.9446e-06 | 1.7592e-06 | 1.817e-06 | 2.0274e-06 | 1.8641e-06 | 1.8653e-06 | 1.3414e-06 | 1.7578e-06 | 1.93e-06 | 1.8638e-06 | 1.9698e-06 | 1.9057e-06 | 1.9108e-06 | 2.1341e-06 | 1.7343e-06 | 1.8895e-06 | 1.8425e-06 | 1.631e-06 | 1.733e-06 | 1.9042e-06 | 1.6932e-06 | 1.9863e-06 | 1.505e-06 | 1.8342e-06 | 1.4131e-06 | 1.9361e-06 | 1.6874e-06 | 1.6692e-06 | 1.7451e-06 | 1.504e-06 | 1.5414e-06 | 1.472e-06 | 1.9038e-06 | 1.8428e-06 | 2.1217e-06 | 1.83e-06 | 1.6451e-06 | 1.8628e-06 | 1.9517e-06 | 2.195e-06 | 1.9829e-06 | 1.9603e-06 | 1.8764e-06 | 2.1173e-06 | 1.6992e-06 | 2.0309e-06 | 1.9259e-06 | 1.5405e-06 | 1.7201e-06 | 1.4523e-06 | 1.8089e-06 | 1.8014e-06 | 2.3153e-06 | 1.6258e-06 | 1.6111e-06 | 1.7809e-06 | 1.7376e-06 | 2.1119e-06 | 1.968e-06 | 1.3357e-06 | 1.7317e-06 | 1.9839e-06 | 1.7072e-06 | 1.7688e-06 | 1.8429e-06 | 1.9733e-06 | 1.5116e-06 | 2.0609e-06 | 2.0474e-06 | 2.0532e-06 | 1.8456e-06 | 1.8079e-06 | 1.8717e-06 | 1.8011e-06 | 2.1293e-06 | 1.9001e-06 | 1.8236e-06 | 1.8893e-06 | 1.8984e-06 | 1.7385e-06 | 1.7134e-06 | 1.953e-06 | 1.745e-06 | 1.5233e-06 | 1.9617e-06 | 1.9263e-06 | 1.8616e-06 | 2.0248e-06 | 1.4992e-06 | 1.8938e-06 | 1.8433e-06 | 1.8019e-06 | 1.9114e-06 | 1.7894e-06 | 2.0055e-06 | 1.8082e-06 | 1.9019e-06 | 2.2086e-06 | 2.1775e-06 | 1.5367e-06 | 1.7835e-06 | 1.6118e-06 | 1.9962e-06 | 1.8557e-06 | 1.7059e-06 | 1.6369e-06 | 1.7521e-06 | 2.0071e-06 | 2.1169e-06 | 2e-06 | 1.7361e-06 | 1.9457e-06 | 1.9267e-06 | 1.9724e-06 | 1.7806e-06 | 1.8346e-06 | 1.7602e-06 | 1.8327e-06 | 1.4751e-06 | 1.6468e-06 | 1.4638e-06 | 1.9257e-06 | 2.0895e-06 | 1.5825e-06 | 1.5791e-06 | 1.6745e-06 | 1.9973e-06 | 1.958e-06 | 2.1741e-06 | 1.9215e-06 | 1.7644e-06 | 2.2763e-06 | 1.6333e-06 | 1.5053e-06 | 2.1247e-06 | 2.2082e-06 | 1.666e-06 | 1.6942e-06 | 1.8531e-06 | 2.0326e-06 | 1.817e-06 | 1.6797e-06 | 1.7505e-06 | 1.6495e-06 | 1.7979e-06 | 1.6188e-06 | 1.9393e-06 | 1.6568e-06 | 1.7457e-06 | 1.824e-06 | 1.8808e-06 | 1.6505e-06 | 1.8817e-06 | 2.0183e-06 | 1.671e-06 | 1.7041e-06 | 1.64e-06 | 1.9686e-06 | 1.8771e-06 | 1.7628e-06 | 1.4162e-06 | 1.663e-06 | 1.9705e-06 | 1.8724e-06 | 1.9825e-06 | 1.5963e-06 | 2.0804e-06 | 1.7384e-06 | 2.147e-06 | 1.8001e-06 | 1.8708e-06 | 1.7542e-06 | 1.6541e-06 | 1.7713e-06 | 1.8351e-06 | 1.8483e-06 | 1.5766e-06 | 1.5206e-06 | 1.8004e-06 | 1.809e-06 | 1.7334e-06 | 1.8546e-06 | 1.7896e-06 | 2.0819e-06 | 1.5194e-06 | 1.8678e-06 | 1.868e-06 | 2.211e-06 | 1.7934e-06 | 1.9654e-06 | 1.8357e-06 | 1.9155e-06 | 1.704e-06 | 1.6724e-06 | 1.6268e-06 | 1.5851e-06 | 1.7662e-06 | 2.079e-06 | 2.1441e-06 | 1.8301e-06 | 1.7397e-06 | 2.0372e-06 | 1.9677e-06 | 2.3255e-06 | 1.9609e-06 | 1.9123e-06 | 1.8422e-06 | 1.8429e-06 | 1.8179e-06 | 1.8172e-06 | 1.9828e-06 | 2.0256e-06 | 1.9782e-06 | 2.0116e-06 | 1.6309e-06 | 2.1174e-06 | 1.9927e-06 | 2.0536e-06 | 1.7808e-06 | 1.6152e-06 | 1.7773e-06 | 1.6562e-06 | 2.1098e-06 | 1.6581e-06 | 1.8798e-06 | 1.7961e-06 | 1.9732e-06 | 1.9756e-06 | 1.6576e-06 | 1.863e-06 | 1.7319e-06 | 1.7388e-06 | 1.8036e-06 | 1.8937e-06 | 1.659e-06 | 1.4587e-06 | 1.9198e-06 | 1.4942e-06 | 2.0388e-06 | 1.9061e-06 | 1.7942e-06 | 2.2656e-06 | 2.01e-06 | 1.6159e-06 | 1.516e-06 | 1.6432e-06 | 1.5872e-06 | 1.8096e-06 | 1.6006e-06 | 1.8671e-06 | 1.9775e-06 | 1.7331e-06 | 1.6332e-06 | 1.63e-06 | 1.7885e-06 | 1.683e-06 | 1.5641e-06 | 2.0118e-06 | 1.4041e-06 | 1.6512e-06 | 1.6826e-06 | 1.7147e-06 | 1.8833e-06 | 1.869e-06 | 1.764e-06 | 1.4051e-06 | 1.8498e-06 | 1.747e-06 | 1.5145e-06 | 2.0772e-06 | 1.7986e-06 | 1.6915e-06 | 2.0362e-06 | 1.8847e-06 | 1.754e-06 | 1.9377e-06 | 2.1499e-06 | 1.6648e-06 | 1.7485e-06 | 1.8373e-06 | 1.5948e-06 | 1.56e-06 | 2.0823e-06 | 2.2231e-06 | 2.0207e-06 | 1.9337e-06 | 2.1196e-06 | 2.0669e-06 | 1.8669e-06 | 2.1727e-06 | 2.2848e-06 | 1.7561e-06 | 2.4561e-06 | 1.8812e-06 | 1.6147e-06 | 1.8665e-06 | 1.7608e-06 | 1.8178e-06 | 1.8267e-06 | 1.4804e-06 | 1.7909e-06 | 1.8881e-06 | 1.7361e-06 | 1.8162e-06 | 2.0911e-06 | 2.003e-06 | 1.8265e-06 | 1.698e-06 | 1.9276e-06 | 2.0405e-06 | 1.5595e-06 | 1.579e-06 | 1.8858e-06 | 1.6971e-06 | 1.6634e-06 | 1.661e-06 | 2.0217e-06 | 1.8117e-06 | 2.2213e-06 | 1.9115e-06 | 1.9928e-06 | 1.9005e-06 | 1.596e-06 | 1.9729e-06 | 1.6497e-06 | 2.238e-06 | 2.108e-06 | 1.4827e-06 | 1.8823e-06 | 1.8243e-06 | 1.9949e-06 | 1.8439e-06 | 1.9395e-06 | 1.5663e-06 | 1.8054e-06 | 1.9405e-06 | 1.3472e-06 | 1.5028e-06 | 2.1122e-06 | 1.7755e-06 | 1.9073e-06 | 1.9797e-06 | 1.7228e-06 | 1.8111e-06 | 1.5833e-06 | 1.8449e-06 | 1.9527e-06 | 1.7111e-06 | 1.436e-06 | 1.6721e-06 | 1.9865e-06 | 1.6452e-06 | 1.9636e-06 | 1.7036e-06 | 1.7638e-06 | 1.7666e-06 | 1.7041e-06 | 1.7255e-06 | 1.8474e-06 | 1.7647e-06 | 1.774e-06 | 1.7839e-06 | 1.9494e-06 | 2.0114e-06 | 1.8964e-06 | 1.8005e-06 | 1.849e-06 | 1.6666e-06 | 1.6849e-06 | 2.1719e-06 | 1.828e-06 | 1.6643e-06 | 1.775e-06 | 1.6758e-06 | 1.6076e-06 | 1.7441e-06 | 1.9184e-06 | 1.9958e-06 | 2.0541e-06 | 1.6142e-06 | 1.7401e-06 | 1.8042e-06 | 2.1523e-06 | 1.8887e-06 | 1.7874e-06 | 1.7841e-06 | 1.942e-06 | 1.5288e-06 | 1.8702e-06 | 1.5989e-06 | 2.2082e-06 | 1.5955e-06 | 2.0298e-06 | 1.9048e-06 | 1.7773e-06 | 1.6655e-06 | 2.1712e-06 | 1.7273e-06 | 1.6952e-06 | 1.8803e-06 | 1.7717e-06 | 1.6061e-06 | 1.8637e-06 | 1.6881e-06 | 1.525e-06 | 1.6656e-06 | 1.7859e-06 | 1.4727e-06 | 1.8552e-06 | 1.9411e-06 | 1.9235e-06 | 1.7095e-06 | 1.863e-06 | 1.9556e-06 | 1.6928e-06 | 1.7314e-06 | 2.0412e-06 | 2.084e-06 | 1.9007e-06 | 1.8614e-06 | 1.9667e-06 | 1.6745e-06 | 1.6466e-06 | 1.7972e-06 | 1.7648e-06 | 1.7166e-06 | 1.6852e-06 | 2.0027e-06 | 2.0248e-06 | 1.6214e-06 | 1.588e-06 | 1.8188e-06 | 2.1876e-06 | 2.0908e-06 | 1.7886e-06 | 2.0733e-06 | 1.4468e-06 | 2.1598e-06 | 1.8e-06 | 1.6409e-06 | 1.9305e-06 | 1.7136e-06 | 2.0231e-06 | 1.7535e-06 | 1.6864e-06 | 1.5875e-06 | 1.9597e-06 | 1.6367e-06 | 1.6157e-06 | 1.6694e-06 | 1.8208e-06 | 1.9196e-06 | 1.7929e-06 | 1.6857e-06 | 1.8699e-06 | 1.6391e-06 | 1.4787e-06 | 1.9387e-06 | 1.9554e-06 | 1.7069e-06 | 1.9469e-06 | 1.7482e-06 | 1.688e-06 | 1.9654e-06 | 2.089e-06 | 2.0483e-06 | 1.9229e-06 | 1.7037e-06 | 1.7958e-06 | 2.0454e-06 | 1.4489e-06 | 1.8208e-06 | 2.086e-06 | 1.6417e-06 | 1.9298e-06 | 1.9131e-06 | 1.9927e-06 | 1.4215e-06 | 2.1886e-06 | 2.101e-06 | 1.915e-06 | 1.6198e-06 | 1.6912e-06 | 1.9348e-06 | 1.7062e-06 | 1.5856e-06 | 1.9901e-06 | 1.8498e-06 | 1.5665e-06 | 1.5902e-06 | 1.7063e-06 | 1.6392e-06 | 2.0822e-06 | 2.0408e-06 | 1.9094e-06 | 1.5334e-06 | 2.0092e-06 | 1.8983e-06 | 1.7311e-06 | 1.8127e-06 | 1.8357e-06 | 1.8544e-06 | 1.9718e-06 | 1.7241e-06 | 1.7634e-06 | 1.5842e-06 | 2.0009e-06 | 1.9808e-06 | 1.9364e-06 | 1.8789e-06 | 1.8106e-06 | 1.9947e-06 | 1.5826e-06 | 1.9554e-06 | 1.9852e-06 | 2.1008e-06 | 2.0705e-06 | 2.0148e-06 | 1.6334e-06 | 1.5039e-06 | 1.7685e-06 | 1.9199e-06 | 2.0887e-06 | 1.5525e-06 | 2.0197e-06 | 1.7239e-06 | 1.7121e-06 | 1.7766e-06 | 1.8484e-06 | 1.6164e-06 | 1.7833e-06 | 1.9175e-06 | 1.9978e-06 | 1.7103e-06 | 2.0947e-06 | 2.0202e-06 | 1.9949e-06 | 1.8794e-06 | 1.861e-06 | 2.207e-06 | 1.7601e-06 | 1.8461e-06 | 1.7254e-06 | 1.6525e-06 | 1.9937e-06 | 1.7515e-06 | 1.738e-06 | 1.9021e-06 | 1.8123e-06 | 1.8236e-06 | 1.7699e-06 | 1.8768e-06 | 1.6224e-06 | 1.8233e-06 | 1.8084e-06 | 1.5948e-06 | 1.7409e-06 | 2.1565e-06 | 1.7409e-06 | 2.1504e-06 | 1.8445e-06 | 1.7495e-06 | 1.8464e-06 | 1.9446e-06 | 1.9171e-06 | 1.9191e-06 | 1.9217e-06 | 1.9812e-06 | 1.5277e-06 | 2.0553e-06 | 1.9256e-06 | 1.6973e-06 | 1.7372e-06 | 1.9679e-06 | 1.7055e-06 | 2.0371e-06 | 1.7008e-06 | 1.8688e-06 | 1.7844e-06 | 2.1136e-06 | 1.9932e-06 | 1.8746e-06 | 1.7444e-06 | 1.8471e-06 | 1.8645e-06 | 1.9317e-06 | 1.7225e-06 | 1.7112e-06 | 1.4661e-06 | 1.8654e-06 | 2.0142e-06 | 1.963e-06 | 1.6857e-06 | 1.6448e-06 | 1.6764e-06 | 2.1108e-06 | 1.6441e-06 | 2.1149e-06 | 2.0935e-06 | 1.6445e-06 | 1.596e-06 | 1.7062e-06 | 2.2822e-06 | 1.7184e-06 | 1.4015e-06 | 1.8121e-06 | 1.555e-06 | 1.7544e-06 | 1.4939e-06 | 1.8194e-06 | 2.1189e-06 | 1.7913e-06 | 2.1044e-06 | 1.9374e-06 | 1.8615e-06 | 1.7842e-06 | 1.5968e-06 | 1.7086e-06 | 1.8494e-06 | 1.6816e-06 | 2.015e-06 | 1.847e-06 | 2.189e-06 | 1.8977e-06 | 1.9543e-06 | 1.6078e-06 | 1.7106e-06 | 1.6943e-06 | 1.85e-06 | 1.7178e-06 | 1.8599e-06 | 1.728e-06 | 1.7159e-06 | 1.7543e-06 | 1.7907e-06 | 1.6581e-06 | 1.5514e-06 | 1.6879e-06 | 1.8396e-06 | 1.7601e-06 | 1.7716e-06 | 1.9041e-06 | 1.4559e-06 | 2.3119e-06 | 1.4837e-06 | 1.8643e-06 | 1.9716e-06 | 1.8184e-06 | 1.7185e-06 | 1.8839e-06 | 1.8619e-06 | 1.9585e-06 | 1.792e-06 | 2.1101e-06 | 1.9032e-06 | 1.6639e-06 | 1.8089e-06 | 1.9711e-06 | 1.6014e-06 | 1.6918e-06 | 1.8774e-06 | 1.7602e-06 | 1.8866e-06 | 2.4102e-06 | 1.9233e-06 | 1.9209e-06 | 1.9352e-06 | 1.9452e-06 | 1.643e-06 | 1.5539e-06 | 1.8957e-06 | 2.0267e-06 | 1.8421e-06 | 1.8791e-06 | 1.7868e-06 | 2.0049e-06 | 2.1893e-06 | 2.0189e-06 | 2.1348e-06 | 1.6709e-06 | 1.9013e-06 | 1.5073e-06 | 2.0679e-06 | 1.7545e-06 | 1.5134e-06 | 2.2186e-06 | 1.7746e-06 | 1.6664e-06 | 2.1159e-06 | 1.8033e-06 | 1.7418e-06 | 1.7415e-06 | 1.9509e-06 | 1.509e-06 | 1.8265e-06 | 1.9439e-06 | 1.9291e-06 | 1.9176e-06 | 1.909e-06 | 2.1027e-06 | 2.0335e-06 | 1.9116e-06 | 1.698e-06 | 1.8975e-06 | 1.7578e-06 | 1.8336e-06 | 1.7456e-06 | 2.0574e-06 | 2.0402e-06 | 1.8677e-06 | 1.7174e-06 | 1.7349e-06 | 1.6361e-06 | 2.022e-06 | 1.6203e-06 | 1.5802e-06 | 1.8646e-06 | 1.7198e-06 | 1.6789e-06 | 1.6831e-06 | 2.012e-06 | 1.8369e-06 | 1.8614e-06 | 1.8869e-06 | 1.9918e-06 | 1.6795e-06 | 1.8258e-06 | 1.8875e-06 | 2.1446e-06 | 1.9641e-06 | 1.8664e-06 | 1.9998e-06 | 2.1379e-06 | 2.0902e-06 | 1.7326e-06 | 1.7203e-06 | 1.6858e-06 | 1.9041e-06 | 1.9952e-06 | 1.7474e-06 | 1.9174e-06 | 1.7143e-06 | 1.8086e-06 | 1.5084e-06 | 1.5646e-06 | 1.4764e-06 | 1.808e-06 | 1.8613e-06 | 1.7552e-06 | 2.0245e-06 | 1.7146e-06 | 1.7138e-06 | 1.9067e-06 | 1.6223e-06 | 1.9704e-06 | 2.0467e-06 | 1.9024e-06 | 1.7677e-06 | 1.6063e-06 | 1.8858e-06 | 1.7506e-06 | 2.1334e-06 | 1.7837e-06 | 1.7702e-06 | 2.2206e-06 | 1.6292e-06 | 1.7832e-06 | 1.6032e-06 | 1.9932e-06 | 2.0592e-06 | 2.1777e-06 | 1.7793e-06 | 1.86e-06 | 1.7602e-06 | 1.8883e-06 | 1.5578e-06 | 1.9473e-06 | 1.7761e-06 | 1.5794e-06 | 1.8397e-06 | 1.8035e-06 | 2.0897e-06 | 2.2161e-06 | 1.8116e-06 | 1.6858e-06 | 1.675e-06 | 1.7419e-06 | 1.8628e-06 | 2.1386e-06 | 1.9262e-06 | 1.7432e-06 | 1.7939e-06 | 1.9092e-06 | 1.9359e-06 | 1.835e-06 | 1.8333e-06 | 1.7823e-06 | 1.8225e-06 | 1.8286e-06 | 1.8422e-06 | 1.8217e-06 | 2.0169e-06 | 1.9193e-06 | 1.4413e-06 | 2.0395e-06 | 2.0469e-06 | 1.7914e-06 | 1.8007e-06 | 1.7893e-06 | 1.8423e-06 | 2.0049e-06 | 2.0536e-06 | 1.9292e-06 | 1.5553e-06 | 1.6886e-06 | 1.601e-06 | 1.5241e-06 | 1.4693e-06 | 1.9215e-06 | 1.7889e-06 | 1.9671e-06 | 1.7137e-06 | 2.3035e-06 | 1.9025e-06 | 1.8542e-06 | 1.8784e-06 | 1.8288e-06 | 1.7207e-06 | 1.9271e-06 | 1.7898e-06 | 1.7442e-06 | 2.0441e-06 | 1.4781e-06 | 1.622e-06 | 1.7526e-06 | 2.0704e-06 | 1.8935e-06 | 1.8125e-06 | 1.6936e-06 | 1.732e-06 | 1.939e-06 | 1.7073e-06 | 1.8518e-06 | 1.7288e-06 | 1.8188e-06 | 1.7208e-06 | 1.6151e-06 | 1.9286e-06 | 1.834e-06 | 1.8091e-06 | 1.7969e-06 | 2.0565e-06 | 1.7524e-06 | 1.769e-06 | 1.9215e-06 | 2.0126e-06 | 1.5569e-06 | 1.7594e-06 | 1.7271e-06 | 1.7383e-06 | 1.6218e-06 | 1.8268e-06 | 1.8993e-06 | 1.722e-06 | 1.9404e-06 | 2.2481e-06 | 1.5765e-06 | 1.9092e-06 | 1.8389e-06 | 1.6445e-06 | 2.0763e-06 | 1.7059e-06 | 1.9956e-06 | 1.7102e-06 | 2.0234e-06 | 1.915e-06 | 1.8085e-06 | 1.6275e-06 | 2.0194e-06 | 1.8945e-06 | 1.5895e-06 | 1.48e-06 | 2.1694e-06 | 1.9299e-06 | 1.9255e-06 | 1.7341e-06 | 1.7078e-06 | 1.6855e-06 | 1.9915e-06 | 1.8552e-06 | 1.8363e-06 | 1.5087e-06 | 1.7718e-06 | 1.95e-06 | 1.9669e-06 | 1.6333e-06 | 1.9246e-06 | 1.9922e-06 | 2.0778e-06 | 2.306e-06 | 2.0978e-06 | 2.1763e-06 | 1.6766e-06 | 1.9553e-06 | 1.866e-06 | 1.7964e-06 | 1.7019e-06 | 1.6246e-06 | 1.7535e-06 | 1.8287e-06 | 1.6431e-06 | 1.7086e-06 | 1.8596e-06 | 1.3676e-06 | 2.0521e-06 | 1.9842e-06 | 1.7441e-06 | 1.7108e-06 | 1.7795e-06 | 2.0169e-06 | 2.1873e-06 | 1.507e-06 | 1.7791e-06 | 1.6638e-06 | 1.9323e-06 | 2.0187e-06 | 1.7334e-06 | 2.0897e-06 | 1.9582e-06 | 1.8445e-06 | 1.8693e-06 | 1.8209e-06 | 1.9475e-06 | 2.0099e-06 | 1.8984e-06 | 1.9014e-06 | 1.8198e-06 | 1.9488e-06 | 1.7885e-06 | 2.1358e-06 | 1.9838e-06 | 1.6911e-06 | 1.7776e-06 | 1.7043e-06 | 1.851e-06 | 1.5829e-06 | 1.6826e-06 | 1.8807e-06 | 1.7912e-06 | 1.9244e-06 | 1.6934e-06 | 1.9369e-06 | 2.0668e-06 | 1.6886e-06 | 1.5541e-06 | 1.8134e-06 | 1.5757e-06 | 1.7802e-06 | 2.2612e-06 | 1.678e-06 | 1.8578e-06 | 1.7935e-06 | 1.6557e-06 | 1.3941e-06 | 1.9089e-06 | 2.2145e-06 | 1.9885e-06 | 1.6835e-06 | 1.6403e-06 | 2.0112e-06 | 1.6375e-06 | 1.949e-06 | 1.941e-06 | 1.8504e-06 | 1.8445e-06 | 1.6168e-06 | 1.8257e-06 | 1.8372e-06 | 1.7269e-06 | 1.9239e-06 | 1.9282e-06 | 1.8954e-06 | 1.6456e-06 | 1.6734e-06 | 1.8691e-06 | 1.4909e-06 | 1.7151e-06 | 1.8273e-06 | 1.6469e-06 | 2.018e-06 | 1.8742e-06 | 1.6226e-06 | 1.7716e-06 | 1.8345e-06 | 1.7622e-06 | 1.6266e-06 | 1.8976e-06 | 1.9777e-06 | 1.8123e-06 | 1.8849e-06 | 1.7791e-06 | 1.7232e-06 | 1.7778e-06 | 2.0138e-06 | 1.8059e-06 | 1.4775e-06 | 2.0906e-06 | 1.8732e-06 | 1.6831e-06 | 1.8054e-06 | 1.7233e-06 | 1.4609e-06 | 1.9104e-06 | 1.8801e-06 | 1.5465e-06 | 1.6967e-06 | 1.7165e-06 | 2.0789e-06 | 1.8568e-06 | 1.8603e-06 | 1.701e-06 | 1.7222e-06 | 2.043e-06 | 2.1635e-06 | 1.6224e-06 | 1.9334e-06 | 1.8881e-06 | 1.623e-06 | 1.6808e-06 | 1.6299e-06 | 1.7052e-06 | 2.0575e-06 | 2.1113e-06 | 1.9018e-06 | 1.9623e-06 | 2.0582e-06 | 2.298e-06 | 1.6986e-06 | 2.3195e-06 | 1.7366e-06 | 1.7551e-06 | 1.7249e-06 | 1.6541e-06 | 1.8277e-06 | 1.9044e-06 | 1.781e-06 | 1.941e-06 | 1.9768e-06 | 1.8072e-06 | 1.9522e-06 | 1.8393e-06 | 2.0518e-06 | 2.1528e-06 | 1.7312e-06 | 2.1115e-06 | 1.5633e-06 | 2.0123e-06 | 1.8479e-06 | 2.0916e-06 | 2.0193e-06 | 2.0019e-06 | 1.8615e-06 | 2.1576e-06 | 1.6039e-06 | 1.8699e-06 | 1.5778e-06 | 1.9457e-06 | 1.9277e-06 | 1.4875e-06 | 2.0536e-06 | 1.875e-06 | 2.0247e-06 | 1.8366e-06 | 1.9733e-06 | 2.0758e-06 | 1.458e-06 | 1.9933e-06 | 1.7339e-06 | 1.8309e-06 | 2.1619e-06 | 1.8492e-06 | 1.583e-06 | 1.9778e-06 | 1.9045e-06 | 2.3178e-06 | 1.769e-06 | 1.9362e-06 | 1.7552e-06 | 1.7282e-06 | 1.9128e-06 | 1.9229e-06 | 1.7339e-06 | 1.7587e-06 | 1.8608e-06 | 1.9329e-06 | 1.9871e-06 | 1.8628e-06 | 1.6608e-06 | 1.9026e-06 | 1.8062e-06 | 1.7703e-06 | 2.0952e-06 | 1.8362e-06 | 1.6577e-06 | 1.9236e-06 | 1.8956e-06 | 1.9931e-06 | 1.9875e-06 | 1.697e-06 | 2.0532e-06 | 1.8597e-06 | 1.7086e-06 | 1.9554e-06 | 1.9134e-06 | 2.0107e-06 | 1.6166e-06 | 1.9177e-06 | 1.7863e-06 | 1.7698e-06 | 1.9889e-06 | 2.0548e-06 | 1.8995e-06 | 2.0805e-06 | 2.0252e-06 | 1.7377e-06 | 1.9096e-06 | 2.0864e-06 | 1.8256e-06 | 1.7851e-06 | 1.7497e-06 | 1.9704e-06 | 1.6386e-06 | 1.7738e-06 | 1.9942e-06 | 1.8471e-06 | 1.9041e-06 | 1.699e-06 | 1.6753e-06 | 1.9251e-06 | 2.4501e-06 | 1.94e-06 | 1.7323e-06 | 1.4833e-06 | 1.6839e-06 | 1.8657e-06 | 1.6694e-06 | 2.0498e-06 | 1.8507e-06 | 2.0712e-06 | 1.9147e-06 | 1.3874e-06 | 1.7981e-06 | 2.0573e-06 | 2.048e-06 | 1.7278e-06 | 1.6743e-06 | 1.954e-06 | 1.7517e-06 | 1.9474e-06 | 1.7206e-06 | 2.0922e-06 | 1.7122e-06 | 1.6773e-06 | 1.8355e-06 | 1.961e-06 | 1.8631e-06 | 1.559e-06 | 1.985e-06 | 1.6469e-06 | 2.0708e-06 | 1.9343e-06 | 1.8922e-06 | 1.7741e-06 | 1.3698e-06 | 1.7213e-06 | 1.9493e-06 | 2.137e-06 | 1.5624e-06 | 1.9465e-06 | 1.8259e-06 | 2.0163e-06 | 2.0367e-06 | 1.8926e-06 | 1.6625e-06 | 1.7872e-06 | 1.6608e-06 | 1.5952e-06 | 1.7455e-06 | 2.039e-06 | 1.6161e-06 | 1.9703e-06 | 1.9282e-06 | 1.6939e-06 | 2.0078e-06 | 1.9853e-06 | 1.8595e-06 | 1.8481e-06 | 1.7972e-06 | 1.4402e-06 | 2.011e-06 | 2.0519e-06 | 2.1271e-06 | 1.9867e-06 | 1.4192e-06 | 1.7885e-06 | 1.5228e-06 | 1.8714e-06 | 2.1489e-06 | 1.4799e-06 | 1.818e-06 | 1.742e-06 | 1.594e-06 | 1.8397e-06 | 2.1679e-06 | 2.0071e-06 | 1.8928e-06 | 1.8354e-06 | 1.8799e-06 | 1.6278e-06 | 1.9775e-06 | 1.657e-06 | 1.8706e-06 | 1.9285e-06 | 1.8524e-06 | 2.5112e-06 | 1.8749e-06 | 1.9317e-06 | 1.7926e-06 | 1.4787e-06 | 1.9892e-06 | 1.7552e-06 | 1.8428e-06 | 1.8478e-06 | 1.4938e-06 | 1.8059e-06 | 1.4852e-06 | 1.8714e-06 | 2.1486e-06 | 2.0349e-06 | 1.9778e-06 | 1.943e-06 | 1.7283e-06 | 1.9611e-06 | 2.1338e-06 | 1.8392e-06 | 1.821e-06 | 1.7904e-06 | 1.8747e-06 | 1.8726e-06 | 1.7328e-06 | 1.9775e-06 | 1.9883e-06 | 1.9549e-06 | 1.5704e-06 | 1.6686e-06 | 1.6772e-06 | 1.9564e-06 | 1.7874e-06 | 2.1338e-06 | 1.9448e-06 | 1.7087e-06 | 1.8869e-06 | 2.0145e-06 | 1.7335e-06 | 1.9882e-06 | 1.7373e-06 | 1.3608e-06 | 1.8372e-06 | 1.7655e-06 | 1.9994e-06 | 1.764e-06 | 1.7658e-06 | 2.0617e-06 | 2.0378e-06 | 1.6819e-06 | 2.0304e-06 | 1.7685e-06 | 2.0013e-06 | 1.7756e-06 | 1.7007e-06 | 2.1779e-06 | 1.8986e-06 | 1.5901e-06 | 1.8164e-06 | 1.8948e-06 | 1.6965e-06 | 1.5231e-06 | 1.6383e-06 | 1.5511e-06 | 1.5312e-06 | 2.1347e-06 | 1.8479e-06 | 2.0088e-06 | 1.8278e-06 | 1.9236e-06 | 1.4798e-06 | 1.8264e-06 | 1.7168e-06 | 1.7097e-06 | 1.8081e-06 | 2.0003e-06 | 2.0933e-06 | 1.6016e-06 | 2.2882e-06 | 1.4502e-06 | 1.9028e-06 | 1.9977e-06 | 1.9558e-06 | 1.7421e-06 | 2.3889e-06 | 1.7416e-06 | 1.5795e-06 | 1.4649e-06 | 1.8093e-06 | 1.7422e-06 | 1.8355e-06 | 1.7385e-06 | 1.5967e-06 | 1.6572e-06 | 1.8443e-06 | 1.4984e-06 | 1.9837e-06 | 2.1068e-06 | 1.6934e-06 | 2.0756e-06 | 1.866e-06 | 1.6013e-06 | 1.9809e-06 | 1.9535e-06 | 2.2037e-06 | 1.7204e-06 | 1.7314e-06 | 1.9523e-06 | 1.9348e-06 | 2.1302e-06 | 1.8316e-06 | 1.9722e-06 | 1.8054e-06 | 1.503e-06 | 1.592e-06 | 1.7562e-06 | 1.681e-06 | 2.0613e-06 | 2.0595e-06 | 1.8299e-06 | 1.9054e-06 | 1.5725e-06 | 1.9033e-06 | 1.7472e-06 | 1.5962e-06 | 2.0472e-06 | 1.6552e-06 | 1.5308e-06 | 1.8448e-06 | 2.1903e-06 | 1.5084e-06 | 1.9699e-06 | 1.4685e-06 | 1.8319e-06 | 2.1329e-06 | 1.7844e-06 | 1.8198e-06 | 1.8194e-06 | 1.5313e-06 | 1.8837e-06 | 1.7e-06 | 1.986e-06 | 1.781e-06 | 1.8469e-06 | 1.8996e-06 | 1.7085e-06 | 1.9608e-06 | 1.4214e-06 | 1.9442e-06 | 1.76e-06 | 1.713e-06 | 1.624e-06 | 2.0067e-06 | 2.1214e-06 | 1.775e-06 | 1.8839e-06 | 1.6508e-06 | 1.8012e-06 | 1.9318e-06 | 1.7526e-06 | 1.8451e-06 | 2.0735e-06 | 1.5076e-06 | 1.9073e-06 | 1.5495e-06 | 2.176e-06 | 1.7629e-06 | 1.6184e-06 | 1.878e-06 | 1.8992e-06 | 1.8684e-06 | 1.822e-06 | 1.863e-06 | 1.8525e-06 | 1.966e-06 | 2.0938e-06 | 1.5734e-06 | 1.9128e-06 | 1.9511e-06 | 1.7162e-06 | 1.9358e-06 | 1.5058e-06 | 1.495e-06 | 1.7844e-06 | 1.5656e-06 | 1.9927e-06 | 1.7555e-06 | 1.6434e-06 | 1.7218e-06 | 1.9705e-06 | 2.1607e-06 | 1.8128e-06 | 1.9454e-06 | 1.3467e-06 | 1.7562e-06 | 1.7276e-06 | 1.7467e-06 | 1.8682e-06 | 2.0268e-06 | 2.0281e-06 | 2.1464e-06 | 1.7407e-06 | 1.9874e-06 | 1.957e-06 | 2.0036e-06 | 1.7208e-06 | 1.8227e-06 | 1.5247e-06 | 2.0479e-06 | 1.8096e-06 | 1.7337e-06 | 1.9414e-06 | 1.8435e-06 | 1.7625e-06 | 1.5842e-06 | 1.8147e-06 | 1.8714e-06 | 2.0591e-06 | 1.724e-06 | 1.7489e-06 | 1.7091e-06 | 1.4877e-06 | 1.9087e-06 | 1.5483e-06 | 1.683e-06 | 1.9307e-06 | 1.6014e-06 | 1.7715e-06 | 1.8155e-06 | 1.5349e-06 | 1.7254e-06 | 1.5742e-06 | 1.99e-06 | 1.9297e-06 | 2.0721e-06 | 2.0184e-06 | 1.8171e-06 | 1.9092e-06 | 1.7271e-06 | 1.8227e-06 | 1.9652e-06 | 1.7306e-06 | 2.0143e-06 | 1.6803e-06 | 1.9434e-06 | 1.9421e-06 | 1.6895e-06 | 1.7404e-06 | 1.8271e-06 | 2.0563e-06 | 1.8205e-06 | 1.8644e-06 | 1.8963e-06 | 1.916e-06 | 2.1816e-06 | 1.5978e-06 | 1.8138e-06 | 1.99e-06 | 1.9682e-06 | 1.8066e-06 | 1.6427e-06 | 1.8993e-06 | 1.8099e-06 | 1.8255e-06 | 2.1703e-06 | 1.8011e-06 | 1.8365e-06 | 1.5974e-06 | 2.0585e-06 | 1.9468e-06 | 1.9323e-06 | 1.8097e-06 | 1.9454e-06 | 2.0367e-06 | 1.8584e-06 | 1.8411e-06 | 2.0811e-06 | 2.1131e-06 | 1.8456e-06 | 1.9104e-06 | 1.9277e-06 | 1.7818e-06 | 1.9872e-06 | 2.2353e-06 | 1.6297e-06 | 1.7372e-06 | 2.1057e-06 | 2.0952e-06 | 1.4622e-06 | 1.7316e-06 | 1.9709e-06 | 1.7192e-06 | 1.4444e-06 | 2.076e-06 | 1.9927e-06 | 2.0349e-06 | 1.7082e-06 | 1.7205e-06 | 1.7177e-06 | 2.0873e-06 | 1.436e-06 | 2.0482e-06 | 1.4868e-06 | 2.0006e-06 | 1.8854e-06 | 2.2495e-06 | 2.0264e-06 | 1.9535e-06 | 1.6099e-06 | 1.8275e-06 | 2.1738e-06 | 1.6274e-06 | 2.0891e-06 | 1.8704e-06 | 2.1476e-06 | 1.7593e-06 | 1.6792e-06 | 1.8654e-06 | 2.0786e-06 | 1.7042e-06 | 1.8594e-06 | 1.6832e-06 | 1.8269e-06 | 1.6502e-06 | 2.1527e-06 | 1.914e-06 | 2.2164e-06 | 1.6197e-06 | 1.8461e-06 | 1.5514e-06 | 1.7345e-06 | 1.8391e-06 | 2.181e-06 | 1.6932e-06 | 1.43e-06 | 2.1513e-06 | 1.6251e-06 | 2.0358e-06 | 1.9426e-06 | 1.7483e-06 | 1.6021e-06 | 1.8865e-06 | 1.9607e-06 | 1.5487e-06 | 1.853e-06 | 1.8955e-06 | 1.6743e-06 | 1.5244e-06 | 1.749e-06 | 1.8696e-06 | 1.6061e-06 | 2.1425e-06 | 1.829e-06 | 1.7583e-06 | 2.1092e-06 | 1.8288e-06 | 1.4625e-06 | 1.7899e-06 | 1.8264e-06 | 1.7298e-06 | 1.9628e-06 | 1.8719e-06 | 1.8887e-06 | 2.0017e-06 | 1.7865e-06 | 1.922e-06 | 2.0051e-06 | 1.5757e-06 | 1.7988e-06 | 1.9456e-06 | 1.8426e-06 | 1.938e-06 | 1.9703e-06 | 1.7998e-06 | 1.7586e-06 | 1.8758e-06 | 1.8552e-06 | 1.9284e-06 | 1.9216e-06 | 2.0377e-06 | 1.8098e-06 | 1.7298e-06 | 1.9417e-06 | 1.7071e-06 | 1.5873e-06 | 1.8723e-06 | 1.9165e-06 | 1.8756e-06 | 2.0114e-06 | 1.9117e-06 | 1.9276e-06 | 1.8344e-06 | 1.8415e-06 | 1.9997e-06 | 1.9264e-06 | 1.9049e-06 | 1.8774e-06 | 1.6922e-06 | 1.7865e-06 | 1.8544e-06 | 2.048e-06 | 1.7057e-06 | 1.6648e-06 | 1.6696e-06 | 1.9303e-06 | 1.9386e-06 | 1.7798e-06 | 1.7548e-06 | 2.0233e-06 | 1.7773e-06 | 1.8275e-06 | 1.9672e-06 | 1.9165e-06 | 1.765e-06 | 1.5451e-06 | 1.6722e-06 | 1.8839e-06 | 1.7705e-06 | 2.0109e-06 | 1.7712e-06 | 2.0716e-06 | 1.8703e-06 | 1.8787e-06 | 2.1419e-06 | 1.6125e-06 | 1.9663e-06 | 1.5985e-06 | 1.7902e-06 | 1.8771e-06 | 1.8998e-06 | 1.5776e-06 | 2.1035e-06 | 1.8272e-06 | 1.7431e-06 | 1.8353e-06 | 1.5629e-06 | 2.0709e-06 | 1.8592e-06 | 1.8013e-06 | 1.9345e-06 | 1.8373e-06 | 1.942e-06 | 1.8434e-06 | 1.7115e-06 | 2.0241e-06 | 1.8771e-06 | 1.8484e-06 | 1.4534e-06 | 1.4751e-06 | 1.8897e-06 | 1.6137e-06 | 1.9546e-06 | 1.7904e-06 | 1.8231e-06 | 1.5707e-06 | 1.8626e-06 | 1.8608e-06 | 1.6961e-06 | 1.6891e-06 | 1.7586e-06 | 1.9125e-06 | 1.7161e-06 | 2.0484e-06 | 1.9297e-06 | 1.5238e-06 | 1.572e-06 | 1.8277e-06 | 2.1471e-06 | 1.8807e-06 | 2.1076e-06 | 1.7019e-06 | 1.8749e-06 | 2.0336e-06 | 2.1396e-06 | 1.9891e-06 | 1.7926e-06 | 1.6297e-06 | 1.736e-06 | 1.5115e-06 | 1.7888e-06 | 1.6405e-06 | 1.9673e-06 | 1.7345e-06 | 1.6356e-06 | 1.8188e-06 | 1.8683e-06 | 2.0202e-06 | 2.0882e-06 | 1.7383e-06 | 1.4086e-06 | 1.939e-06 | 1.861e-06 | 1.7648e-06 | 1.8456e-06 | 1.4806e-06 | 1.4587e-06 | 1.8589e-06 | 2.1186e-06 | 2.0942e-06 | 1.6773e-06 | 1.752e-06 | 1.8719e-06 | 1.8186e-06 | 2.0223e-06 | 1.8439e-06 | 2.2326e-06 | 1.9109e-06 | 2.0558e-06 | 1.7049e-06 | 2.1015e-06 | 1.369e-06 | 1.5696e-06 | 1.8382e-06 | 1.7985e-06 | 1.8475e-06 | 1.6114e-06 | 1.4661e-06 | 1.8324e-06 | 1.9653e-06 | 1.5065e-06 | 1.9025e-06 | 2.0176e-06 | 2.013e-06 | 1.7977e-06 | 1.673e-06 | 1.9877e-06 | 1.8935e-06 | 1.9674e-06 | 1.8e-06 | 2.1635e-06 | 1.8115e-06 | 1.7829e-06 | 1.904e-06 | 1.7624e-06 | 2.2475e-06 | 1.895e-06 | 1.8935e-06 | 1.6795e-06 | 1.778e-06 | 1.5759e-06 | 2.1476e-06 | 2.0084e-06 | 1.8784e-06 | 1.6329e-06 | 1.9166e-06 | 2.1611e-06 | 2.1759e-06 | 1.6714e-06 | 1.8892e-06 | 1.6002e-06 | 1.9748e-06 | 1.7548e-06 | 1.8876e-06 | 2.0264e-06 | 1.7799e-06 | 1.928e-06 | 1.9529e-06 | 1.8852e-06 | 1.7689e-06 | 2.0001e-06 | 2.0658e-06 | 1.9798e-06 | 2.1128e-06 | 2.0716e-06 | 1.6192e-06 | 1.9732e-06 | 1.9481e-06 | 1.7364e-06 | 2.0687e-06 | 1.8285e-06 | 1.8859e-06 | 1.9713e-06 | 1.5845e-06 | 1.5335e-06 | 1.648e-06 | 1.883e-06 | 1.8726e-06 | 2.2297e-06 | 1.9396e-06 | 1.9198e-06 | 1.7971e-06 | 1.8932e-06 | 1.7796e-06 | 2.2016e-06 | 1.6437e-06 | 2.2596e-06 | 1.7633e-06 | 1.8936e-06 | 1.6415e-06 | 1.6762e-06 | 1.4311e-06 | 1.7829e-06 | 1.9387e-06 | 1.9483e-06 | 1.7409e-06 | 1.8011e-06 | 2.2222e-06 | 2.0096e-06 | 1.5274e-06 | 1.93e-06 | 1.763e-06 | 1.684e-06 | 1.7254e-06 | 2.0304e-06 | 1.5501e-06 | 1.591e-06 | 1.8137e-06 | 1.7199e-06 | 1.4586e-06 | 1.8843e-06 | 1.4324e-06 | 2.122e-06 | 1.7704e-06 | 1.8678e-06 | 1.8036e-06 | 2.0016e-06 | 1.6127e-06 | 2.1045e-06 | 1.6708e-06 | 1.9394e-06 | 2.1026e-06 | 1.7926e-06 | 1.9352e-06 | 1.5625e-06 | 2.0306e-06 | 1.8905e-06 | 2.1187e-06 | 1.8096e-06 | 1.7208e-06 | 1.7713e-06 | 1.8334e-06 | 1.8525e-06 | 1.7184e-06 | 1.86e-06 | 1.8118e-06 | 1.8624e-06 | 2.1325e-06 | 1.9e-06 | 2.0534e-06 | 1.592e-06 | 2.0155e-06 | 1.9131e-06 | 1.8449e-06 | 1.9212e-06 | 1.7801e-06 | 1.8076e-06 | 2.0987e-06 | 1.4693e-06 | 1.8445e-06 | 2.1753e-06 | 1.9102e-06 | 1.8571e-06 | 1.7411e-06 | 1.8861e-06 | 1.7397e-06 | 2.0166e-06 | 2.1276e-06 | 2.1874e-06 | 2.0465e-06 | 1.7543e-06 | 1.9815e-06 | 1.8578e-06 | 1.8397e-06 | 1.8857e-06 | 1.7882e-06 | 1.747e-06 | 1.9408e-06 | 1.8497e-06 | 1.9844e-06 | 2.0092e-06 | 1.9996e-06 | 1.755e-06 | 1.8511e-06 | 1.7446e-06 | 1.8419e-06 | 2.0369e-06 | 2.1087e-06 | 1.9334e-06 | 1.5519e-06 | 1.9301e-06 | 1.8274e-06 | 1.7516e-06 | 2.0829e-06 | 1.7688e-06 | 1.7627e-06 | 1.528e-06 | 1.6418e-06 | 1.8584e-06 | 1.9511e-06 | 1.8392e-06 | 1.8111e-06 | 2.0015e-06 | 1.9891e-06 | 1.5743e-06 | 1.7114e-06 | 1.5784e-06 | 1.7614e-06 | 1.8163e-06 | 1.5517e-06 | 1.8409e-06 | 1.422e-06 | 1.6325e-06 | 1.7407e-06 | 1.5744e-06 | 1.8585e-06 | 1.9481e-06 | 1.6193e-06 | 1.8013e-06 | 1.7633e-06 | 1.876e-06 | 1.5956e-06 | 2.0442e-06 | 1.74e-06 | 1.8952e-06 | 1.8389e-06 | 1.6027e-06 | 2.0125e-06 | 1.6978e-06 | 1.5465e-06 | 1.952e-06 | 1.9712e-06 | 1.8593e-06 | 1.5797e-06 | 1.9015e-06 | 1.6281e-06 | 1.9091e-06 | 2.0156e-06 | 1.6833e-06 | 1.9529e-06 | 2.0114e-06 | 2.0844e-06 | 1.75e-06 | 1.9958e-06 | 1.7441e-06 | 2.1522e-06 | 1.833e-06 | 1.4172e-06 | 1.5947e-06 | 1.8969e-06 | 1.9248e-06 | 1.6001e-06 | 1.7464e-06 | 1.6347e-06 | 1.8566e-06 | 2.3381e-06 | 1.8897e-06 | 1.7129e-06 | 1.6295e-06 | 1.7907e-06 | 1.8659e-06 | 2.1186e-06 | 1.9133e-06 | 1.9014e-06 | 1.8207e-06 | 1.9691e-06 | 1.9258e-06 | 1.5561e-06 | 1.7355e-06 | 2.0064e-06 | 2.0745e-06 | 1.6949e-06 | 1.8223e-06 | 1.8495e-06 | 1.7464e-06 | 1.8943e-06 | 1.7338e-06 | 1.7313e-06 | 2.1794e-06 | 1.8002e-06 | 1.7277e-06 | 1.9294e-06 | 2.0187e-06 | 2.0034e-06 | 1.6324e-06 | 1.9591e-06 | 1.6961e-06 | 1.7684e-06 | 1.9373e-06 | 1.8424e-06 | 1.4762e-06 | 1.5969e-06 | 1.6142e-06 | 1.8418e-06 | 1.9017e-06 | 1.7882e-06 | 1.9679e-06 | 1.8699e-06 | 1.98e-06 | 2.0772e-06 | 2.2305e-06 | 2.0619e-06 | 1.9204e-06 | 1.7276e-06 | 1.8231e-06 | 1.6622e-06 | 1.8763e-06 | 1.8638e-06 | 1.716e-06 | 2.0643e-06 | 1.8664e-06 | 1.7583e-06 | 2.0869e-06 | 1.6817e-06 | 1.4959e-06 | 1.9674e-06 | 1.5807e-06 | 1.7181e-06 | 1.9602e-06 | 1.9252e-06 | 1.835e-06 | 1.6415e-06 | 1.9867e-06 | 1.6263e-06 | 1.7405e-06 | 1.7765e-06 | 1.9306e-06 | 1.6558e-06 | 1.6046e-06 | 1.6706e-06 | 1.8996e-06 | 1.6861e-06 | 2.0049e-06 | 1.8926e-06 | 1.751e-06 | 1.4168e-06 | 1.8229e-06 | 2.1016e-06 | 1.5481e-06 | 1.7026e-06 | 2.018e-06 | 1.8068e-06 | 2.1197e-06 | 1.6632e-06 | 1.8513e-06 | 1.6789e-06 | 1.7167e-06 | 2.0761e-06 | 1.7502e-06 | 2.038e-06 | 1.8133e-06 | 1.8231e-06 | 1.9379e-06 | 1.893e-06 | 2.0438e-06 | 1.828e-06 | 1.8749e-06 | 1.6017e-06 | 1.9425e-06 | 1.5128e-06 | 1.5595e-06 | 2.0317e-06 | 2.1768e-06 | 2.2842e-06 | 1.8658e-06 | 1.4426e-06 | 1.6297e-06 | 1.7014e-06 | 1.6792e-06 | 1.7262e-06 | 1.6671e-06 | 2.0485e-06 | 1.8388e-06 | 2.1829e-06 | 2.1876e-06 | 1.7496e-06 | 1.6632e-06 | 1.8101e-06 | 1.7808e-06 | 1.6859e-06 | 1.7762e-06 | 1.625e-06 | 1.9528e-06 | 1.6659e-06 | 1.767e-06 | 1.95e-06 | 2.02e-06 | 1.7385e-06 | 1.8116e-06 | 1.7781e-06 | 1.8149e-06 | 1.9394e-06 | 1.7562e-06 | 1.598e-06 | 1.6034e-06 | 1.9862e-06 | 1.8016e-06 | 1.9086e-06 | 1.8291e-06 | 1.8726e-06 | 2.2745e-06 | 2.2673e-06 | 1.5896e-06 | 1.6558e-06 | 1.91e-06 | 1.6884e-06 | 1.8343e-06 | 1.9924e-06 | 1.7754e-06 | 1.7615e-06 | 1.8027e-06 | 2.1034e-06 | 1.8912e-06 | 1.8943e-06 | 1.7492e-06 | 2.0293e-06 | 1.875e-06 | 1.8558e-06 | 1.9622e-06 | 1.704e-06 | 1.813e-06 | 1.821e-06 | 1.7713e-06 | 1.7354e-06 | 1.6846e-06 | 1.7577e-06 | 1.7234e-06 | 1.7911e-06 | 1.9238e-06 | 1.5118e-06 | 1.8509e-06 | 1.5065e-06 | 1.7057e-06 | 1.8109e-06 | 1.6798e-06 | 2.1842e-06 | 1.7951e-06 | 1.6524e-06 | 1.8877e-06 | 2.0223e-06 | 1.7641e-06 | 2.0867e-06 | 1.6262e-06 | 1.7071e-06 | 1.6996e-06 | 1.6948e-06 | 1.8364e-06 | 1.5288e-06 | 2.0039e-06 | 1.4409e-06 | 2.1366e-06 | 1.9724e-06 | 1.7065e-06 | 1.8721e-06 | 2.1573e-06 | 1.8706e-06 | 1.8335e-06 | 2.1764e-06 | 1.619e-06 | 1.8734e-06 | 1.7228e-06 | 1.6948e-06 | 2.2561e-06 | 2.056e-06 | 1.7901e-06 | 1.7073e-06 | 1.4365e-06 | 1.3912e-06 | 2.0663e-06 | 1.9813e-06 | 1.9263e-06 | 1.7305e-06 | 1.9774e-06 | 2.1022e-06 | 1.61e-06 | 1.4692e-06 | 2.1681e-06 | 1.901e-06 | 1.8918e-06 | 1.788e-06 | 1.9474e-06 | 2.0837e-06 | 1.6796e-06 | 1.8586e-06 | 1.7886e-06 | 1.6153e-06 | 1.6622e-06 | 1.7114e-06 | 1.5641e-06 | 2.1379e-06 | 2.0656e-06 | 1.9138e-06 | 1.6818e-06 | 1.8707e-06 | 1.7917e-06 | 1.8642e-06 | 2.1025e-06 | 1.7878e-06 | 1.7734e-06 | 1.8106e-06 | 1.9706e-06 | 1.8153e-06 | 1.9879e-06 | 1.8413e-06 | 1.6928e-06 | 1.9726e-06 | 2.289e-06 | 1.9745e-06 | 1.9446e-06 | 2.0072e-06 | 2.0723e-06 | 1.9309e-06 | 1.8627e-06 | 1.8807e-06 | 1.8771e-06 | 1.7178e-06 | 2.1604e-06 | 1.8817e-06 | 2.0795e-06 | 2.0029e-06 | 1.9546e-06 | 1.9172e-06 | 1.6708e-06 | 1.5251e-06 | 1.4377e-06 | 2.137e-06 | 1.9117e-06 | 1.6558e-06 | 2.0007e-06 | 1.7596e-06 | 1.991e-06 | 1.9199e-06 | 1.8125e-06 | 1.4336e-06 | 1.9397e-06 | 2.105e-06 | 1.7782e-06 | 1.9015e-06 | 1.9389e-06 | 2.0696e-06 | 1.7169e-06 | 2.1187e-06 | 1.5697e-06 | 1.7834e-06 | 2.0524e-06 | 2.0693e-06 | 2.0946e-06 | 1.8929e-06 | 1.9035e-06 | 2.0042e-06 | 1.7274e-06 | 1.8701e-06 | 1.523e-06 | 1.8233e-06 | 1.7511e-06 | 1.7252e-06 | 1.7734e-06 | 1.7604e-06 | 1.5477e-06 | 2.1378e-06 | 1.5888e-06 | 1.5735e-06 | 1.6862e-06 | 1.8018e-06 | 2.0701e-06 | 1.9596e-06 | 1.731e-06 | 2.0936e-06 | 1.8753e-06 | 1.7554e-06 | 1.5423e-06 | 1.8896e-06 | 1.7757e-06 | 1.7649e-06 | 2.2986e-06 | 1.4914e-06 | 2.1665e-06 | 1.8063e-06 | 1.672e-06 | 1.6031e-06 | 1.7476e-06 | 1.6448e-06 | 1.4615e-06 | 1.7672e-06 | 1.7334e-06 | 1.589e-06 | 1.8423e-06 | 1.863e-06 | 1.9568e-06 | 1.7904e-06 | 1.7046e-06 | 2.0545e-06 | 1.7109e-06 | 2.0396e-06 | 1.9328e-06 | 2.0083e-06 | 1.8483e-06 | 1.9277e-06 | 1.9571e-06 | 2.0517e-06 | 2.0282e-06 | 1.7861e-06 | 1.4569e-06 | 1.4808e-06 | 1.9212e-06 | 1.8053e-06 | 1.7527e-06 | 1.659e-06 | 1.7957e-06 | 2.0778e-06 | 1.703e-06 | 1.6098e-06 | 1.997e-06 | 1.5519e-06 | 1.5163e-06 | 1.5903e-06 | 1.4554e-06 | 2.4761e-06 | 1.6278e-06 | 1.6452e-06 | 1.9433e-06 | 2.1167e-06 | 1.9124e-06 | 2.1118e-06 | 1.8295e-06 | 1.7187e-06 | 1.9958e-06 | 1.9799e-06 | 1.9068e-06 | 1.6732e-06 | 2.0507e-06 | 1.8092e-06 | 1.5183e-06 | 1.8496e-06 | 1.7794e-06 | 1.6977e-06 | 1.6284e-06 | 2.0712e-06 | 2.1166e-06 | 1.962e-06 | 1.9294e-06 | 2.0175e-06 | 2.0611e-06 | 1.9787e-06 | 1.635e-06 | 1.8115e-06 | 1.5039e-06 | 2.0184e-06 | 1.7597e-06 | 1.9168e-06 | 1.6997e-06 | 1.8483e-06 | 1.9138e-06 | 1.9103e-06 | 1.8877e-06 | 1.7249e-06 | 1.9103e-06 | 2.2037e-06 | 2.0863e-06 | 1.6469e-06 | 1.7449e-06 | 1.8792e-06 | 1.9398e-06 | 1.6905e-06 | 1.8717e-06 | 2.2152e-06 | 1.8919e-06 | 1.5827e-06 | 1.6366e-06 | 1.7428e-06 | 1.826e-06 | 2.1341e-06 | 1.7346e-06 | 1.8507e-06 | 1.7392e-06 | 1.698e-06 | 1.8784e-06 | 1.7736e-06 | 2.066e-06 | 1.7293e-06 | 1.5336e-06 | 1.7926e-06 | 1.9483e-06 | 1.9161e-06 | 2.1002e-06 | 1.6627e-06 | 1.8773e-06 | 2.0642e-06 | 1.7699e-06 | 2.0229e-06 | 1.7793e-06 | 1.9588e-06 | 1.9248e-06 | 1.6722e-06 | 1.5697e-06 | 1.9541e-06 | 2.107e-06 | 1.8386e-06 | 1.8753e-06 | 1.8348e-06 | 1.7244e-06 | 1.714e-06 | 1.9425e-06 | 1.6042e-06 | 1.9471e-06 | 1.7072e-06 | 1.7433e-06 | 1.8884e-06 | 1.728e-06 | 1.6829e-06 | 1.784e-06 | 2.1129e-06 | 2.0051e-06 | 1.9995e-06 | 1.5056e-06 | 1.5789e-06 | 2.322e-06 | 1.6447e-06 | 2.0449e-06 | 1.9529e-06 | 2.1771e-06 | 1.6816e-06 | 1.5499e-06 | 2.0062e-06 | 1.6512e-06 | 1.4261e-06 | 2.006e-06 | 2.2095e-06 | 1.7824e-06 | 1.7129e-06 | 1.5564e-06 | 1.7923e-06 | 1.7785e-06 | 1.5902e-06 | 1.8694e-06 | 1.9998e-06 | 2.0014e-06 | 1.6311e-06 | 1.7909e-06 | 1.8547e-06 | 1.6316e-06 | 1.8061e-06 | 1.8247e-06 | 1.8317e-06 | 1.834e-06 | 1.9717e-06 | 1.7838e-06 | 1.8828e-06 | 2.1415e-06 | 1.9678e-06 | 1.9742e-06 | 1.6577e-06 | 2.207e-06 | 1.8975e-06 | 2.1458e-06 | 1.9044e-06 | 1.931e-06 | 1.7573e-06 | 1.9941e-06 | 1.7892e-06 | 1.5756e-06 | 1.8912e-06 | 1.7882e-06 | 1.9429e-06 | 1.7586e-06 | 1.6826e-06 | 1.7848e-06 | 1.8546e-06 | 1.8933e-06 | 1.8443e-06 | 2.0533e-06 | 1.5908e-06 | 2.1793e-06 | 1.4138e-06 | 1.697e-06 | 1.45e-06 | 1.7403e-06 | 1.8514e-06 | 1.8802e-06 | 1.6617e-06 | 2.1765e-06 | 1.8703e-06 | 1.6598e-06 | 2.1266e-06 | 1.6399e-06 | 1.8041e-06 | 1.6967e-06 | 1.5369e-06 | 1.8091e-06 | 1.7559e-06 | 1.553e-06 | 1.8535e-06 | 1.9544e-06 | 1.9286e-06 | 1.8264e-06 | 1.7202e-06 | 1.6342e-06 | 1.8111e-06 | 1.8447e-06 | 1.9024e-06 | 1.8176e-06 | 1.8777e-06 | 1.7509e-06 | 1.6564e-06 | 2.3007e-06 | 1.5813e-06 | 1.6981e-06 | 1.4766e-06 | 1.6787e-06 | 1.8184e-06 | 2.0093e-06 | 1.782e-06 | 1.902e-06 | 1.6287e-06 | 1.7504e-06 | 1.786e-06 | 2.089e-06 | 1.9106e-06 | 1.4869e-06 | 1.5098e-06 | 1.9237e-06 | 2.0107e-06 | 1.537e-06 | 1.7302e-06 | 1.8815e-06 | 2.077e-06 | 1.5959e-06 | 1.6926e-06 | 1.6312e-06 | 1.9224e-06 | 2.0095e-06 | 2.1461e-06 | 1.8525e-06 | 1.9726e-06 | 1.7243e-06 | 1.8849e-06 | 1.9139e-06 | 1.7892e-06 | 1.8871e-06 | 2.0046e-06 | 1.445e-06 | 1.779e-06 | 2.0847e-06 | 2.0661e-06 | 1.7946e-06 | 1.7495e-06 | 2.1591e-06 | 1.9618e-06 | 1.892e-06 | 1.6503e-06 | 1.4402e-06 | 2.246e-06 | 1.8239e-06 | 1.979e-06 | 1.654e-06 | 1.5926e-06 | 1.6525e-06 | 1.7735e-06 | 1.7144e-06 | 2.0632e-06 | 1.8029e-06 | 1.9316e-06 | 2.031e-06 | 1.499e-06 | 1.519e-06 | 1.7815e-06 | 1.8955e-06 | 1.7914e-06 | 1.9317e-06 | 1.9261e-06 | 1.6777e-06 | 1.9541e-06 | 1.9716e-06 | 1.6225e-06 | 2.1426e-06 | 1.7724e-06 | 1.799e-06 | 1.7528e-06 | 1.9892e-06 | 1.6965e-06 | 1.9383e-06 | 1.715e-06 | 2.2027e-06 | 1.7773e-06 | 1.8848e-06 | 1.7981e-06 | 1.7965e-06 | 1.5223e-06 | 1.4275e-06 | 1.7639e-06 | 1.7574e-06 | 1.9017e-06 | 1.9262e-06 | 1.8207e-06 | 1.5067e-06 | 1.7762e-06 | 1.4904e-06 | 2.034e-06 | 1.6801e-06 | 2.1042e-06 | 1.6673e-06 | 1.9927e-06 | 1.9247e-06 | 1.7622e-06 | 2.1306e-06 | 1.7273e-06 | 2.1111e-06 | 2.0723e-06 | 1.7971e-06 | 1.9923e-06 | 2.2492e-06 | 1.6553e-06 | 1.7114e-06 | 2.0904e-06 | 1.9531e-06 | 1.9363e-06 | 1.8807e-06 | 1.7398e-06 | 1.6354e-06 | 1.8712e-06 | 1.7865e-06 | 1.8639e-06 | 1.9312e-06 | 1.8238e-06 | 1.8969e-06 | 1.4659e-06 | 1.8366e-06 | 1.753e-06 | 1.7932e-06 | 1.7636e-06 | 1.6789e-06 | 1.798e-06 | 1.9511e-06 | 1.9028e-06 | 1.5211e-06 | 2.0602e-06 | 1.5958e-06 | 2.0649e-06 | 1.9295e-06 | 2.0521e-06 | 1.7797e-06 | 1.973e-06 | 1.8689e-06 | 2.1018e-06 | 1.6426e-06 | 1.9238e-06 | 1.8183e-06 | 2.1017e-06 | 1.9405e-06 | 1.7302e-06 | 2.0903e-06 | 1.9091e-06 | 1.9687e-06 | 1.3312e-06 | 1.5192e-06 | 2.0273e-06 | 2.143e-06 | 1.7465e-06 | 1.775e-06 | 1.7709e-06 | 1.6923e-06 | 1.674e-06 | 2.1437e-06 | 1.7965e-06 | 1.6177e-06 | 1.7304e-06 | 1.8765e-06 | 1.7632e-06 | 1.6633e-06 | 1.7734e-06 | 2.0145e-06 | 1.8407e-06 | 1.4569e-06 | 1.4774e-06 | 2.0051e-06 | 1.5284e-06 | 1.9219e-06 | 1.6151e-06 | 1.5623e-06 | 2.0415e-06 | 1.8474e-06 | 2.199e-06 | 2.0202e-06 | 1.983e-06 | 2.0015e-06 | 1.9837e-06 | 1.7613e-06 | 1.8238e-06 | 1.7477e-06 | 1.9579e-06 | 1.857e-06 | 1.9533e-06 | 1.7868e-06 | 2.1721e-06 | 1.9852e-06 | 1.9134e-06 | 2.0248e-06 | 2.0992e-06 | 1.9225e-06 | 1.8258e-06 | 1.8654e-06 | 1.9256e-06 | 1.8693e-06 | 1.7741e-06 | 2.0019e-06 | 1.5071e-06 | 2.2017e-06 | 1.8547e-06 | 1.8813e-06 | 1.7436e-06 | 1.933e-06 | 1.8495e-06 | 1.8977e-06 | 1.8726e-06 | 1.9628e-06 | 1.7723e-06 | 1.7491e-06 | 1.9693e-06 | 1.5293e-06 | 1.872e-06 | 2.0874e-06 | 1.8356e-06 | 1.7091e-06 | 1.6043e-06 | 1.5601e-06 | 2.0652e-06 | 1.6713e-06 | 1.7778e-06 | 1.6416e-06 | 2.0415e-06 | 1.472e-06 | 1.9042e-06 | 1.7753e-06 | 1.8914e-06 | 2.0809e-06 | 1.8753e-06 | 2.1786e-06 | 1.7034e-06 | 1.9328e-06 | 2.1376e-06 | 1.7298e-06 | 1.8791e-06 | 1.6814e-06 | 1.4277e-06 | 1.8073e-06 | 1.7376e-06 | 1.9985e-06 | 1.8114e-06 | 1.8628e-06 | 2.0337e-06 | 1.805e-06 | 1.9125e-06 | 1.7519e-06 | 1.811e-06 | 1.9742e-06 | 1.6649e-06 | 1.8306e-06 | 1.7755e-06 | 2.0077e-06 | 2.2259e-06 | 1.7089e-06 | 1.6363e-06 | 2.0002e-06 | 1.5391e-06 | 1.8153e-06 | 1.9631e-06 | 1.917e-06 | 1.9658e-06 | 1.9976e-06 | 2.1415e-06 | 1.7576e-06 | 1.9456e-06 | 1.7588e-06 | 2.0472e-06 | 1.9201e-06 | 1.8191e-06 | 1.6195e-06 | 1.9024e-06 | 1.708e-06 | 1.9767e-06 | 1.8282e-06 | 1.806e-06 | 1.8122e-06 | 1.8614e-06 | 1.7486e-06 | 1.8603e-06 | 1.8115e-06 | 1.5968e-06 | 1.775e-06 | 1.8136e-06 | 1.7616e-06 | 1.8672e-06 | 1.9008e-06 | 1.9034e-06 | 2.137e-06 | 1.8232e-06 | 1.6305e-06 | 2.0949e-06 | 1.9127e-06 | 1.5943e-06 | 1.7903e-06 | 1.7107e-06 | 2.0198e-06 | 2.1091e-06 | 1.3519e-06 | 1.8633e-06 | 1.8451e-06 | 1.5919e-06 | 2.0755e-06 | 2.2151e-06 | 2.1573e-06 | 1.7397e-06 | 1.8761e-06 | 1.8615e-06 | 1.7659e-06 | 1.7665e-06 | 2.1051e-06 | 1.7666e-06 | 1.6975e-06 | 1.9343e-06 | 1.9232e-06 | 2.0914e-06 | 1.9174e-06 | 1.8497e-06 | 1.6063e-06 | 1.6651e-06 | 1.7104e-06 | 1.4963e-06 | 1.7611e-06 | 1.6718e-06 | 1.8159e-06 | 1.7607e-06 | 1.4694e-06 | 1.9027e-06 | 1.8087e-06 | 2.3358e-06 | 1.6955e-06 | 1.6544e-06 | 1.878e-06 | 1.7429e-06 | 1.9993e-06 | 2.0194e-06 | 1.8939e-06 | 2.0139e-06 | 2.0594e-06 | 1.7313e-06 | 1.8658e-06 | 1.9795e-06 | 1.7763e-06 | 1.8665e-06 | 1.9299e-06 | 1.9337e-06 | 1.8785e-06 | 1.6058e-06 | 2.0036e-06 | 1.7764e-06 | 1.8427e-06 | 1.9978e-06 | 1.9787e-06 | 1.6692e-06 | 2.0639e-06 | 1.9989e-06 | 1.9899e-06 | 1.6832e-06 | 1.8676e-06 | 1.908e-06 | 1.7223e-06 | 1.672e-06 | 1.9335e-06 | 1.6084e-06 | 1.9039e-06 | 1.5746e-06 | 1.6972e-06 | 2.0741e-06 | 1.7946e-06 | 1.5711e-06 | 1.8851e-06 | 2.1849e-06 | 1.7469e-06 | 1.5457e-06 | 1.9413e-06 | 1.8121e-06 | 1.8249e-06 | 1.7862e-06 | 1.7762e-06 | 2.0776e-06 | 2.0521e-06 | 1.9679e-06 | 1.8768e-06 | 1.9368e-06 | 1.9228e-06 | 1.6849e-06 | 1.8604e-06 | 1.8461e-06 | 1.8194e-06 | 2.096e-06 | 1.7845e-06 | 1.8538e-06 | 2.0184e-06 | 1.8701e-06 | 1.9392e-06 | 2.0954e-06 | 2.1553e-06 | 1.5439e-06 | 1.7382e-06 | 1.3916e-06 | 1.6518e-06 | 2.0135e-06 | 1.7489e-06 | 1.8721e-06 | 1.9851e-06 | 1.8684e-06 | 1.8564e-06 | 1.646e-06 | 1.6217e-06 | 1.9016e-06 | 1.7354e-06 | 1.8042e-06 | 1.5833e-06 | 1.9971e-06 | 1.8579e-06 | 1.8668e-06 | 2.1466e-06 | 1.7267e-06 | 1.6646e-06 | 1.6238e-06 | 1.7339e-06 | 1.8688e-06 | 2.217e-06 | 2.0745e-06 | 1.8457e-06 | 1.6348e-06 | 1.9894e-06 | 2.0433e-06 | 1.2964e-06 | 1.6448e-06 | 1.9703e-06 | 1.665e-06 | 1.7997e-06 | 1.9053e-06 | 1.7648e-06 | 1.7331e-06 | 1.9426e-06 | 2.0355e-06 | 1.8833e-06 | 1.691e-06 | 1.8988e-06 | 1.6685e-06 | 1.8803e-06 | 1.8777e-06 | 1.7961e-06 | 1.9487e-06 | 2.0369e-06 | 2.1774e-06 | 1.8458e-06 | 1.7633e-06 | 1.7275e-06 | 2.0973e-06 | 1.7967e-06 | 1.8723e-06 | 1.7875e-06 | 1.7507e-06 | 1.8887e-06 | 1.7997e-06 | 1.9033e-06 | 1.9036e-06 | 1.9097e-06 | 1.7474e-06 | 1.6429e-06 | 1.4069e-06 | 1.8424e-06 | 1.7148e-06 | 1.8909e-06 | 1.814e-06 | 1.7838e-06 | 1.5165e-06 | 2.184e-06 | 1.8613e-06 | 1.7978e-06 | 2.0758e-06 | 1.9089e-06 | 1.5672e-06 | 1.9513e-06 | 1.6617e-06 | 1.7778e-06 | 1.5379e-06 | 1.8986e-06 | 1.7594e-06 | 1.9979e-06 | 2.0426e-06 | 1.5826e-06 | 1.9142e-06 | 1.689e-06 | 2.0133e-06 | 1.8529e-06 | 1.7117e-06 | 1.5131e-06 | 1.9388e-06 | 2.0109e-06 | 1.7646e-06 | 1.5442e-06 | 1.9274e-06 | 1.7326e-06 | 1.6792e-06 | 1.9161e-06 | 2.0986e-06 | 2.045e-06 | 1.8851e-06 | 1.9188e-06 | 1.7234e-06 | 1.8152e-06 | 1.9993e-06 | 1.6657e-06 | 1.874e-06 | 1.936e-06 | 1.773e-06 | 1.7166e-06 | 1.7038e-06 | 2.1774e-06 | 1.9005e-06 | 1.8843e-06 | 2.0882e-06 | 1.714e-06 | 1.9834e-06 | 1.7996e-06 | 2.0252e-06 | 1.632e-06 | 1.5727e-06 | 1.5436e-06 | 1.6129e-06 | 1.9349e-06 | 2.0471e-06 | 1.8774e-06 | 1.9761e-06 | 1.6203e-06 | 1.679e-06 | 1.8242e-06 | 1.9257e-06 | 2.1863e-06 | 1.6153e-06 | 1.9584e-06 | 1.823e-06 | 1.7179e-06 | 1.92e-06 | 1.6496e-06 | 1.9899e-06 | 1.7391e-06 | 1.9475e-06 | 1.8909e-06 | 2.0522e-06 | 1.4961e-06 | 1.8501e-06 | 1.4622e-06 | 2.0022e-06 | 1.2384e-06 | 1.857e-06 | 1.7872e-06 | 1.9705e-06 | 1.8057e-06 | 2.002e-06 | 2.1421e-06 | 1.8723e-06 | 1.5546e-06 | 1.924e-06 | 1.7816e-06 | 1.6721e-06 | 1.647e-06 | 2.2928e-06 | 1.8727e-06 | 1.6516e-06 | 1.7216e-06 | 2.0218e-06 | 1.8012e-06 | 1.7967e-06 | 1.7999e-06 | 2.0606e-06 | 1.8784e-06 | 2.0081e-06 | 1.8185e-06 | 2.076e-06 | 2.3331e-06 | 1.6213e-06 | 1.797e-06 | 1.9725e-06 | 1.5045e-06 | 1.8645e-06 | 1.6932e-06 | 1.9065e-06 | 1.8162e-06 | 1.6633e-06 | 2.08e-06 | 1.9848e-06 | 1.9994e-06 | 1.6763e-06 | 2.1033e-06 | 1.81e-06 | 1.8818e-06 | 1.7796e-06 | 1.5824e-06 | 1.9824e-06 | 1.852e-06 | 1.5679e-06 | 1.6349e-06 | 1.6849e-06 | 1.8932e-06 | 1.8364e-06 | 1.7957e-06 | 1.8437e-06 | 1.8599e-06 | 1.7569e-06 | 1.901e-06 | 1.8428e-06 | 1.8938e-06 | 1.9588e-06 | 1.5057e-06 | 1.7231e-06 | 2.0068e-06 | 1.6398e-06 | 1.8545e-06 | 1.912e-06 | 1.8814e-06 | 1.5253e-06 | 1.644e-06 | 1.6536e-06 | 1.9014e-06 | 2.0273e-06 | 1.8635e-06 | 1.8121e-06 | 1.5749e-06 | 1.7442e-06 | 1.8369e-06 | 2.1325e-06 | 1.8592e-06 | 1.5008e-06 | 1.6583e-06 | 1.531e-06 | 1.5661e-06 | 1.7896e-06 | 2.163e-06 | 2.1084e-06 | 1.8428e-06 | 1.9294e-06 | 2.082e-06 | 2.3507e-06 | 2.0007e-06 | 1.8475e-06 | 1.9355e-06 | 1.4502e-06 | 1.93e-06 | 1.7677e-06 | 1.8624e-06 | 1.7716e-06 | 1.5678e-06 | 1.8669e-06 | 1.9644e-06 | 1.5684e-06 | 1.6596e-06 | 1.8209e-06 | 1.719e-06 | 1.7213e-06 | 1.8289e-06 | 1.9809e-06 | 1.5833e-06 | 1.8805e-06 | 1.9194e-06 | 1.7269e-06 | 2.0605e-06 | 1.9413e-06 | 1.8723e-06 | 2.1107e-06 | 1.9436e-06 | 2.1312e-06 | 1.8056e-06 | 1.9434e-06 | 2.1491e-06 | 1.7484e-06 | 1.9536e-06 | 2.0635e-06 | 1.8441e-06 | 1.907e-06 | 1.6693e-06 | 1.7144e-06 | 2.0875e-06 | 2.1511e-06 | 1.4299e-06 | 1.4819e-06 | 1.7621e-06 | 2.083e-06 | 2.1794e-06 | 1.9747e-06 | 1.8245e-06 | 2.1371e-06 | 1.9726e-06 | 1.6687e-06 | 2.0484e-06 | 1.8948e-06 | 1.9627e-06 | 1.8469e-06 | 1.6421e-06 | 1.7323e-06 | 1.8824e-06 | 2.2057e-06 | 1.9395e-06 | 1.8263e-06 | 1.9528e-06 | 1.798e-06 | 1.8334e-06 | 1.9965e-06 | 1.8166e-06 | 1.82e-06 | 2.0787e-06 | 1.991e-06 | 1.8671e-06 | 1.7646e-06 | 1.8829e-06 | 1.7009e-06 | 1.8315e-06 | 2.0521e-06 | 1.712e-06 | 1.9614e-06 | 1.8632e-06 | 1.9977e-06 | 2.0769e-06 | 1.8594e-06 | 1.5992e-06 | 1.7039e-06 | 1.8498e-06 | 2.1506e-06 | 1.4822e-06 | 1.8997e-06 | 1.8837e-06 | 1.8948e-06 | 1.7148e-06 | 1.781e-06 | 1.9585e-06 | 1.5048e-06 | 1.7578e-06 | 1.7714e-06 | 1.791e-06 | 1.9768e-06 | 1.7762e-06 | 1.8921e-06 | 1.9614e-06 | 1.8678e-06 | 1.4587e-06 | 1.6912e-06 | 1.5609e-06 | 2.1415e-06 | 1.9337e-06 | 1.9127e-06 | 1.9783e-06 | 1.9413e-06 | 1.8737e-06 | 1.8952e-06 | 1.2418e-06 | 1.9627e-06 | 1.9775e-06 | 1.7648e-06 | 1.8816e-06 | 1.6991e-06 | 1.4977e-06 | 1.6082e-06 | 1.9931e-06 | 2.0197e-06 | 1.9599e-06 | 1.9896e-06 | 1.5959e-06 | 2.0139e-06 | 1.7468e-06 | 1.9587e-06 | 1.8957e-06 | 1.7957e-06 | 1.8569e-06 | 1.7012e-06 | 2.0456e-06 | 1.7698e-06 | 1.894e-06 | 1.6834e-06 | 1.5617e-06 | 2.1764e-06 | 1.9403e-06 | 2.0395e-06 | 1.6977e-06 | 2.1495e-06 | 1.5935e-06 | 1.541e-06 | 1.9919e-06 | 1.7408e-06 | 1.808e-06 | 1.8742e-06 | 1.9266e-06 | 1.6675e-06 | 1.6342e-06 | 1.6324e-06 | 1.7901e-06 | 1.7909e-06 | 1.7452e-06 | 1.5856e-06 | 1.9642e-06 | 1.8866e-06 | 2.0663e-06 | 1.4715e-06 | 1.6855e-06 | 2.0595e-06 | 1.7977e-06 | 1.677e-06 | 1.982e-06 | 1.8077e-06 | 1.7667e-06 | 1.8366e-06 | 1.8837e-06 | 1.9988e-06 | 1.8028e-06 | 1.8058e-06 | 1.6027e-06 | 1.9898e-06 | 1.9186e-06 | 1.7196e-06 | 1.7953e-06 | 2.0163e-06 | 1.8801e-06 | 1.8994e-06 | 1.8235e-06 | 1.9898e-06 | 1.9263e-06 | 1.6459e-06 | 1.8701e-06 | 2.0429e-06 | 1.7485e-06 | 2.0437e-06 | 1.8405e-06 | 1.9392e-06 | 1.7221e-06 | 1.8802e-06 | 1.8469e-06 | 1.835e-06 | 1.6847e-06 | 1.9407e-06 | 1.6317e-06 | 1.5021e-06 | 1.782e-06 | 1.6282e-06 | 1.8151e-06 | 1.9515e-06 | 1.9586e-06 | 1.7236e-06 | 1.6005e-06 | 1.9167e-06 | 2.1543e-06 | 1.8632e-06 | 1.7164e-06 | 2.0346e-06 | 1.642e-06 | 2.0345e-06 | 1.7407e-06 | 2.0174e-06 | 1.525e-06 | 1.8943e-06 | 1.5431e-06 | 1.8015e-06 | 2.2948e-06 | 1.6945e-06 | 1.6015e-06 | 2.0993e-06 | 2.0114e-06 | 1.8565e-06 | 1.9005e-06 | 1.7072e-06 | 1.7697e-06 | 1.6759e-06 | 1.821e-06 | 1.9035e-06 | 1.7356e-06 | 1.8334e-06 | 1.8241e-06 | 1.6645e-06 | 1.9569e-06 | 1.8666e-06 | 1.8073e-06 | 1.705e-06 | 1.9781e-06 | 1.5066e-06 | 1.6178e-06 | 1.9291e-06 | 2.0085e-06 | 1.8193e-06 | 1.7049e-06 | 1.6968e-06 | 1.971e-06 | 1.8886e-06 | 1.8903e-06 | 1.626e-06 | 1.9127e-06 | 1.9264e-06 | 1.8759e-06 | 1.5182e-06 | 2.0613e-06 | 1.7694e-06 | 2.1273e-06 | 1.8497e-06 | 1.9746e-06 | 1.927e-06 | 2.1399e-06 | 1.8403e-06 | 1.7161e-06 | 1.951e-06 | 1.5287e-06 | 1.8324e-06 | 1.9285e-06 | 1.7117e-06 | 1.8041e-06 | 1.7449e-06 | 1.9848e-06 | 1.8712e-06 | 1.7604e-06 | 1.9823e-06 | 1.5653e-06 | 1.9523e-06 | 1.9904e-06 | 1.9554e-06 | 1.9271e-06 | 1.8676e-06 | 1.3892e-06 | 1.8603e-06 | 1.8454e-06 | 1.5065e-06 | 1.583e-06 | 1.7766e-06 | 2.2321e-06 | 1.5639e-06 | 1.6879e-06 | 2.0756e-06 | 1.965e-06 | 1.8504e-06 | 1.7255e-06 | 1.5883e-06 | 1.9968e-06 | 1.6845e-06 | 1.8529e-06 | 1.6805e-06 | 2.0614e-06 | 1.9617e-06 | 2.1887e-06 | 2.0938e-06 | 1.8433e-06 | 1.8913e-06 | 2.1364e-06 | 1.4277e-06 | 1.8789e-06 | 1.8346e-06 | 1.6654e-06 | 1.7649e-06 | 2.015e-06 | 1.7282e-06 | 1.7982e-06 | 1.7185e-06 | 1.9047e-06 | 2.145e-06 | 1.6422e-06 | 1.5985e-06 | 2.1239e-06 | 2.1454e-06 | 1.7934e-06 | 1.7932e-06 | 1.6803e-06 | 1.7566e-06 | 1.6936e-06 | 1.7497e-06 | 1.9751e-06 | 1.7966e-06 | 1.857e-06 | 1.558e-06 | 1.82e-06 | 1.87e-06 | 1.6685e-06 | 1.5294e-06 | 1.8387e-06 | 1.9915e-06 | 1.9786e-06 | 1.7939e-06 | 1.8181e-06 | 1.8741e-06 | 2.1784e-06 | 1.7871e-06 | 1.8414e-06 | 1.6856e-06 | 1.3878e-06 | 1.6958e-06 | 1.7916e-06 | 1.7001e-06 | 2.0387e-06 | 1.7117e-06 | 1.9774e-06 | 1.9715e-06 | 2.1529e-06 | 2.1015e-06 | 1.8558e-06 | 1.8129e-06 | 1.9128e-06 | 1.5722e-06 | 1.9576e-06 | 1.7157e-06 | 2.0079e-06 | 1.9821e-06 | 1.5879e-06 | 1.8865e-06 | 1.9092e-06 | 1.8564e-06 | 1.5434e-06 | 2.0881e-06 | 1.7282e-06 | 1.9102e-06 | 1.6782e-06 | 1.7317e-06 | 1.6802e-06 | 1.9955e-06 | 1.8797e-06 | 1.8716e-06 | 1.7182e-06 | 2.0179e-06 | 1.4858e-06 | 1.7775e-06 | 1.8343e-06 | 1.8597e-06 | 1.6785e-06 | 1.7184e-06 | 1.8068e-06 | 2.1377e-06 | 1.5893e-06 | 2.0064e-06 | 1.9183e-06 | 1.419e-06 | 1.5896e-06 | 2.0009e-06 | 2.0022e-06 | 1.4725e-06 | 1.8436e-06 | 1.9603e-06 | 1.7587e-06 | 1.6757e-06 | 1.838e-06 | 1.9657e-06 | 1.8256e-06 | 1.9176e-06 | 1.6322e-06 | 1.7632e-06 | 1.701e-06 | 1.7623e-06 | 1.7742e-06 | 2.1711e-06 | 1.6846e-06 | 1.7914e-06 | 1.5798e-06 | 2.2085e-06 | 1.8937e-06 | 1.7079e-06 | 1.706e-06 | 1.5944e-06 | 2.0246e-06 | 1.7044e-06 | 2.0736e-06 | 1.8925e-06 | 1.8842e-06 | 1.9569e-06 | 1.5652e-06 | 1.499e-06 | 2.2137e-06 | 1.508e-06 | 2.0575e-06 | 2.0573e-06 | 1.6328e-06 | 2.0613e-06 | 1.8456e-06 | 1.9437e-06 | 1.9451e-06 | 1.8168e-06 | 2.0681e-06 | 1.7739e-06 | 1.8641e-06 | 1.8988e-06 | 2.0457e-06 | 1.8094e-06 | 1.7605e-06 | 1.7323e-06 | 1.651e-06 | 2.0563e-06 | 1.4939e-06 | 1.8936e-06 | 2.0014e-06 | 1.9961e-06 | 2.1505e-06 | 1.6394e-06 | 1.9292e-06 | 2.0252e-06 | 1.7135e-06 | 1.8547e-06 | 1.6838e-06 | 1.426e-06 | 1.9137e-06 | 1.9399e-06 | 1.8077e-06 | 1.8087e-06 | 2.0788e-06 | 1.9311e-06 | 1.7012e-06 | 1.7908e-06 | 2.113e-06 | 1.7461e-06 | 1.4126e-06 | 1.6454e-06 | 1.7374e-06 | 1.7787e-06 | 1.9652e-06 | 1.7307e-06 | 1.6462e-06 | 1.9175e-06 | 1.6155e-06 | 1.8875e-06 | 1.9726e-06 | 1.8288e-06 | 1.5987e-06 | 2.0064e-06 | 2.0207e-06 | 1.8011e-06 | 1.6173e-06 | 1.8545e-06 | 1.986e-06 | 1.8658e-06 | 1.5938e-06 | 1.8807e-06 | 1.6419e-06 | 1.7685e-06 | 1.6873e-06 | 1.776e-06 | 2.0527e-06 | 1.7504e-06 | 2.1072e-06 | 2.1474e-06 | 1.8037e-06 | 1.3919e-06 | 1.9842e-06 | 2.0271e-06 | 1.9254e-06 | 1.8331e-06 | 1.9559e-06 | 2.254e-06 | 1.8252e-06 | 1.8333e-06 | 2.1057e-06 | 1.9859e-06 | 1.7178e-06 | 1.7422e-06 | 1.9599e-06 | 2.0007e-06 | 1.9861e-06 | 1.7956e-06 | 1.8324e-06 | 1.7414e-06 | 1.8237e-06 | 1.6669e-06 | 2.1548e-06 | 1.8938e-06 | 2.1197e-06 | 1.7985e-06 | 1.9194e-06 | 2.3127e-06 | 1.645e-06 | 1.81e-06 | 1.8966e-06 | 1.6729e-06 | 2.0175e-06 | 1.7373e-06 | 1.7985e-06 | 1.8832e-06 | 2.035e-06 | 1.6244e-06 | 1.8265e-06 | 1.8706e-06 | 1.7028e-06 | 1.9666e-06 | 1.8665e-06 | 1.6391e-06 | 1.9025e-06 | 1.5973e-06 | 1.6214e-06 | 1.4729e-06 | 1.8819e-06 | 1.4676e-06 | 2.0068e-06 | 1.7405e-06 | 1.6552e-06 | 1.6032e-06 | 1.9902e-06 | 1.7345e-06 | 1.9129e-06 | 2.0444e-06 | 1.5785e-06 | 1.6818e-06 | 1.5328e-06 | 1.8846e-06 | 1.7578e-06 | 2.1144e-06 | 1.8029e-06 | 2.1698e-06 | 1.4538e-06 | 2.2802e-06 | 1.529e-06 | 1.6542e-06 | 1.7416e-06 | 1.9785e-06 | 2.0977e-06 | 1.8587e-06 | 2.0197e-06 | 1.7557e-06 | 1.6814e-06 | 1.8564e-06 | 1.9716e-06 | 1.5771e-06 | 2.1101e-06 | 1.8133e-06 | 1.8972e-06 | 1.1397e-06 | 1.7349e-06 | 1.8787e-06 | 1.6295e-06 | 1.8482e-06 | 1.9779e-06 | 1.9208e-06 | 1.733e-06 | 1.4706e-06 | 1.8977e-06 | 1.5224e-06 | 1.8247e-06 | 1.5824e-06 | 1.7473e-06 | 1.8811e-06 | 1.635e-06 | 2.1889e-06 | 1.7937e-06 | 1.6503e-06 | 1.85e-06 | 2.0154e-06 | 1.9953e-06 | 1.951e-06 | 1.9504e-06 | 1.8531e-06 | 1.7909e-06 | 2.0006e-06 | 1.9786e-06 | 2.051e-06 | 1.854e-06 | 1.8573e-06 | 1.6902e-06 | 2.0205e-06 | 1.8518e-06 | 1.5025e-06 | 1.8388e-06 | 1.9455e-06 | 1.627e-06 | 1.6682e-06 | 1.7308e-06 | 2.1422e-06 | 1.7574e-06 | 1.9944e-06 | 1.3919e-06 | 1.9265e-06 | 1.549e-06 | 1.9955e-06 | 1.788e-06 | 1.9929e-06 | 1.9829e-06 | 1.9094e-06 | 1.7272e-06 | 1.4849e-06 | 1.7911e-06 | 1.8139e-06 | 2.003e-06 | 1.7497e-06 | 1.9778e-06 | 1.9227e-06 | 1.6814e-06 | 2.0197e-06 | 1.9242e-06 | 1.6123e-06 | 2.2025e-06 | 1.7049e-06 | 1.4665e-06 | 1.6581e-06 | 1.6541e-06 | 1.8526e-06 | 1.8995e-06 | 1.7924e-06 | 1.8145e-06 | 2.0049e-06 | 1.8486e-06 | 1.8021e-06 | 2.0299e-06 | 1.9704e-06 | 1.6448e-06 | 1.9167e-06 | 1.8503e-06 | 1.5895e-06 | 1.7879e-06 | 1.913e-06 | 1.5235e-06 | 1.5274e-06 | 1.8068e-06 | 1.5106e-06 | 1.9862e-06 | 1.8515e-06 | 1.9514e-06 | 2.0368e-06 | 2.2463e-06 | 1.5496e-06 | 1.8916e-06 | 1.5303e-06 | 1.7737e-06 | 1.8438e-06 | 1.711e-06 | 1.7757e-06 | 1.8744e-06 | 1.909e-06 | 1.5288e-06 | 1.9366e-06 | 1.7504e-06 | 1.8103e-06 | 2.0188e-06 | 2.0471e-06 | 1.5193e-06 | 1.8706e-06 | 1.6878e-06 | 1.9451e-06 | 2.0067e-06 | 1.9681e-06 | 1.7188e-06 | 1.8225e-06 | 1.753e-06 | 1.6647e-06 | 1.6382e-06 | 1.8121e-06 | 1.8456e-06 | 1.7094e-06 | 1.6997e-06 | 2.1508e-06 | 1.3988e-06 | 1.774e-06 | 1.8359e-06 | 1.9191e-06 | 2.0963e-06 | 1.271e-06 | 1.7149e-06 | 1.817e-06 | 1.7731e-06 | 1.9941e-06 | 1.6961e-06 | 2.0125e-06 | 1.9101e-06 | 1.2793e-06 | 1.7893e-06 | 1.7649e-06 | 1.8411e-06 | 1.8365e-06 | 1.9144e-06 | 1.4998e-06 | 2.0856e-06 | 2.0428e-06 | 1.9582e-06 | 1.8073e-06 | 1.7926e-06 | 1.9477e-06 | 1.8722e-06 | 1.9718e-06 | 1.7464e-06 | 1.6148e-06 | 1.7895e-06 | 1.955e-06 | 1.8787e-06 | 2.0866e-06 | 1.8742e-06 | 1.5569e-06 | 1.6658e-06 | 1.7719e-06 | 1.8406e-06 | 1.8162e-06 | 2.0736e-06 | 1.7478e-06 | 1.4451e-06 | 1.73e-06 | 2.0323e-06 | 1.6805e-06 | 1.814e-06 | 1.8316e-06 | 1.4367e-06 | 1.6892e-06 | 1.9508e-06 | 1.9452e-06 | 1.7963e-06 | 1.4754e-06 | 1.7572e-06 | 1.791e-06 | 1.777e-06 | 2.272e-06 | 1.8153e-06 | 1.5943e-06 | 1.7633e-06 | 1.6745e-06 | 1.5193e-06 | 1.561e-06 | 1.785e-06 | 1.7718e-06 | 2.0751e-06 | 1.7661e-06 | 1.8215e-06 | 1.7395e-06 | 1.7927e-06 | 1.7798e-06 | 1.5548e-06 | 1.9008e-06 | 1.8379e-06 | 1.9341e-06 | 1.8967e-06 | 1.7153e-06 | 1.7788e-06 | 1.7974e-06 | 2.2485e-06 | 1.9837e-06 | 1.9074e-06 | 1.6732e-06 | 1.7797e-06 | 1.7896e-06 | 1.7997e-06 | 1.862e-06 | 1.4007e-06 | 2.0669e-06 | 1.8997e-06 | 1.7545e-06 | 1.5041e-06 | 1.7274e-06 | 1.8685e-06 | 1.8104e-06 | 1.8435e-06 | 1.7095e-06 | 1.8458e-06 | 1.7504e-06 | 1.7308e-06 | 2.1325e-06 | 1.9871e-06 | 1.8896e-06 | 2.2808e-06 | 2.1174e-06 | 1.7719e-06 | 1.4966e-06 | 1.4942e-06 | 1.982e-06 | 1.6505e-06 | 1.8469e-06 | 1.6976e-06 | 1.7922e-06 | 1.93e-06 | 1.8011e-06 | 2.4254e-06 | 1.7646e-06 | 1.893e-06 | 2.1213e-06 | 1.5461e-06 | 1.7194e-06 | 1.7326e-06 | 1.9435e-06 | 1.691e-06 | 1.9161e-06 | 1.4836e-06 | 1.9546e-06 | 2.0634e-06 | 1.8143e-06 | 2.1093e-06 | 2.1015e-06 | 1.6159e-06 | 1.7868e-06 | 2.0104e-06 | 1.8756e-06 | 1.927e-06 | 2.267e-06 | 1.8969e-06 | 2.0349e-06 | 1.8904e-06 | 1.3831e-06 | 1.5725e-06 | 1.7576e-06 | 1.6447e-06 | 1.7961e-06 | 1.6491e-06 | 1.6708e-06 | 1.7392e-06 | 1.6878e-06 | 2.0503e-06 | 1.8033e-06 | 1.9162e-06 | 1.967e-06 | 1.6221e-06 | 1.8071e-06 | 2.0337e-06 | 1.8003e-06 | 1.7163e-06 | 1.6329e-06 | 2.0306e-06 | 2.1713e-06 | 1.8818e-06 | 1.9067e-06 | 1.6083e-06 | 2.0339e-06 | 1.4292e-06 | 1.8045e-06 | 1.9449e-06 | 2.1318e-06 | 1.8691e-06 | 2.2015e-06 | 1.6053e-06 | 1.8631e-06 | 1.8271e-06 | 1.5675e-06 | 1.5281e-06 | 1.9728e-06 | 1.6275e-06 | 2.0864e-06 | 1.7935e-06 | 1.8378e-06 | 1.8802e-06 | 1.9896e-06 | 1.9031e-06 | 1.7717e-06 | 1.6814e-06 | 1.638e-06 | 2.0404e-06 | 1.5622e-06 | 1.8551e-06 | 2.1046e-06 | 1.9493e-06 | 1.7331e-06 | 1.8909e-06 | 1.8625e-06 | 1.7992e-06 | 1.8354e-06 | 1.8364e-06 | 1.6696e-06 | 1.9833e-06 | 1.7052e-06 | 1.9969e-06 | 1.9654e-06 | 1.8098e-06 | 1.9367e-06 | 1.8343e-06 | 1.8324e-06 | 2.3532e-06 | 1.7272e-06 | 1.6621e-06 | 1.883e-06 | 1.8782e-06 | 1.8055e-06 | 1.8179e-06 | 1.9398e-06 | 1.6535e-06 | 2.453e-06 | 1.9661e-06 | 1.8772e-06 | 1.7682e-06 | 1.7693e-06 | 2.1666e-06 | 1.6488e-06 | 1.9418e-06 | 1.8378e-06 | 1.9908e-06 | 2.2631e-06 | 1.741e-06 | 2.2102e-06 | 2.1514e-06 | 1.896e-06 | 1.7442e-06 | 1.6979e-06 | 1.7483e-06 | 2.0121e-06 | 1.7476e-06 | 1.694e-06 | 1.8742e-06 | 1.8207e-06 | 1.9071e-06 | 2.1984e-06 | 1.8168e-06 | 2.0019e-06 | 1.6422e-06 | 1.7522e-06 | 1.8919e-06 | 1.5304e-06 | 1.905e-06 | 1.8787e-06 | 2.1094e-06 | 1.7047e-06 | 2.0621e-06 | 1.6089e-06 | 1.8161e-06 | 1.7877e-06 | 1.736e-06 | 1.8816e-06 | 1.8797e-06 | 1.7726e-06 | 1.9735e-06 | 1.6645e-06 | 2.0971e-06 | 1.7e-06 | 1.6901e-06 | 1.8644e-06 | 1.879e-06 | 2.0716e-06 | 1.9704e-06 | 1.8783e-06 | 1.9523e-06 | 1.6708e-06 | 2.2643e-06 | 1.8913e-06 | 2.3196e-06 | 1.6354e-06 | 1.9174e-06 | 1.8073e-06 | 1.6392e-06 | 2.1478e-06 | 1.8698e-06 | 1.8197e-06 | 1.7673e-06 | 1.7089e-06 | 1.8303e-06 | 1.6775e-06 | 1.6542e-06 | 1.8474e-06 | 2.2021e-06 | 1.9448e-06 | 1.7423e-06 | 2.1751e-06 | 1.9474e-06 | 2.0603e-06 | 1.8366e-06 | 2.0051e-06 | 1.6559e-06 | 1.6001e-06 | 2.4097e-06 | 1.7827e-06 | 1.8007e-06 | 1.6576e-06 | 2.1244e-06 | 1.9018e-06 | 1.9531e-06 | 1.889e-06 | 1.7213e-06 | 1.9858e-06 | 2.1679e-06 | 1.6913e-06 | 1.402e-06 | 1.9859e-06 | 1.8599e-06 | 1.6871e-06 | 1.8703e-06 | 2.1134e-06 | 1.8845e-06 | 2.0432e-06 | 1.635e-06 | 1.9058e-06 | 1.7369e-06 | 2.0043e-06 | 1.9327e-06 | 1.7943e-06 | 2.0523e-06 | 1.9969e-06 | 2.0545e-06 | 2.1785e-06 | 1.9614e-06 | 1.7938e-06 | 2.058e-06 | 2.1283e-06 | 1.7339e-06 | 1.9404e-06 | 1.3573e-06 | 1.9082e-06 | 1.4391e-06 | 2.19e-06 | 1.4179e-06 | 1.7531e-06 | 1.8824e-06 | 1.8702e-06 | 1.4752e-06 | 1.8807e-06 | 1.9022e-06 | 1.7685e-06 | 1.8631e-06 | 1.8654e-06 | 2.1724e-06 | 1.7058e-06 | 1.8321e-06 | 1.7524e-06 | 1.9531e-06 | 1.6017e-06 | 1.8505e-06 | 1.7796e-06 | 1.8062e-06 | 1.7969e-06 | 2.0255e-06 | 1.7635e-06 | 1.8413e-06 | 1.8609e-06 | 1.7407e-06 | 1.815e-06 | 2.1512e-06 | 2.0027e-06 | 1.6089e-06 | 1.7743e-06 | 1.9037e-06 | 1.5576e-06 | 1.4835e-06 | 1.7452e-06 | 1.9531e-06 | 1.679e-06 | 1.8131e-06 | 1.9995e-06 | 2.1964e-06 | 1.8004e-06 | 1.9594e-06 | 1.92e-06 | 1.6254e-06 | 2.0345e-06 | 1.5182e-06 | 2.0506e-06 | 2.0684e-06 | 1.7179e-06 | 1.6355e-06 | 1.8503e-06 | 2.1849e-06 | 1.9713e-06 | 1.6933e-06 | 1.8318e-06 | 1.9351e-06 | 1.3982e-06 | 1.4634e-06 | 2.0247e-06 | 1.6884e-06 | 1.8898e-06 | 1.6894e-06 | 1.9502e-06 | 1.8669e-06 | 1.9083e-06 | 1.7029e-06 | 1.9688e-06 | 1.9827e-06 | 1.7222e-06 | 1.5634e-06 | 1.7868e-06 | 1.6742e-06 | 1.5616e-06 | 2.0048e-06 | 1.778e-06 | 1.5613e-06 | 1.8715e-06 | 1.9656e-06 | 1.801e-06 | 2.0375e-06 | 2.0838e-06 | 2.23e-06 | 1.5961e-06 | 1.9161e-06 | 1.6589e-06 | 2.0341e-06 | 1.8522e-06 | 1.3405e-06 | 2.0752e-06 | 1.5886e-06 | 1.9752e-06 | 1.9193e-06 | 1.7478e-06 | 2.1298e-06 | 1.9028e-06 | 2.1024e-06 | 2.089e-06 | 2.0189e-06 | 2.056e-06 | 1.8516e-06 | 1.9321e-06 | 1.9998e-06 | 1.9599e-06 | 1.6956e-06 | 1.77e-06 | 1.4767e-06 | 2.196e-06 | 1.9131e-06 | 1.7405e-06 | 1.9656e-06 | 1.6294e-06 | 1.658e-06 | 1.8498e-06 | 2.0215e-06 | 1.8219e-06 | 2.1722e-06 | 2.0449e-06 | 1.5847e-06 | 2.0726e-06 | 1.7176e-06 | 1.9488e-06 | 1.7233e-06 | 2.0205e-06 | 2.01e-06 | 1.8486e-06 | 2.1783e-06 | 1.8671e-06 | 1.8436e-06 | 1.7143e-06 | 1.5935e-06 | 1.644e-06 | 1.6312e-06 | 1.774e-06 | 1.7905e-06 | 1.8804e-06 | 1.946e-06 | 2.132e-06 | 1.9626e-06 | 1.768e-06 | 2.176e-06 | 1.7825e-06 | 1.672e-06 | 1.7974e-06 | 1.6284e-06 | 1.7273e-06 | 1.7946e-06 | 1.6914e-06 | 1.8219e-06 | 1.8143e-06 | 2.2842e-06 | 2.0662e-06 | 1.7841e-06 | 1.7931e-06 | 1.721e-06 | 2.0029e-06 | 1.8482e-06 | 1.667e-06 | 2.013e-06 | 1.8779e-06 | 1.9145e-06 | 1.5015e-06 | 1.8963e-06 | 1.8052e-06 | 1.7943e-06 | 1.6544e-06 | 1.6763e-06 | 2.0882e-06 | 1.9397e-06 | 1.8871e-06 | 1.8292e-06 | 1.5246e-06 | 1.9526e-06 | 1.8924e-06 | 1.7557e-06 | 1.8142e-06 | 1.8447e-06 | 1.9269e-06 | 1.6929e-06 | 1.572e-06 | 1.6417e-06 | 1.8328e-06 | 1.777e-06 | 1.7857e-06 | 1.6594e-06 | 1.833e-06 | 1.4283e-06 | 1.3204e-06 | 1.8017e-06 | 2.172e-06 | 1.5294e-06 | 2.0919e-06 | 1.6354e-06 | 2.2014e-06 | 1.9122e-06 | 1.8547e-06 | 1.9289e-06 | 1.9934e-06 | 1.9467e-06 | 1.7098e-06 | 1.8665e-06 | 2.005e-06 | 1.5939e-06 | 1.9086e-06 | 1.567e-06 | 1.7816e-06 | 2.0292e-06 | 1.8068e-06 | 1.8091e-06 | 1.9004e-06 | 1.8838e-06 | 1.8385e-06 | 2.0283e-06 | 2.0118e-06 | 1.9862e-06 | 1.4905e-06 | 1.6048e-06 | 1.6475e-06 | 2.0212e-06 | 1.683e-06 | 1.9016e-06 | 2.0427e-06 | 1.7787e-06 | 1.9595e-06 | 1.7351e-06 | 1.9514e-06 | 1.6765e-06 | 1.7448e-06 | 1.8721e-06 | 1.8663e-06 | 2.0756e-06 | 1.6803e-06 | 1.8547e-06 | 1.8737e-06 | 1.8209e-06 | 1.9726e-06 | 1.7998e-06 | 1.7651e-06 | 1.6102e-06 | 1.7348e-06 | 1.8705e-06 | 1.7612e-06 | 1.9431e-06 | 1.8183e-06 | 1.9991e-06 | 1.8679e-06 | 1.5818e-06 | 1.9463e-06 | 1.9706e-06 | 1.965e-06 | 1.889e-06 | 1.7971e-06 | 1.6137e-06 | 1.8423e-06 | 1.8698e-06 | 1.9657e-06 | 1.8874e-06 | 1.7339e-06 | 1.8526e-06 | 1.6986e-06 | 2.1136e-06 | 1.538e-06 | 1.8284e-06 | 1.7284e-06 | 2.2404e-06 | 1.8843e-06 | 1.7433e-06 | 1.7739e-06 | 1.9063e-06 | 1.8808e-06 | 2.0341e-06 | 1.5807e-06 | 1.837e-06 | 1.7522e-06 | 1.8291e-06 | 1.9594e-06 | 1.8079e-06 | 1.993e-06 | 1.9813e-06 | 1.9694e-06 | 1.9227e-06 | 1.9135e-06 | 1.6723e-06 | 1.6194e-06 | 1.828e-06 | 1.7807e-06 | 1.9726e-06 | 1.7868e-06 | 2.0196e-06 | 1.8258e-06 | 1.7348e-06 | 1.4923e-06 | 1.7222e-06 | 1.7572e-06 | 2.0227e-06 | 1.9356e-06 | 2.1628e-06 | 1.9215e-06 | 1.6396e-06 | 1.5653e-06 | 1.467e-06 | 1.6053e-06 | 1.9199e-06 | 1.7656e-06 | 1.5576e-06 | 1.8215e-06 | 1.6229e-06 | 2.0322e-06 | 1.5739e-06 | 1.6104e-06 | 2.075e-06 | 1.7324e-06 | 1.8726e-06 | 1.5666e-06 | 1.9973e-06 | 1.8203e-06 | 1.7246e-06 | 1.8166e-06 | 1.8124e-06 | 1.9368e-06 | 1.6716e-06 | 1.8299e-06 | 1.7594e-06 | 1.9045e-06 | 1.648e-06 | 1.9204e-06 | 1.4481e-06 | 1.6874e-06 | 1.7692e-06 | 1.8907e-06 | 1.8477e-06 | 1.652e-06 | 1.874e-06 | 1.8527e-06 | 1.7073e-06 | 1.7242e-06 | 1.7917e-06 | 1.7319e-06 | 1.878e-06 | 1.9228e-06 | 1.6911e-06 | 1.7713e-06 | 1.7511e-06 | 1.8985e-06 | 1.9609e-06 | 1.8796e-06 | 1.6898e-06 | 2.1593e-06 | 2.1255e-06 | 2.216e-06 | 1.9196e-06 | 2.0355e-06 | 1.7534e-06 | 1.7671e-06 | 1.9419e-06 | 2.0248e-06 | 1.8426e-06 | 1.9756e-06 | 1.8562e-06 | 2.0919e-06 | 1.713e-06 | 1.7729e-06 | 1.8313e-06 | 1.6345e-06 | 1.87e-06 | 1.5254e-06 | 1.9816e-06 | 1.9018e-06 | 1.7576e-06 | 1.7358e-06 | 1.6924e-06 | 1.4708e-06 | 1.8251e-06 | 2.0234e-06 | 1.6721e-06 | 1.6879e-06 | 1.5665e-06 | 1.6626e-06 | 1.7236e-06 | 1.5197e-06 | 1.734e-06 | 2.2593e-06 | 1.9519e-06 | 1.3844e-06 | 1.9059e-06 | 1.9105e-06 | 1.9278e-06 | 2.1386e-06 | 1.5735e-06 | 1.8665e-06 | 1.8546e-06 | 1.8501e-06 | 1.8702e-06 | 1.9418e-06 | 2.088e-06 | 2.0347e-06 | 1.8975e-06 | 1.7768e-06 | 1.9937e-06 | 1.6937e-06 | 1.8599e-06 | 2.2312e-06 | 2.0239e-06 | 1.521e-06 | 1.8714e-06 | 1.7058e-06 | 1.6601e-06 | 1.8998e-06 | 2.0266e-06 | 1.8704e-06 | 1.5704e-06 | 1.8435e-06 | 1.9967e-06 | 1.8569e-06 | 1.4831e-06 | 1.7755e-06 | 2.1048e-06 | 1.6738e-06 | 1.7584e-06 | 1.7289e-06 | 1.7282e-06 | 1.7702e-06 | 2.0433e-06 | 1.7101e-06 | 1.8511e-06 | 2.2089e-06 | 1.8727e-06 | 1.9735e-06 | 1.5698e-06 | 2.0858e-06 | 2.0494e-06 | 2.1655e-06 | 2.2094e-06 | 1.8054e-06 | 1.9426e-06 | 2.2421e-06 | 1.8341e-06 | 2.3192e-06 | 1.7712e-06 | 2.2497e-06 | 1.8932e-06 | 2.0133e-06 | 2.0755e-06 | 2.1062e-06 | 1.7207e-06 | 1.6126e-06 | 1.5542e-06 | 1.7933e-06 | 2.2088e-06 | 1.775e-06 | 1.6203e-06 | 1.8853e-06 | 1.4922e-06 | 1.9705e-06 | 1.9434e-06 | 1.533e-06 | 1.952e-06 | 2.0258e-06 | 1.5922e-06 | 1.5228e-06 | 1.8108e-06 | 2.1834e-06 | 1.8188e-06 | 1.6854e-06 | 1.741e-06 | 1.8311e-06 | 2.1956e-06 | 1.5969e-06 | 1.4516e-06 | 1.629e-06 | 1.8076e-06 | 1.7326e-06 | 2.0951e-06 | 1.9459e-06 | 2.2612e-06 | 1.5506e-06 | 2.0693e-06 | 1.5173e-06 | 1.8481e-06 | 1.7802e-06 | 1.8695e-06 | 1.7821e-06 | 1.6728e-06 | 1.7277e-06 | 1.7258e-06 | 1.7966e-06 | 1.9081e-06 | 2.0018e-06 | 1.6453e-06 | 1.7254e-06 | 1.9438e-06 | 1.9013e-06 | 2.2719e-06 | 1.9375e-06 | 1.9597e-06 | 1.8854e-06 | 1.7999e-06 | 1.767e-06 | 1.9787e-06 | 1.7744e-06 | 2.0421e-06 | 1.9267e-06 | 1.5781e-06 | 1.8945e-06 | 1.8707e-06 | 1.6752e-06 | 2.1145e-06 | 1.6655e-06 | 1.8279e-06 | 1.7142e-06 | 1.6858e-06 | 1.9959e-06 | 1.8297e-06 | 2.0217e-06 | 1.5742e-06 | 1.9926e-06 | 1.9285e-06 | 1.6451e-06 | 1.6411e-06 | 1.826e-06 | 2.0466e-06 | 1.8042e-06 | 2.1476e-06 | 1.4877e-06 | 1.9098e-06 | 1.8581e-06 | 1.8736e-06 | 2.0301e-06 | 2.0514e-06 | 1.8695e-06 | 1.8181e-06 | 1.9787e-06 | 1.88e-06 | 1.6453e-06 | 1.8438e-06 | 1.9345e-06 | 1.6598e-06 | 2.068e-06 | 1.9715e-06 | 1.6835e-06 | 1.733e-06 | 1.8008e-06 | 2.0005e-06 | 1.8264e-06 | 2.2955e-06 | 2.0666e-06 | 1.8604e-06 | 1.6275e-06 | 1.9974e-06 | 1.992e-06 | 1.949e-06 | 1.7126e-06 | 1.6488e-06 | 1.9897e-06 | 1.8912e-06 | 1.7818e-06 | 1.9011e-06 | 1.5771e-06 | 2.0942e-06 | 1.7011e-06 | 1.8013e-06 | 1.9751e-06 | 2.0573e-06 | 1.8451e-06 | 1.8042e-06 | 1.5819e-06 | 1.8683e-06 | 1.6372e-06 | 2.0137e-06 | 1.8603e-06 | 1.8957e-06 | 1.8128e-06 | 1.7997e-06 | 1.7828e-06 | 1.7846e-06 | 1.786e-06 | 1.875e-06 | 1.6487e-06 | 1.8923e-06 | 1.8244e-06 | 1.7766e-06 | 1.6944e-06 | 1.869e-06 | 1.7765e-06 | 1.5174e-06 | 1.9518e-06 | 1.9998e-06 | 1.9404e-06 | 2.1187e-06 | 1.6918e-06 | 1.8395e-06 | 1.7151e-06 | 1.7167e-06 | 1.8075e-06 | 1.9269e-06 | 1.8045e-06 | 1.9702e-06 | 1.3377e-06 | 1.6817e-06 | 1.801e-06 | 1.6208e-06 | 2.2229e-06 | 1.8739e-06 | 2.126e-06 | 1.6865e-06 | 1.7505e-06 | 1.9165e-06 | 2.1414e-06 | 1.5822e-06 | 1.8771e-06 | 1.7344e-06 | 2.0851e-06 | 1.9863e-06 | 1.8683e-06 | 1.8466e-06 | 1.7923e-06 | 2.0354e-06 | 1.9718e-06 | 1.8246e-06 | 2.2068e-06 | 1.9691e-06 | 1.6633e-06 | 1.962e-06 | 2.1678e-06 | 1.6551e-06 | 1.9702e-06 | 1.8506e-06 | 2.1658e-06 | 1.8237e-06 | 1.8196e-06 | 1.7751e-06 | 1.9701e-06 | 1.7749e-06 | 1.863e-06 | 1.916e-06 | 1.9644e-06 | 2.1206e-06 | 1.8843e-06 | 1.7814e-06 | 1.9943e-06 | 1.8938e-06 | 1.7911e-06 | 1.977e-06 | 1.9333e-06 | 1.8446e-06 | 2.125e-06 | 1.9691e-06 | 1.934e-06 | 1.8567e-06 | 1.4504e-06 | 1.7788e-06 | 1.6008e-06 | 2.0452e-06 | 1.594e-06 | 2.0396e-06 | 2.2221e-06 | 1.5974e-06 | 1.8629e-06 | 1.5506e-06 | 1.9457e-06 | 1.797e-06 | 1.9159e-06 | 1.6752e-06 | 1.7718e-06 | 1.6167e-06 | 1.9207e-06 | 1.8648e-06 | 2.02e-06 | 1.9601e-06 | 1.8324e-06 | 1.674e-06 | 1.7907e-06 | 1.957e-06 | 1.6516e-06 | 2.0495e-06 | 1.9554e-06 | 2.0706e-06 | 1.7033e-06 | 1.6777e-06 | 1.7847e-06 | 1.5677e-06 | 1.8587e-06 | 1.9622e-06 | 2.1822e-06 | 1.7555e-06 | 2.0774e-06 | 1.8823e-06 | 1.8814e-06 | 1.7682e-06 | 2.1308e-06 | 1.8031e-06 | 1.7683e-06 | 1.7207e-06 | 1.8122e-06 | 2.1327e-06 | 2.0719e-06 | 1.5408e-06 | 1.52e-06 | 1.4512e-06 | 1.329e-06 | 1.8822e-06 | 2.0662e-06 | 1.8373e-06 | 1.9002e-06 | 1.8139e-06 | 1.6799e-06 | 1.9096e-06 | 1.7484e-06 | 1.6765e-06 | 2.0102e-06 | 1.9644e-06 | 1.3736e-06 | 1.851e-06 | 1.9309e-06 | 1.7832e-06 | 1.986e-06 | 1.9633e-06 | 2.0675e-06 | 1.9307e-06 | 2.2649e-06 | 1.5916e-06 | 1.8798e-06 | 1.9398e-06 | 1.719e-06 | 1.9096e-06 | 1.6017e-06 | 1.8469e-06 | 1.8679e-06 | 2.0121e-06 | 1.975e-06 | 1.7884e-06 | 1.9208e-06 | 1.5493e-06 | 2.0811e-06 | 2.0139e-06 | 2.1138e-06 | 1.865e-06 | 1.785e-06 | 1.9145e-06 | 1.9356e-06 | 1.848e-06 | 2.0762e-06 | 1.9058e-06 | 1.688e-06 | 1.964e-06 | 1.7294e-06 | 1.7437e-06 | 1.6126e-06 | 2.2189e-06 | 1.5324e-06 | 1.6768e-06 | 1.6543e-06 | 1.717e-06 | 1.7669e-06 | 1.9936e-06 | 1.5672e-06 | 2.1039e-06 | 1.8516e-06 | 2.0067e-06 | 2.095e-06 | 1.9161e-06 | 1.951e-06 | 2.0407e-06 | 2.038e-06 | 1.7985e-06 | 1.9067e-06 | 1.7741e-06 | 1.6763e-06 | 2.061e-06 | 2.052e-06 | 1.6629e-06 | 1.5002e-06 | 1.8356e-06 | 1.9162e-06 | 1.899e-06 | 2.0038e-06 | 1.7265e-06 | 2.2089e-06 | 1.6846e-06 | 1.9919e-06 | 1.8806e-06 | 1.5454e-06 | 2.0397e-06 | 1.953e-06 | 2.0551e-06 | 2.0281e-06 | 1.8159e-06 | 1.896e-06 | 1.6462e-06 | 1.8875e-06 | 1.7669e-06 | 1.392e-06 | 1.8641e-06 | 1.8765e-06 | 2.163e-06 | 1.9083e-06 | 1.8942e-06 | 1.5228e-06 | 1.5669e-06 | 1.7366e-06 | 1.9045e-06 | 1.968e-06 | 1.9779e-06 | 1.8384e-06 | 1.4566e-06 | 1.69e-06 | 1.6131e-06 | 1.8605e-06 | 2.1304e-06 | 1.8171e-06 | 2.0611e-06 | 2.2566e-06 | 2.0729e-06 | 1.7439e-06 | 1.9057e-06 | 1.7486e-06 | 1.9817e-06 | 1.5209e-06 | 1.9678e-06 | 2.0525e-06 | 1.9316e-06 | 1.6645e-06 | 1.8994e-06 | 2.2908e-06 | 1.7049e-06 | 1.7199e-06 | 1.6912e-06 | 2.0177e-06 | 1.9567e-06 | 1.7671e-06 | 2.0297e-06 | 1.9664e-06 | 1.7791e-06 | 1.8881e-06 | 1.9378e-06 | 1.5763e-06 | 2.0308e-06 | 1.7591e-06 | 2.2027e-06 | 1.9258e-06 | 1.7043e-06 | 1.7965e-06 | 1.8601e-06 | 1.8493e-06 | 1.8115e-06 | 1.8706e-06 | 1.6407e-06 | 1.6622e-06 | 2.0416e-06 | 1.7341e-06 | 1.972e-06 | 1.5673e-06 | 1.8952e-06 | 1.4826e-06 | 2.1714e-06 | 2.1299e-06 | 1.9911e-06 | 1.857e-06 | 1.7746e-06 | 1.7686e-06 | 1.6324e-06 | 1.5738e-06 | 1.7162e-06 | 1.7379e-06 | 1.7144e-06 | 1.8972e-06 | 1.8844e-06 | 2.0308e-06 | 1.9338e-06 | 1.9487e-06 | 1.8501e-06 | 1.8927e-06 | 1.9349e-06 | 1.8885e-06 | 1.5716e-06 | 1.8419e-06 | 1.6287e-06 | 1.8052e-06 | 1.6266e-06 | 1.7199e-06 | 1.6962e-06 | 1.6397e-06 | 1.7685e-06 | 1.9909e-06 | 1.9006e-06 | 1.8898e-06 | 1.6865e-06 | 1.9473e-06 | 1.8601e-06 | 1.7561e-06 | 2.0027e-06 | 1.5674e-06 | 1.8367e-06 | 1.7579e-06 | 2.024e-06 | 1.7506e-06 | 1.7919e-06 | 1.7268e-06 | 1.8071e-06 | 2.074e-06 | 1.561e-06 | 1.6878e-06 | 1.8428e-06 | 1.8921e-06 | 1.6976e-06 | 1.7321e-06 | 1.8049e-06 | 1.7804e-06 | 1.7708e-06 | 1.7678e-06 | 1.9301e-06 | 1.9923e-06 | 1.5715e-06 | 1.5554e-06 | 1.9331e-06 | 1.9522e-06 | 1.7576e-06 | 2.0203e-06 | 1.8298e-06 | 1.7446e-06 | 1.8863e-06 | 1.934e-06 | 2.1354e-06 | 1.9026e-06 | 1.634e-06 | 2.0884e-06 | 1.6038e-06 | 1.5796e-06 | 1.8601e-06 | 1.5626e-06 | 1.9166e-06 | 1.9399e-06 | 1.3709e-06 | 1.971e-06 | 2.1035e-06 | 1.8555e-06 | 1.9516e-06 | 1.6834e-06 | 1.8095e-06 | 1.91e-06 | 1.8628e-06 | 1.6695e-06 | 1.7247e-06 | 2.0355e-06 | 2.0717e-06 | 2.0669e-06 | 1.6628e-06 | 1.7231e-06 | 1.5196e-06 | 1.613e-06 | 1.6436e-06 | 1.8424e-06 | 1.7986e-06 | 2.2227e-06 | 1.8727e-06 | 1.646e-06 | 1.9926e-06 | 1.7687e-06 | 1.644e-06 | 1.8591e-06 | 1.9262e-06 | 1.9836e-06 | 1.8265e-06 | 1.7614e-06 | 1.9806e-06 | 1.8759e-06 | 1.8599e-06 | 1.6925e-06 | 1.966e-06 | 1.8737e-06 | 1.937e-06 | 1.8205e-06 | 1.8905e-06 | 1.6753e-06 | 1.4413e-06 | 1.9658e-06 | 1.7675e-06 | 1.815e-06 | 1.8638e-06 | 2.0372e-06 | 2.0307e-06 | 1.8063e-06 | 1.8089e-06 | 1.6191e-06 | 1.977e-06 | 2.0407e-06 | 1.8717e-06 | 1.7798e-06 | 1.9191e-06 | 1.6577e-06 | 1.8012e-06 | 1.8905e-06 | 1.8203e-06 | 1.7494e-06 | 1.6937e-06 | 1.737e-06 | 1.4953e-06 | 1.7563e-06 | 1.9712e-06 | 1.6434e-06 | 1.7318e-06 | 1.6001e-06 | 1.8979e-06 | 1.8986e-06 | 1.6923e-06 | 1.6316e-06 | 1.8218e-06 | 1.6828e-06 | 1.8446e-06 | 1.7388e-06 | 2.1906e-06 | 1.3827e-06 | 1.7165e-06 | 1.9397e-06 | 1.6703e-06 | 1.8186e-06 | 1.9759e-06 | 1.8165e-06 | 1.8739e-06 | 1.8211e-06 | 1.5982e-06 | 1.7573e-06 | 1.8721e-06 | 1.7557e-06 | 1.8369e-06 | 1.9106e-06 | 1.6282e-06 | 1.9881e-06 | 1.8988e-06 | 2.1829e-06 | 1.4469e-06 | 1.6635e-06 | 1.7713e-06 | 1.8455e-06 | 1.4768e-06 | 1.983e-06 | 1.9039e-06 | 1.6176e-06 | 2.0405e-06 | 1.673e-06 | 2.0738e-06 | 1.8767e-06 | 1.7593e-06 | 1.9512e-06 | 2.0417e-06 | 1.7909e-06 | 2.0766e-06 | 1.8664e-06 | 1.6255e-06 | 1.9509e-06 | 1.8915e-06 | 1.8633e-06 | 1.8519e-06 | 1.6795e-06 | 1.7744e-06 | 1.588e-06 | 1.7053e-06 | 1.5211e-06 | 1.2903e-06 | 2.0175e-06 | 1.7081e-06 | 1.8936e-06 | 1.4305e-06 | 2.0442e-06 | 1.8604e-06 | 1.8175e-06 | 1.7891e-06 | 1.9906e-06 | 1.7857e-06 | 1.4056e-06 | 2.2747e-06 | 1.9627e-06 | 1.9001e-06 | 1.4485e-06 | 2.0807e-06 | 1.6369e-06 | 1.6347e-06 | 1.8676e-06 | 1.8989e-06 | 2.0101e-06 | 1.9046e-06 | 2.2306e-06 | 1.9165e-06 | 1.6803e-06 | 1.7345e-06 | 1.9911e-06 | 1.5874e-06 | 1.7042e-06 | 1.8658e-06 | 2.056e-06 | 1.9536e-06 | 1.7594e-06 | 2.1609e-06 | 1.7038e-06 | 1.6676e-06 | 1.7352e-06 | 2.0366e-06 | 1.7604e-06 | 2.0055e-06 | 1.7025e-06 | 1.65e-06 | 1.6678e-06 | 1.8145e-06 | 1.8361e-06 | 1.9544e-06 | 1.8859e-06 | 1.5508e-06 | 1.4623e-06 | 1.731e-06 | 1.4517e-06 | 1.8648e-06 | 1.7735e-06 | 1.7831e-06 | 1.8797e-06 | 1.9386e-06 | 2.2218e-06 | 1.8533e-06 | 1.8578e-06 | 1.8726e-06 | 1.6734e-06 | 1.7946e-06 | 1.7373e-06 | 1.6926e-06 | 1.7133e-06 | 1.6557e-06 | 1.9018e-06 | 2.0992e-06 | 1.75e-06 | 1.7667e-06 | 1.8953e-06 | 1.9717e-06 | 2.0634e-06 | 1.7417e-06 | 2.1169e-06 | 1.7309e-06 | 1.8837e-06 | 1.7213e-06 | 1.6152e-06 | 1.9944e-06 | 1.6215e-06 | 1.5868e-06 | 1.949e-06 | 1.6244e-06 | 1.5485e-06 | 1.9361e-06 | 2.2229e-06 | 1.8789e-06 | 1.7469e-06 | 1.9565e-06 | 1.856e-06 | 1.6929e-06 | 1.8377e-06 | 1.9937e-06 | 1.5421e-06 | 1.8961e-06 | 1.7057e-06 | 1.8422e-06 | 2.1735e-06 | 1.5922e-06 | 1.8488e-06 | 1.724e-06 | 2.12e-06 | 1.8498e-06 | 2.135e-06 | 2.2079e-06 | 2.0329e-06 | 1.9384e-06 | 2.0151e-06 | 2.0133e-06 | 1.9461e-06 | 1.7905e-06 | 2.0551e-06 | 1.8164e-06 | 1.8781e-06 | 1.9819e-06 | 1.6429e-06 | 1.8507e-06 | 2.1394e-06 | 2.0954e-06 | 1.9683e-06 | 1.6623e-06 | 1.7472e-06 | 1.6702e-06 | 1.6655e-06 | 1.8143e-06 | 2.0349e-06 | 1.8047e-06 | 1.6913e-06 | 1.8911e-06 | 1.6687e-06 | 1.8832e-06 | 1.6441e-06 | 1.5822e-06 | 1.5786e-06 | 2.0248e-06 | 1.7056e-06 | 2.015e-06 | 1.9158e-06 | 1.8448e-06 | 1.9477e-06 | 1.9876e-06 | 1.6038e-06 | 2.1078e-06 | 1.5612e-06 | 1.6053e-06 | 1.8069e-06 | 1.6014e-06 | 1.7833e-06 | 1.527e-06 | 1.7061e-06 | 1.7949e-06 | 1.9293e-06 | 1.725e-06 | 1.9789e-06 | 1.8639e-06 | 2.0959e-06 | 1.9426e-06 | 1.6441e-06 | 1.8916e-06 | 1.9329e-06 | 1.854e-06 | 1.529e-06 | 1.8247e-06 | 1.8236e-06 | 1.7687e-06 | 2.1078e-06 | 1.8308e-06 | 1.8557e-06 | 1.6012e-06 | 2.0404e-06 | 1.7268e-06 | 1.6659e-06 | 1.9426e-06 | 2.0394e-06 | 1.8397e-06 | 2.0327e-06 | 1.8317e-06 | 1.6743e-06 | 2.0478e-06 | 1.7582e-06 | 2.0677e-06 | 1.7408e-06 | 1.5866e-06 | 1.6066e-06 | 1.8514e-06 | 1.7671e-06 | 1.8799e-06 | 1.952e-06 | 1.8808e-06 | 1.5498e-06 | 1.833e-06 | 1.5843e-06 | 1.806e-06 | 1.8348e-06 | 1.8153e-06 | 1.8373e-06 | 1.9091e-06 | 1.605e-06 | 1.611e-06 | 1.9104e-06 | 1.8709e-06 | 1.7512e-06 | 1.6094e-06 | 1.7996e-06 | 1.8906e-06 | 2.0019e-06 | 1.788e-06 | 1.6303e-06 | 1.9868e-06 | 2.0151e-06 | 2.1602e-06 | 1.7059e-06 | 1.8275e-06 | 1.7537e-06 | 2.1032e-06 | 1.7418e-06 | 2.1215e-06 | 2.1718e-06 | 1.7248e-06 | 1.876e-06 | 2.0607e-06 | 2.1154e-06 | 1.8585e-06 | 2.1099e-06 | 2.251e-06 | 1.982e-06 | 1.8957e-06 | 1.9621e-06 | 2.2587e-06 | 1.8375e-06 | 2.1013e-06 | 1.9472e-06 | 1.9382e-06 | 1.8861e-06 | 1.8246e-06 | 1.7617e-06 | 2.0919e-06 | 1.8747e-06 | 1.8018e-06 | 1.5904e-06 | 1.6886e-06 | 1.7676e-06 | 1.8537e-06 | 1.3517e-06 | 1.8497e-06 | 2.0893e-06 | 1.9405e-06 | 1.8478e-06 | 1.8171e-06 | 1.9679e-06 | 2.0223e-06 | 1.6811e-06 | 1.6228e-06 | 1.6529e-06 | 1.5341e-06 | 2.0343e-06 | 1.8832e-06 | 1.8009e-06 | 1.8643e-06 | 1.8378e-06 | 1.6534e-06 | 2.0219e-06 | 1.6528e-06 | 2.0809e-06 | 1.8324e-06 | 1.6531e-06 | 1.7395e-06 | 2.1809e-06 | 1.9557e-06 | 1.7605e-06 | 1.872e-06 | 1.7686e-06 | 1.8409e-06 | 1.7755e-06 | 1.7105e-06 | 2.0044e-06 | 1.7202e-06 | 1.5541e-06 | 1.9915e-06 | 1.8724e-06 | 1.9993e-06 | 1.7597e-06 | 1.9345e-06 | 1.7631e-06 | 1.567e-06 | 2.1661e-06 | 1.6164e-06 | 1.7497e-06 | 1.8268e-06 | 1.5263e-06 | 1.8919e-06 | 1.9212e-06 | 2.0703e-06 | 1.8631e-06 | 1.9263e-06 | 1.698e-06 | 2.0288e-06 | 1.8841e-06 | 1.5492e-06 | 1.8096e-06 | 1.9442e-06 | 1.8806e-06 | 1.3968e-06 | 1.8657e-06 | 2.2724e-06 | 2.1302e-06 | 1.81e-06 | 1.6983e-06 | 2.0711e-06 | 1.6655e-06 | 1.7793e-06 | 1.7844e-06 | 1.7598e-06 | 1.6372e-06 | 2.0348e-06 | 1.7427e-06 | 1.8138e-06 | 1.771e-06 | 1.9325e-06 | 1.6779e-06 | 1.9912e-06 | 1.839e-06 | 1.659e-06 | 1.841e-06 | 1.7864e-06 | 1.8191e-06 | 1.97e-06 | 1.7351e-06 | 1.9655e-06 | 1.8979e-06 | 1.5385e-06 | 1.8563e-06 | 1.9023e-06 | 1.7167e-06 | 1.9629e-06 | 1.8993e-06 | 1.687e-06 | 2.2077e-06 | 1.9413e-06 | 1.862e-06 | 1.6457e-06 | 1.7052e-06 | 1.7347e-06 | 1.6687e-06 | 1.9805e-06 | 2.1015e-06 | 1.6663e-06 | 1.865e-06 | 2.1183e-06 | 2.1162e-06 | 1.9638e-06 | 1.9438e-06 | 1.8488e-06 | 1.6378e-06 | 1.8249e-06 | 1.9188e-06 | 1.8656e-06 | 1.5692e-06 | 1.5703e-06 | 1.875e-06 | 1.6876e-06 | 2.1696e-06 | 1.7713e-06 | 1.9715e-06 | 1.6107e-06 | 1.9423e-06 | 1.9535e-06 | 1.9506e-06 | 1.9853e-06 | 2.0967e-06 | 1.7315e-06 | 1.6813e-06 | 1.9549e-06 | 2.1965e-06 | 1.6396e-06 | 1.5748e-06 | 1.7416e-06 | 1.7079e-06 | 1.7463e-06 | 1.7818e-06 | 2.0792e-06 | 2.0246e-06 | 1.924e-06 | 1.8496e-06 | 2.0496e-06 | 1.919e-06 | 2.1014e-06 | 1.438e-06 | 1.7019e-06 | 1.7572e-06 | 1.8913e-06 | 1.97e-06 | 1.8812e-06 | 1.6708e-06 | 2.0787e-06 | 1.8364e-06 | 1.8002e-06 | 1.7919e-06 | 2.1884e-06 | 1.5683e-06 | 1.5917e-06 | 2.2008e-06 | 1.9093e-06 | 1.6726e-06 | 1.5713e-06 | 2.0482e-06 | 1.7423e-06 | 1.9006e-06 | 2.0754e-06 | 2.2398e-06 | 1.6598e-06 | 1.5697e-06 | 1.812e-06 | 1.8256e-06 | 1.7711e-06 | 1.4594e-06 | 1.5983e-06 | 2.0494e-06 | 1.802e-06 | 1.9996e-06 | 1.8522e-06 | 1.8818e-06 | 1.8815e-06 | 2.2621e-06 | 2.1949e-06 | 2.2119e-06 | 1.8049e-06 | 2.1641e-06 | 1.9352e-06 | 1.929e-06 | 1.876e-06 | 1.8153e-06 | 1.5248e-06 | 1.482e-06 | 1.6623e-06 | 2.0014e-06 | 2.2305e-06 | 2.0393e-06 | 1.9652e-06 | 1.6517e-06 | 1.9338e-06 | 1.6552e-06 | 1.8544e-06 | 1.6413e-06 | 1.961e-06 | 1.8618e-06 | 2.0466e-06 | 1.6387e-06 | 1.923e-06 | 1.8816e-06 | 1.9904e-06 | 1.8678e-06 | 1.8487e-06 | 1.828e-06 | 1.7944e-06 | 1.7722e-06 | 1.5323e-06 | 1.5915e-06 | 1.9126e-06 | 2.0869e-06 | 1.761e-06 | 1.9676e-06 | 1.994e-06 | 1.5748e-06 | 1.8434e-06 | 1.8097e-06 | 1.7438e-06 | 2.3087e-06 | 1.6918e-06 | 1.9099e-06 | 2.1291e-06 | 1.5897e-06 | 1.4584e-06 | 1.6307e-06 | 1.8755e-06 | 1.8083e-06 | 1.3386e-06 | 1.7471e-06 | 1.4786e-06 | 1.862e-06 | 1.8428e-06 | 1.8962e-06 | 1.6857e-06 | 1.6125e-06 | 1.5382e-06 | 1.5974e-06 | 1.8503e-06 | 2.0148e-06 | 1.8116e-06 | 1.6636e-06 | 1.793e-06 | 2.1339e-06 | 1.643e-06 | 1.7888e-06 | 1.6939e-06 | 1.6759e-06 | 1.8947e-06 | 1.735e-06 | 1.6323e-06 | 1.5104e-06 | 1.9119e-06 | 1.9358e-06 | 1.8901e-06 | 2.0326e-06 | 1.9478e-06 | 2.0189e-06 | 1.9714e-06 | 1.6024e-06 | 1.6578e-06 | 1.6846e-06 | 2.1638e-06 | 1.8341e-06 | 1.7921e-06 | 1.7005e-06 | 2.0138e-06 | 1.8357e-06 | 1.8435e-06 | 1.7884e-06 | 1.8272e-06 | 1.805e-06 | 2.0018e-06 | 1.7502e-06 | 1.9634e-06 | 1.7625e-06 | 1.6362e-06 | 1.7818e-06 | 1.623e-06 | 1.874e-06 | 1.958e-06 | 2.0426e-06 | 1.8216e-06 | 2.08e-06 | 2.1932e-06 | 1.8772e-06 | 2.0496e-06 | 1.9822e-06 | 1.4651e-06 | 1.8058e-06 | 1.5681e-06 | 2.2436e-06 | 1.6709e-06 | 1.8753e-06 | 1.7351e-06 | 2.1327e-06 | 2.092e-06 | 1.6577e-06 | 1.7733e-06 | 1.7738e-06 | 1.8355e-06 | 1.9363e-06 | 1.6453e-06 | 2.1746e-06 | 1.5981e-06 | 2.0736e-06 | 2.1347e-06 | 2.0208e-06 | 1.5581e-06 | 2.2496e-06 | 2.1031e-06 | 1.7321e-06 | 2.1353e-06 | 1.6602e-06 | 1.9379e-06 | 1.5318e-06 | 1.9952e-06 | 1.7237e-06 | 1.8396e-06 | 1.5762e-06 | 1.9184e-06 | 1.25e-06 | 1.8694e-06 | 1.9595e-06 | 2.0929e-06 | 1.9912e-06 | 1.7766e-06 | 2.0499e-06 | 1.6035e-06 | 1.9982e-06 | 1.9435e-06 | 1.8626e-06 | 1.8962e-06 | 2.1823e-06 | 2.0375e-06 | 1.7626e-06 | 2.0549e-06 | 2.0267e-06 | 1.8847e-06 | 1.8256e-06 | 2.1653e-06 | 1.7834e-06
Air change rate |  |  | 0.0010763 |  |  | Ventilation rates from input sheet converted into air change rate
Filtration rate |  |  | 0 |  |  | Filtration rates from input sheet converted into air change rate
Air change rate + filtration rate | ψ | constant | 0.0010763 |  | /s | The sum of ventilation and filtration removal rates | ψ | 0.0010763 | 0.0010763 | 0.0010763 | 0.0010763 | 0.0010763 | 0.0010763 | 0.0010763 | 0.0010763 | 0.0010763 | 0.0010763 | 0.0010763 | 0.0010763 | 0.0010763 | 0.0010763 | 0.0010763 | 0.0010763 | 0.0010763 | 0.0010763 | 0.0010763 | 0.0010763 | 0.0010763 | 0.0010763 | 0.0010763 | 0.0010763 | 0.0010763 | 0.0010763 | 0.0010763 | 0.0010763 | 0.0010763 | 0.0010763 | 0.0010763 | 0.0010763 | 0.0010763 | 0.0010763 | 0.0010763 | 0.0010763 | 0.0010763 | 0.0010763 | 0.0010763 | 0.0010763 | 0.0010763 | 0.0010763 | 0.0010763 | 0.0010763 | 0.0010763 | 0.0010763 | 0.0010763 | 0.0010763 | 0.0010763 | 0.0010763 | 0.0010763 | 0.0010763 | 0.0010763 | 0.0010763 | 0.0010763 | 0.0010763 | 0.0010763 | 0.0010763 | 0.0010763 | 0.0010763 | 0.0010763 | 0.0010763 | 0.0010763 | 0.0010763 | 0.0010763 | 0.0010763 | 0.0010763 | 0.0010763 | 0.0010763 | 0.0010763 | 0.0010763 | 0.0010763 | 0.0010763 | 0.0010763 | 0.0010763 | 0.0010763 | 0.0010763 | 0.0010763 | 0.0010763 | 0.0010763 | 0.0010763 | 0.0010763 | 0.0010763 | 0.0010763 | 0.0010763 | 0.0010763 | 0.0010763 | 0.0010763 | 0.0010763 | 0.0010763 | 0.0010763 | 0.0010763 | 0.0010763 | 0.0010763 | 0.0010763 | 0.0010763 | 0.0010763 | 0.0010763 | 0.0010763 | 0.0010763 | 0.0010763 | 0.0010763 | 0.0010763 | 0.0010763 | 0.0010763 | 0.0010763 | 0.0010763 | 0.0010763 | 0.0010763 | 0.0010763 | 0.0010763 | 0.0010763 | 0.0010763 | 0.0010763 | 0.0010763 | 0.0010763 | 0.0010763 | 0.0010763 | 0.0010763 | 0.0010763 | 0.0010763 | 0.0010763 | 0.0010763 | 0.0010763 | 0.0010763 | 0.0010763 | 0.0010763 | 0.0010763 | 0.0010763 | 0.0010763 | 0.0010763 | 0.0010763 | 0.0010763 | 0.0010763 | 0.0010763 | 0.0010763 | 0.0010763 | 0.0010763 | 0.0010763 | 0.0010763 | 0.0010763 | 0.0010763 | 0.0010763 | 0.0010763 | 0.0010763 | 0.0010763 | 0.0010763 | 0.0010763 | 0.0010763 | 0.0010763 | 0.0010763 | 0.0010763 | 0.0010763 | 0.0010763 | 0.0010763 | 0.0010763 | 0.0010763 | 0.0010763 | 0.0010763 | 0.0010763 | 0.0010763 | 0.0010763 | 0.0010763 | 0.0010763 | 0.0010763 | 0.0010763 | 0.0010763 | 0.0010763 | 0.0010763 | 0.0010763 | 0.0010763 | 0.0010763 | 0.0010763 | 0.0010763 | 0.0010763 | 0.0010763 | 0.0010763 | 0.0010763 | 0.0010763 | 0.0010763 | 0.0010763 | 0.0010763 | 0.0010763 | 0.0010763 | 0.0010763 | 0.0010763 | 0.0010763 | 0.0010763 | 0.0010763 | 0.0010763 | 0.0010763 | 0.0010763 | 0.0010763 | 0.0010763 | 0.0010763 | 0.0010763 | 0.0010763 | 0.0010763 | 0.0010763 | 0.0010763 | 0.0010763 | 0.0010763 | 0.0010763 | 0.0010763 | 0.0010763 | 0.0010763 | 0.0010763 | 0.0010763 | 0.0010763 | 0.0010763 | 0.0010763 | 0.0010763 | 0.0010763 | 0.0010763 | 0.0010763 | 0.0010763 | 0.0010763 | 0.0010763 | 0.0010763 | 0.0010763 | 0.0010763 | 0.0010763 | 0.0010763 | 0.0010763 | 0.0010763 | 0.0010763 | 0.0010763 | 0.0010763 | 0.0010763 | 0.0010763 | 0.0010763 | 0.0010763 | 0.0010763 | 0.0010763 | 0.0010763 | 0.0010763 | 0.0010763 | 0.0010763 | 0.0010763 | 0.0010763 | 0.0010763 | 0.0010763 | 0.0010763 | 0.0010763 | 0.0010763 | 0.0010763 | 0.0010763 | 0.0010763 | 0.0010763 | 0.0010763 | 0.0010763 | 0.0010763 | 0.0010763 | 0.0010763 | 0.0010763 | 0.0010763 | 0.0010763 | 0.0010763 | 0.0010763 | 0.0010763 | 0.0010763 | 0.0010763 | 0.0010763 | 0.0010763 | 0.0010763 | 0.0010763 | 0.0010763 | 0.0010763 | 0.0010763 | 0.0010763 | 0.0010763 | 0.0010763 | 0.0010763 | 0.0010763 | 0.0010763 | 0.0010763 | 0.0010763 | 0.0010763 | 0.0010763 | 0.0010763 | 0.0010763 | 0.0010763 | 0.0010763 | 0.0010763 | 0.0010763 | 0.0010763 | 0.0010763 | 0.0010763 | 0.0010763 | 0.0010763 | 0.0010763 | 0.0010763 | 0.0010763 | 0.0010763 | 0.0010763 | 0.0010763 | 0.0010763 | 0.0010763 | 0.0010763 | 0.0010763 | 0.0010763 | 0.0010763 | 0.0010763 | 0.0010763 | 0.0010763 | 0.0010763 | 0.0010763 | 0.0010763 | 0.0010763 | 0.0010763 | 0.0010763 | 0.0010763 | 0.0010763 | 0.0010763 | 0.0010763 | 0.0010763 | 0.0010763 | 0.0010763 | 0.0010763 | 0.0010763 | 0.0010763 | 0.0010763 | 0.0010763 | 0.0010763 | 0.0010763 | 0.0010763 | 0.0010763 | 0.0010763 | 0.0010763 | 0.0010763 | 0.0010763 | 0.0010763 | 0.0010763 | 0.0010763 | 0.0010763 | 0.0010763 | 0.0010763 | 0.0010763 | 0.0010763 | 0.0010763 | 0.0010763 | 0.0010763 | 0.0010763 | 0.0010763 | 0.0010763 | 0.0010763 | 0.0010763 | 0.0010763 | 0.0010763 | 0.0010763 | 0.0010763 | 0.0010763 | 0.0010763 | 0.0010763 | 0.0010763 | 0.0010763 | 0.0010763 | 0.0010763 | 0.0010763 | 0.0010763 | 0.0010763 | 0.0010763 | 0.0010763 | 0.0010763 | 0.0010763 | 0.0010763 | 0.0010763 | 0.0010763 | 0.0010763 | 0.0010763 | 0.0010763 | 0.0010763 | 0.0010763 | 0.0010763 | 0.0010763 | 0.0010763 | 0.0010763 | 0.0010763 | 0.0010763 | 0.0010763 | 0.0010763 | 0.0010763 | 0.0010763 | 0.0010763 | 0.0010763 | 0.0010763 | 0.0010763 | 0.0010763 | 0.0010763 | 0.0010763 | 0.0010763 | 0.0010763 | 0.0010763 | 0.0010763 | 0.0010763 | 0.0010763 | 0.0010763 | 0.0010763 | 0.0010763 | 0.0010763 | 0.0010763 | 0.0010763 | 0.0010763 | 0.0010763 | 0.0010763 | 0.0010763 | 0.0010763 | 0.0010763 | 0.0010763 | 0.0010763 | 0.0010763 | 0.0010763 | 0.0010763 | 0.0010763 | 0.0010763 | 0.0010763 | 0.0010763 | 0.0010763 | 0.0010763 | 0.0010763 | 0.0010763 | 0.0010763 | 0.0010763 | 0.0010763 | 0.0010763 | 0.0010763 | 0.0010763 | 0.0010763 | 0.0010763 | 0.0010763 | 0.0010763 | 0.0010763 | 0.0010763 | 0.0010763 | 0.0010763 | 0.0010763 | 0.0010763 | 0.0010763 | 0.0010763 | 0.0010763 | 0.0010763 | 0.0010763 | 0.0010763 | 0.0010763 | 0.0010763 | 0.0010763 | 0.0010763 | 0.0010763 | 0.0010763 | 0.0010763 | 0.0010763 | 0.0010763 | 0.0010763 | 0.0010763 | 0.0010763 | 0.0010763 | 0.0010763 | 0.0010763 | 0.0010763 | 0.0010763 | 0.0010763 | 0.0010763 | 0.0010763 | 0.0010763 | 0.0010763 | 0.0010763 | 0.0010763 | 0.0010763 | 0.0010763 | 0.0010763 | 0.0010763 | 0.0010763 | 0.0010763 | 0.0010763 | 0.0010763 | 0.0010763 | 0.0010763 | 0.0010763 | 0.0010763 | 0.0010763 | 0.0010763 | 0.0010763 | 0.0010763 | 0.0010763 | 0.0010763 | 0.0010763 | 0.0010763 | 0.0010763 | 0.0010763 | 0.0010763 | 0.0010763 | 0.0010763 | 0.0010763 | 0.0010763 | 0.0010763 | 0.0010763 | 0.0010763 | 0.0010763 | 0.0010763 | 0.0010763 | 0.0010763 | 0.0010763 | 0.0010763 | 0.0010763 | 0.0010763 | 0.0010763 | 0.0010763 | 0.0010763 | 0.0010763 | 0.0010763 | 0.0010763 | 0.0010763 | 0.0010763 | 0.0010763 | 0.0010763 | 0.0010763 | 0.0010763 | 0.0010763 | 0.0010763 | 0.0010763 | 0.0010763 | 0.0010763 | 0.0010763 | 0.0010763 | 0.0010763 | 0.0010763 | 0.0010763 | 0.0010763 | 0.0010763 | 0.0010763 | 0.0010763 | 0.0010763 | 0.0010763 | 0.0010763 | 0.0010763 | 0.0010763 | 0.0010763 | 0.0010763 | 0.0010763 | 0.0010763 | 0.0010763 | 0.0010763 | 0.0010763 | 0.0010763 | 0.0010763 | 0.0010763 | 0.0010763 | 0.0010763 | 0.0010763 | 0.0010763 | 0.0010763 | 0.0010763 | 0.0010763 | 0.0010763 | 0.0010763 | 0.0010763 | 0.0010763 | 0.0010763 | 0.0010763 | 0.0010763 | 0.0010763 | 0.0010763 | 0.0010763 | 0.0010763 | 0.0010763 | 0.0010763 | 0.0010763 | 0.0010763 | 0.0010763 | 0.0010763 | 0.0010763 | 0.0010763 | 0.0010763 | 0.0010763 | 0.0010763 | 0.0010763 | 0.0010763 | 0.0010763 | 0.0010763 | 0.0010763 | 0.0010763 | 0.0010763 | 0.0010763 | 0.0010763 | 0.0010763 | 0.0010763 | 0.0010763 | 0.0010763 | 0.0010763 | 0.0010763 | 0.0010763 | 0.0010763 | 0.0010763 | 0.0010763 | 0.0010763 | 0.0010763 | 0.0010763 | 0.0010763 | 0.0010763 | 0.0010763 | 0.0010763 | 0.0010763 | 0.0010763 | 0.0010763 | 0.0010763 | 0.0010763 | 0.0010763 | 0.0010763 | 0.0010763 | 0.0010763 | 0.0010763 | 0.0010763 | 0.0010763 | 0.0010763 | 0.0010763 | 0.0010763 | 0.0010763 | 0.0010763 | 0.0010763 | 0.0010763 | 0.0010763 | 0.0010763 | 0.0010763 | 0.0010763 | 0.0010763 | 0.0010763 | 0.0010763 | 0.0010763 | 0.0010763 | 0.0010763 | 0.0010763 | 0.0010763 | 0.0010763 | 0.0010763 | 0.0010763 | 0.0010763 | 0.0010763 | 0.0010763 | 0.0010763 | 0.0010763 | 0.0010763 | 0.0010763 | 0.0010763 | 0.0010763 | 0.0010763 | 0.0010763 | 0.0010763 | 0.0010763 | 0.0010763 | 0.0010763 | 0.0010763 | 0.0010763 | 0.0010763 | 0.0010763 | 0.0010763 | 0.0010763 | 0.0010763 | 0.0010763 | 0.0010763 | 0.0010763 | 0.0010763 | 0.0010763 | 0.0010763 | 0.0010763 | 0.0010763 | 0.0010763 | 0.0010763 | 0.0010763 | 0.0010763 | 0.0010763 | 0.0010763 | 0.0010763 | 0.0010763 | 0.0010763 | 0.0010763 | 0.0010763 | 0.0010763 | 0.0010763 | 0.0010763 | 0.0010763 | 0.0010763 | 0.0010763 | 0.0010763 | 0.0010763 | 0.0010763 | 0.0010763 | 0.0010763 | 0.0010763 | 0.0010763 | 0.0010763 | 0.0010763 | 0.0010763 | 0.0010763 | 0.0010763 | 0.0010763 | 0.0010763 | 0.0010763 | 0.0010763 | 0.0010763 | 0.0010763 | 0.0010763 | 0.0010763 | 0.0010763 | 0.0010763 | 0.0010763 | 0.0010763 | 0.0010763 | 0.0010763 | 0.0010763 | 0.0010763 | 0.0010763 | 0.0010763 | 0.0010763 | 0.0010763 | 0.0010763 | 0.0010763 | 0.0010763 | 0.0010763 | 0.0010763 | 0.0010763 | 0.0010763 | 0.0010763 | 0.0010763 | 0.0010763 | 0.0010763 | 0.0010763 | 0.0010763 | 0.0010763 | 0.0010763 | 0.0010763 | 0.0010763 | 0.0010763 | 0.0010763 | 0.0010763 | 0.0010763 | 0.0010763 | 0.0010763 | 0.0010763 | 0.0010763 | 0.0010763 | 0.0010763 | 0.0010763 | 0.0010763 | 0.0010763 | 0.0010763 | 0.0010763 | 0.0010763 | 0.0010763 | 0.0010763 | 0.0010763 | 0.0010763 | 0.0010763 | 0.0010763 | 0.0010763 | 0.0010763 | 0.0010763 | 0.0010763 | 0.0010763 | 0.0010763 | 0.0010763 | 0.0010763 | 0.0010763 | 0.0010763 | 0.0010763 | 0.0010763 | 0.0010763 | 0.0010763 | 0.0010763 | 0.0010763 | 0.0010763 | 0.0010763 | 0.0010763 | 0.0010763 | 0.0010763 | 0.0010763 | 0.0010763 | 0.0010763 | 0.0010763 | 0.0010763 | 0.0010763 | 0.0010763 | 0.0010763 | 0.0010763 | 0.0010763 | 0.0010763 | 0.0010763 | 0.0010763 | 0.0010763 | 0.0010763 | 0.0010763 | 0.0010763 | 0.0010763 | 0.0010763 | 0.0010763 | 0.0010763 | 0.0010763 | 0.0010763 | 0.0010763 | 0.0010763 | 0.0010763 | 0.0010763 | 0.0010763 | 0.0010763 | 0.0010763 | 0.0010763 | 0.0010763 | 0.0010763 | 0.0010763 | 0.0010763 | 0.0010763 | 0.0010763 | 0.0010763 | 0.0010763 | 0.0010763 | 0.0010763 | 0.0010763 | 0.0010763 | 0.0010763 | 0.0010763 | 0.0010763 | 0.0010763 | 0.0010763 | 0.0010763 | 0.0010763 | 0.0010763 | 0.0010763 | 0.0010763 | 0.0010763 | 0.0010763 | 0.0010763 | 0.0010763 | 0.0010763 | 0.0010763 | 0.0010763 | 0.0010763 | 0.0010763 | 0.0010763 | 0.0010763 | 0.0010763 | 0.0010763 | 0.0010763 | 0.0010763 | 0.0010763 | 0.0010763 | 0.0010763 | 0.0010763 | 0.0010763 | 0.0010763 | 0.0010763 | 0.0010763 | 0.0010763 | 0.0010763 | 0.0010763 | 0.0010763 | 0.0010763 | 0.0010763 | 0.0010763 | 0.0010763 | 0.0010763 | 0.0010763 | 0.0010763 | 0.0010763 | 0.0010763 | 0.0010763 | 0.0010763 | 0.0010763 | 0.0010763 | 0.0010763 | 0.0010763 | 0.0010763 | 0.0010763 | 0.0010763 | 0.0010763 | 0.0010763 | 0.0010763 | 0.0010763 | 0.0010763 | 0.0010763 | 0.0010763 | 0.0010763 | 0.0010763 | 0.0010763 | 0.0010763 | 0.0010763 | 0.0010763 | 0.0010763 | 0.0010763 | 0.0010763 | 0.0010763 | 0.0010763 | 0.0010763 | 0.0010763 | 0.0010763 | 0.0010763 | 0.0010763 | 0.0010763 | 0.0010763 | 0.0010763 | 0.0010763 | 0.0010763 | 0.0010763 | 0.0010763 | 0.0010763 | 0.0010763 | 0.0010763 | 0.0010763 | 0.0010763 | 0.0010763 | 0.0010763 | 0.0010763 | 0.0010763 | 0.0010763 | 0.0010763 | 0.0010763 | 0.0010763 | 0.0010763 | 0.0010763 | 0.0010763 | 0.0010763 | 0.0010763 | 0.0010763 | 0.0010763 | 0.0010763 | 0.0010763 | 0.0010763 | 0.0010763 | 0.0010763 | 0.0010763 | 0.0010763 | 0.0010763 | 0.0010763 | 0.0010763 | 0.0010763 | 0.0010763 | 0.0010763 | 0.0010763 | 0.0010763 | 0.0010763 | 0.0010763 | 0.0010763 | 0.0010763 | 0.0010763 | 0.0010763 | 0.0010763 | 0.0010763 | 0.0010763 | 0.0010763 | 0.0010763 | 0.0010763 | 0.0010763 | 0.0010763 | 0.0010763 | 0.0010763 | 0.0010763 | 0.0010763 | 0.0010763 | 0.0010763 | 0.0010763 | 0.0010763 | 0.0010763 | 0.0010763 | 0.0010763 | 0.0010763 | 0.0010763 | 0.0010763 | 0.0010763 | 0.0010763 | 0.0010763 | 0.0010763 | 0.0010763 | 0.0010763 | 0.0010763 | 0.0010763 | 0.0010763 | 0.0010763 | 0.0010763 | 0.0010763 | 0.0010763 | 0.0010763 | 0.0010763 | 0.0010763 | 0.0010763 | 0.0010763 | 0.0010763 | 0.0010763 | 0.0010763 | 0.0010763 | 0.0010763 | 0.0010763 | 0.0010763 | 0.0010763 | 0.0010763 | 0.0010763 | 0.0010763 | 0.0010763 | 0.0010763 | 0.0010763 | 0.0010763 | 0.0010763 | 0.0010763 | 0.0010763 | 0.0010763 | 0.0010763 | 0.0010763 | 0.0010763 | 0.0010763 | 0.0010763 | 0.0010763 | 0.0010763 | 0.0010763 | 0.0010763 | 0.0010763 | 0.0010763 | 0.0010763 | 0.0010763 | 0.0010763 | 0.0010763 | 0.0010763 | 0.0010763 | 0.0010763 | 0.0010763 | 0.0010763 | 0.0010763 | 0.0010763 | 0.0010763 | 0.0010763 | 0.0010763 | 0.0010763 | 0.0010763 | 0.0010763 | 0.0010763 | 0.0010763 | 0.0010763 | 0.0010763 | 0.0010763 | 0.0010763 | 0.0010763 | 0.0010763 | 0.0010763 | 0.0010763 | 0.0010763 | 0.0010763 | 0.0010763 | 0.0010763 | 0.0010763 | 0.0010763 | 0.0010763 | 0.0010763 | 0.0010763 | 0.0010763 | 0.0010763 | 0.0010763 | 0.0010763 | 0.0010763 | 0.0010763 | 0.0010763 | 0.0010763 | 0.0010763 | 0.0010763 | 0.0010763 | 0.0010763 | 0.0010763 | 0.0010763 | 0.0010763 | 0.0010763 | 0.0010763 | 0.0010763 | 0.0010763 | 0.0010763 | 0.0010763 | 0.0010763 | 0.0010763 | 0.0010763 | 0.0010763 | 0.0010763 | 0.0010763 | 0.0010763 | 0.0010763 | 0.0010763 | 0.0010763 | 0.0010763 | 0.0010763 | 0.0010763 | 0.0010763 | 0.0010763 | 0.0010763 | 0.0010763 | 0.0010763 | 0.0010763 | 0.0010763 | 0.0010763 | 0.0010763 | 0.0010763 | 0.0010763 | 0.0010763 | 0.0010763 | 0.0010763 | 0.0010763 | 0.0010763 | 0.0010763 | 0.0010763 | 0.0010763 | 0.0010763 | 0.0010763 | 0.0010763 | 0.0010763 | 0.0010763 | 0.0010763 | 0.0010763 | 0.0010763 | 0.0010763 | 0.0010763 | 0.0010763 | 0.0010763 | 0.0010763 | 0.0010763 | 0.0010763 | 0.0010763 | 0.0010763 | 0.0010763 | 0.0010763 | 0.0010763 | 0.0010763 | 0.0010763 | 0.0010763 | 0.0010763 | 0.0010763 | 0.0010763 | 0.0010763 | 0.0010763 | 0.0010763 | 0.0010763 | 0.0010763 | 0.0010763 | 0.0010763 | 0.0010763 | 0.0010763 | 0.0010763 | 0.0010763 | 0.0010763 | 0.0010763 | 0.0010763 | 0.0010763 | 0.0010763 | 0.0010763 | 0.0010763 | 0.0010763 | 0.0010763 | 0.0010763 | 0.0010763 | 0.0010763 | 0.0010763 | 0.0010763 | 0.0010763 | 0.0010763 | 0.0010763 | 0.0010763 | 0.0010763 | 0.0010763 | 0.0010763 | 0.0010763 | 0.0010763 | 0.0010763 | 0.0010763 | 0.0010763 | 0.0010763 | 0.0010763 | 0.0010763 | 0.0010763 | 0.0010763 | 0.0010763 | 0.0010763 | 0.0010763 | 0.0010763 | 0.0010763 | 0.0010763 | 0.0010763 | 0.0010763 | 0.0010763 | 0.0010763 | 0.0010763 | 0.0010763 | 0.0010763 | 0.0010763 | 0.0010763 | 0.0010763 | 0.0010763 | 0.0010763 | 0.0010763 | 0.0010763 | 0.0010763 | 0.0010763 | 0.0010763 | 0.0010763 | 0.0010763 | 0.0010763 | 0.0010763 | 0.0010763 | 0.0010763 | 0.0010763 | 0.0010763 | 0.0010763 | 0.0010763 | 0.0010763 | 0.0010763 | 0.0010763 | 0.0010763 | 0.0010763 | 0.0010763 | 0.0010763 | 0.0010763 | 0.0010763 | 0.0010763 | 0.0010763 | 0.0010763 | 0.0010763 | 0.0010763 | 0.0010763 | 0.0010763 | 0.0010763 | 0.0010763 | 0.0010763 | 0.0010763 | 0.0010763 | 0.0010763 | 0.0010763 | 0.0010763 | 0.0010763 | 0.0010763 | 0.0010763 | 0.0010763 | 0.0010763 | 0.0010763 | 0.0010763 | 0.0010763 | 0.0010763 | 0.0010763 | 0.0010763 | 0.0010763 | 0.0010763 | 0.0010763 | 0.0010763 | 0.0010763 | 0.0010763 | 0.0010763 | 0.0010763 | 0.0010763 | 0.0010763 | 0.0010763 | 0.0010763 | 0.0010763 | 0.0010763 | 0.0010763 | 0.0010763 | 0.0010763 | 0.0010763 | 0.0010763 | 0.0010763 | 0.0010763 | 0.0010763 | 0.0010763 | 0.0010763 | 0.0010763 | 0.0010763 | 0.0010763 | 0.0010763 | 0.0010763 | 0.0010763 | 0.0010763 | 0.0010763 | 0.0010763 | 0.0010763 | 0.0010763 | 0.0010763 | 0.0010763 | 0.0010763 | 0.0010763 | 0.0010763 | 0.0010763 | 0.0010763 | 0.0010763 | 0.0010763 | 0.0010763 | 0.0010763 | 0.0010763 | 0.0010763 | 0.0010763 | 0.0010763 | 0.0010763 | 0.0010763 | 0.0010763 | 0.0010763 | 0.0010763 | 0.0010763 | 0.0010763 | 0.0010763 | 0.0010763 | 0.0010763 | 0.0010763 | 0.0010763 | 0.0010763 | 0.0010763 | 0.0010763 | 0.0010763 | 0.0010763 | 0.0010763 | 0.0010763 | 0.0010763 | 0.0010763 | 0.0010763 | 0.0010763 | 0.0010763 | 0.0010763 | 0.0010763 | 0.0010763 | 0.0010763 | 0.0010763 | 0.0010763 | 0.0010763 | 0.0010763 | 0.0010763 | 0.0010763 | 0.0010763 | 0.0010763 | 0.0010763 | 0.0010763 | 0.0010763 | 0.0010763 | 0.0010763 | 0.0010763 | 0.0010763 | 0.0010763 | 0.0010763 | 0.0010763 | 0.0010763 | 0.0010763 | 0.0010763 | 0.0010763 | 0.0010763 | 0.0010763 | 0.0010763 | 0.0010763 | 0.0010763 | 0.0010763 | 0.0010763 | 0.0010763 | 0.0010763 | 0.0010763 | 0.0010763 | 0.0010763 | 0.0010763 | 0.0010763 | 0.0010763 | 0.0010763 | 0.0010763 | 0.0010763 | 0.0010763 | 0.0010763 | 0.0010763 | 0.0010763 | 0.0010763 | 0.0010763 | 0.0010763 | 0.0010763 | 0.0010763 | 0.0010763 | 0.0010763 | 0.0010763 | 0.0010763 | 0.0010763 | 0.0010763 | 0.0010763 | 0.0010763 | 0.0010763 | 0.0010763 | 0.0010763 | 0.0010763 | 0.0010763 | 0.0010763 | 0.0010763 | 0.0010763 | 0.0010763 | 0.0010763 | 0.0010763 | 0.0010763 | 0.0010763 | 0.0010763 | 0.0010763 | 0.0010763 | 0.0010763 | 0.0010763 | 0.0010763 | 0.0010763 | 0.0010763 | 0.0010763 | 0.0010763 | 0.0010763 | 0.0010763 | 0.0010763 | 0.0010763 | 0.0010763 | 0.0010763 | 0.0010763 | 0.0010763 | 0.0010763 | 0.0010763 | 0.0010763 | 0.0010763 | 0.0010763 | 0.0010763 | 0.0010763 | 0.0010763 | 0.0010763 | 0.0010763 | 0.0010763 | 0.0010763 | 0.0010763 | 0.0010763 | 0.0010763 | 0.0010763 | 0.0010763 | 0.0010763 | 0.0010763 | 0.0010763 | 0.0010763 | 0.0010763 | 0.0010763 | 0.0010763 | 0.0010763 | 0.0010763 | 0.0010763 | 0.0010763 | 0.0010763 | 0.0010763 | 0.0010763 | 0.0010763 | 0.0010763 | 0.0010763 | 0.0010763 | 0.0010763 | 0.0010763 | 0.0010763 | 0.0010763 | 0.0010763 | 0.0010763 | 0.0010763 | 0.0010763 | 0.0010763 | 0.0010763 | 0.0010763 | 0.0010763 | 0.0010763 | 0.0010763 | 0.0010763 | 0.0010763 | 0.0010763 | 0.0010763 | 0.0010763 | 0.0010763 | 0.0010763 | 0.0010763 | 0.0010763 | 0.0010763 | 0.0010763 | 0.0010763 | 0.0010763 | 0.0010763 | 0.0010763 | 0.0010763 | 0.0010763 | 0.0010763 | 0.0010763 | 0.0010763 | 0.0010763 | 0.0010763 | 0.0010763 | 0.0010763 | 0.0010763 | 0.0010763 | 0.0010763 | 0.0010763 | 0.0010763 | 0.0010763 | 0.0010763 | 0.0010763 | 0.0010763 | 0.0010763 | 0.0010763 | 0.0010763 | 0.0010763 | 0.0010763 | 0.0010763 | 0.0010763 | 0.0010763 | 0.0010763 | 0.0010763 | 0.0010763 | 0.0010763 | 0.0010763 | 0.0010763 | 0.0010763 | 0.0010763 | 0.0010763 | 0.0010763 | 0.0010763 | 0.0010763 | 0.0010763 | 0.0010763 | 0.0010763 | 0.0010763 | 0.0010763 | 0.0010763 | 0.0010763 | 0.0010763 | 0.0010763 | 0.0010763 | 0.0010763 | 0.0010763 | 0.0010763 | 0.0010763 | 0.0010763 | 0.0010763 | 0.0010763 | 0.0010763 | 0.0010763 | 0.0010763 | 0.0010763 | 0.0010763 | 0.0010763 | 0.0010763 | 0.0010763 | 0.0010763 | 0.0010763 | 0.0010763 | 0.0010763 | 0.0010763 | 0.0010763 | 0.0010763 | 0.0010763 | 0.0010763 | 0.0010763 | 0.0010763 | 0.0010763 | 0.0010763 | 0.0010763 | 0.0010763 | 0.0010763 | 0.0010763 | 0.0010763 | 0.0010763 | 0.0010763 | 0.0010763 | 0.0010763 | 0.0010763 | 0.0010763 | 0.0010763 | 0.0010763 | 0.0010763 | 0.0010763 | 0.0010763 | 0.0010763 | 0.0010763 | 0.0010763 | 0.0010763 | 0.0010763 | 0.0010763 | 0.0010763 | 0.0010763 | 0.0010763 | 0.0010763 | 0.0010763 | 0.0010763 | 0.0010763 | 0.0010763 | 0.0010763 | 0.0010763 | 0.0010763 | 0.0010763 | 0.0010763 | 0.0010763 | 0.0010763 | 0.0010763 | 0.0010763 | 0.0010763 | 0.0010763 | 0.0010763 | 0.0010763 | 0.0010763 | 0.0010763 | 0.0010763 | 0.0010763 | 0.0010763 | 0.0010763 | 0.0010763 | 0.0010763 | 0.0010763 | 0.0010763 | 0.0010763 | 0.0010763 | 0.0010763 | 0.0010763 | 0.0010763 | 0.0010763 | 0.0010763 | 0.0010763 | 0.0010763 | 0.0010763 | 0.0010763 | 0.0010763 | 0.0010763 | 0.0010763 | 0.0010763 | 0.0010763 | 0.0010763 | 0.0010763 | 0.0010763 | 0.0010763 | 0.0010763 | 0.0010763 | 0.0010763 | 0.0010763 | 0.0010763 | 0.0010763 | 0.0010763 | 0.0010763 | 0.0010763 | 0.0010763 | 0.0010763 | 0.0010763 | 0.0010763 | 0.0010763 | 0.0010763 | 0.0010763 | 0.0010763 | 0.0010763 | 0.0010763 | 0.0010763 | 0.0010763 | 0.0010763 | 0.0010763 | 0.0010763 | 0.0010763 | 0.0010763 | 0.0010763 | 0.0010763 | 0.0010763 | 0.0010763 | 0.0010763 | 0.0010763 | 0.0010763 | 0.0010763 | 0.0010763 | 0.0010763 | 0.0010763 | 0.0010763 | 0.0010763 | 0.0010763 | 0.0010763 | 0.0010763 | 0.0010763 | 0.0010763 | 0.0010763 | 0.0010763 | 0.0010763 | 0.0010763 | 0.0010763 | 0.0010763 | 0.0010763 | 0.0010763 | 0.0010763 | 0.0010763 | 0.0010763 | 0.0010763 | 0.0010763 | 0.0010763 | 0.0010763 | 0.0010763 | 0.0010763 | 0.0010763 | 0.0010763 | 0.0010763 | 0.0010763 | 0.0010763 | 0.0010763 | 0.0010763 | 0.0010763 | 0.0010763 | 0.0010763 | 0.0010763 | 0.0010763 | 0.0010763 | 0.0010763 | 0.0010763 | 0.0010763 | 0.0010763 | 0.0010763 | 0.0010763 | 0.0010763 | 0.0010763 | 0.0010763 | 0.0010763 | 0.0010763 | 0.0010763 | 0.0010763 | 0.0010763 | 0.0010763 | 0.0010763 | 0.0010763 | 0.0010763 | 0.0010763 | 0.0010763 | 0.0010763 | 0.0010763 | 0.0010763 | 0.0010763 | 0.0010763 | 0.0010763 | 0.0010763 | 0.0010763 | 0.0010763 | 0.0010763 | 0.0010763 | 0.0010763 | 0.0010763 | 0.0010763 | 0.0010763 | 0.0010763 | 0.0010763 | 0.0010763 | 0.0010763 | 0.0010763 | 0.0010763 | 0.0010763 | 0.0010763 | 0.0010763 | 0.0010763 | 0.0010763 | 0.0010763 | 0.0010763 | 0.0010763 | 0.0010763 | 0.0010763 | 0.0010763 | 0.0010763 | 0.0010763 | 0.0010763 | 0.0010763 | 0.0010763 | 0.0010763 | 0.0010763 | 0.0010763 | 0.0010763 | 0.0010763 | 0.0010763 | 0.0010763 | 0.0010763 | 0.0010763 | 0.0010763 | 0.0010763 | 0.0010763 | 0.0010763 | 0.0010763 | 0.0010763 | 0.0010763 | 0.0010763 | 0.0010763 | 0.0010763 | 0.0010763 | 0.0010763 | 0.0010763 | 0.0010763 | 0.0010763 | 0.0010763 | 0.0010763 | 0.0010763 | 0.0010763 | 0.0010763 | 0.0010763 | 0.0010763 | 0.0010763 | 0.0010763 | 0.0010763 | 0.0010763 | 0.0010763 | 0.0010763 | 0.0010763 | 0.0010763 | 0.0010763 | 0.0010763 | 0.0010763 | 0.0010763 | 0.0010763 | 0.0010763 | 0.0010763 | 0.0010763 | 0.0010763 | 0.0010763 | 0.0010763 | 0.0010763 | 0.0010763 | 0.0010763 | 0.0010763 | 0.0010763 | 0.0010763 | 0.0010763 | 0.0010763 | 0.0010763 | 0.0010763 | 0.0010763 | 0.0010763 | 0.0010763 | 0.0010763 | 0.0010763 | 0.0010763 | 0.0010763 | 0.0010763 | 0.0010763 | 0.0010763 | 0.0010763 | 0.0010763 | 0.0010763 | 0.0010763 | 0.0010763 | 0.0010763 | 0.0010763 | 0.0010763 | 0.0010763 | 0.0010763 | 0.0010763 | 0.0010763 | 0.0010763 | 0.0010763 | 0.0010763 | 0.0010763 | 0.0010763 | 0.0010763 | 0.0010763 | 0.0010763 | 0.0010763 | 0.0010763 | 0.0010763 | 0.0010763 | 0.0010763 | 0.0010763 | 0.0010763 | 0.0010763 | 0.0010763 | 0.0010763 | 0.0010763 | 0.0010763 | 0.0010763 | 0.0010763 | 0.0010763 | 0.0010763 | 0.0010763 | 0.0010763 | 0.0010763 | 0.0010763 | 0.0010763 | 0.0010763 | 0.0010763 | 0.0010763 | 0.0010763 | 0.0010763 | 0.0010763 | 0.0010763 | 0.0010763 | 0.0010763 | 0.0010763 | 0.0010763 | 0.0010763 | 0.0010763 | 0.0010763 | 0.0010763 | 0.0010763 | 0.0010763 | 0.0010763 | 0.0010763 | 0.0010763 | 0.0010763 | 0.0010763 | 0.0010763 | 0.0010763 | 0.0010763 | 0.0010763 | 0.0010763 | 0.0010763 | 0.0010763 | 0.0010763 | 0.0010763 | 0.0010763 | 0.0010763 | 0.0010763 | 0.0010763 | 0.0010763 | 0.0010763 | 0.0010763 | 0.0010763 | 0.0010763 | 0.0010763 | 0.0010763 | 0.0010763 | 0.0010763 | 0.0010763 | 0.0010763 | 0.0010763 | 0.0010763 | 0.0010763 | 0.0010763 | 0.0010763 | 0.0010763 | 0.0010763 | 0.0010763 | 0.0010763 | 0.0010763 | 0.0010763 | 0.0010763 | 0.0010763 | 0.0010763 | 0.0010763 | 0.0010763 | 0.0010763 | 0.0010763 | 0.0010763 | 0.0010763 | 0.0010763 | 0.0010763 | 0.0010763 | 0.0010763 | 0.0010763 | 0.0010763 | 0.0010763 | 0.0010763 | 0.0010763 | 0.0010763 | 0.0010763 | 0.0010763 | 0.0010763 | 0.0010763 | 0.0010763 | 0.0010763 | 0.0010763 | 0.0010763 | 0.0010763 | 0.0010763 | 0.0010763 | 0.0010763 | 0.0010763 | 0.0010763 | 0.0010763 | 0.0010763 | 0.0010763 | 0.0010763 | 0.0010763 | 0.0010763 | 0.0010763 | 0.0010763 | 0.0010763 | 0.0010763 | 0.0010763 | 0.0010763 | 0.0010763 | 0.0010763 | 0.0010763 | 0.0010763 | 0.0010763 | 0.0010763 | 0.0010763 | 0.0010763 | 0.0010763 | 0.0010763 | 0.0010763 | 0.0010763 | 0.0010763 | 0.0010763 | 0.0010763 | 0.0010763 | 0.0010763 | 0.0010763 | 0.0010763 | 0.0010763 | 0.0010763 | 0.0010763 | 0.0010763 | 0.0010763 | 0.0010763 | 0.0010763 | 0.0010763 | 0.0010763 | 0.0010763 | 0.0010763 | 0.0010763 | 0.0010763 | 0.0010763 | 0.0010763 | 0.0010763 | 0.0010763 | 0.0010763 | 0.0010763 | 0.0010763 | 0.0010763 | 0.0010763 | 0.0010763 | 0.0010763 | 0.0010763 | 0.0010763 | 0.0010763 | 0.0010763 | 0.0010763 | 0.0010763 | 0.0010763 | 0.0010763 | 0.0010763 | 0.0010763 | 0.0010763 | 0.0010763 | 0.0010763 | 0.0010763 | 0.0010763 | 0.0010763 | 0.0010763 | 0.0010763 | 0.0010763 | 0.0010763 | 0.0010763 | 0.0010763 | 0.0010763 | 0.0010763 | 0.0010763 | 0.0010763 | 0.0010763 | 0.0010763 | 0.0010763 | 0.0010763 | 0.0010763 | 0.0010763 | 0.0010763 | 0.0010763 | 0.0010763 | 0.0010763 | 0.0010763 | 0.0010763 | 0.0010763 | 0.0010763 | 0.0010763 | 0.0010763 | 0.0010763 | 0.0010763 | 0.0010763 | 0.0010763 | 0.0010763 | 0.0010763 | 0.0010763 | 0.0010763 | 0.0010763 | 0.0010763 | 0.0010763 | 0.0010763 | 0.0010763 | 0.0010763 | 0.0010763 | 0.0010763 | 0.0010763 | 0.0010763 | 0.0010763 | 0.0010763 | 0.0010763 | 0.0010763 | 0.0010763 | 0.0010763 | 0.0010763 | 0.0010763 | 0.0010763 | 0.0010763 | 0.0010763 | 0.0010763 | 0.0010763 | 0.0010763 | 0.0010763 | 0.0010763 | 0.0010763 | 0.0010763 | 0.0010763 | 0.0010763 | 0.0010763 | 0.0010763 | 0.0010763 | 0.0010763 | 0.0010763 | 0.0010763 | 0.0010763 | 0.0010763 | 0.0010763 | 0.0010763 | 0.0010763 | 0.0010763 | 0.0010763 | 0.0010763 | 0.0010763 | 0.0010763 | 0.0010763 | 0.0010763 | 0.0010763 | 0.0010763 | 0.0010763 | 0.0010763 | 0.0010763 | 0.0010763 | 0.0010763 | 0.0010763 | 0.0010763 | 0.0010763 | 0.0010763 | 0.0010763 | 0.0010763 | 0.0010763 | 0.0010763 | 0.0010763 | 0.0010763 | 0.0010763 | 0.0010763 | 0.0010763 | 0.0010763 | 0.0010763 | 0.0010763 | 0.0010763 | 0.0010763 | 0.0010763 | 0.0010763 | 0.0010763 | 0.0010763 | 0.0010763 | 0.0010763 | 0.0010763 | 0.0010763 | 0.0010763 | 0.0010763 | 0.0010763 | 0.0010763 | 0.0010763 | 0.0010763 | 0.0010763 | 0.0010763 | 0.0010763 | 0.0010763 | 0.0010763 | 0.0010763 | 0.0010763 | 0.0010763 | 0.0010763 | 0.0010763 | 0.0010763 | 0.0010763 | 0.0010763 | 0.0010763 | 0.0010763 | 0.0010763 | 0.0010763 | 0.0010763 | 0.0010763 | 0.0010763 | 0.0010763 | 0.0010763 | 0.0010763 | 0.0010763 | 0.0010763 | 0.0010763 | 0.0010763 | 0.0010763 | 0.0010763 | 0.0010763 | 0.0010763 | 0.0010763 | 0.0010763 | 0.0010763 | 0.0010763 | 0.0010763 | 0.0010763 | 0.0010763 | 0.0010763 | 0.0010763 | 0.0010763 | 0.0010763 | 0.0010763 | 0.0010763 | 0.0010763 | 0.0010763 | 0.0010763 | 0.0010763 | 0.0010763 | 0.0010763 | 0.0010763 | 0.0010763 | 0.0010763 | 0.0010763 | 0.0010763 | 0.0010763 | 0.0010763 | 0.0010763 | 0.0010763 | 0.0010763 | 0.0010763 | 0.0010763 | 0.0010763 | 0.0010763 | 0.0010763 | 0.0010763 | 0.0010763 | 0.0010763 | 0.0010763 | 0.0010763 | 0.0010763 | 0.0010763 | 0.0010763 | 0.0010763 | 0.0010763 | 0.0010763 | 0.0010763 | 0.0010763 | 0.0010763 | 0.0010763 | 0.0010763 | 0.0010763 | 0.0010763 | 0.0010763 | 0.0010763 | 0.0010763 | 0.0010763 | 0.0010763 | 0.0010763 | 0.0010763 | 0.0010763 | 0.0010763 | 0.0010763 | 0.0010763 | 0.0010763 | 0.0010763 | 0.0010763 | 0.0010763 | 0.0010763 | 0.0010763 | 0.0010763 | 0.0010763 | 0.0010763 | 0.0010763 | 0.0010763 | 0.0010763 | 0.0010763 | 0.0010763 | 0.0010763 | 0.0010763 | 0.0010763 | 0.0010763 | 0.0010763 | 0.0010763 | 0.0010763 | 0.0010763 | 0.0010763 | 0.0010763 | 0.0010763 | 0.0010763 | 0.0010763 | 0.0010763 | 0.0010763 | 0.0010763 | 0.0010763 | 0.0010763 | 0.0010763 | 0.0010763 | 0.0010763 | 0.0010763 | 0.0010763 | 0.0010763 | 0.0010763 | 0.0010763 | 0.0010763 | 0.0010763 | 0.0010763 | 0.0010763 | 0.0010763 | 0.0010763 | 0.0010763 | 0.0010763 | 0.0010763 | 0.0010763 | 0.0010763 | 0.0010763 | 0.0010763 | 0.0010763 | 0.0010763 | 0.0010763 | 0.0010763 | 0.0010763 | 0.0010763 | 0.0010763 | 0.0010763 | 0.0010763 | 0.0010763 | 0.0010763 | 0.0010763 | 0.0010763 | 0.0010763 | 0.0010763 | 0.0010763 | 0.0010763 | 0.0010763 | 0.0010763 | 0.0010763 | 0.0010763 | 0.0010763 | 0.0010763 | 0.0010763 | 0.0010763 | 0.0010763 | 0.0010763 | 0.0010763 | 0.0010763 | 0.0010763 | 0.0010763 | 0.0010763 | 0.0010763 | 0.0010763 | 0.0010763 | 0.0010763 | 0.0010763 | 0.0010763 | 0.0010763 | 0.0010763 | 0.0010763 | 0.0010763 | 0.0010763 | 0.0010763 | 0.0010763 | 0.0010763 | 0.0010763 | 0.0010763 | 0.0010763 | 0.0010763 | 0.0010763 | 0.0010763 | 0.0010763 | 0.0010763 | 0.0010763 | 0.0010763 | 0.0010763 | 0.0010763 | 0.0010763 | 0.0010763 | 0.0010763 | 0.0010763 | 0.0010763 | 0.0010763 | 0.0010763 | 0.0010763 | 0.0010763 | 0.0010763 | 0.0010763 | 0.0010763 | 0.0010763 | 0.0010763 | 0.0010763 | 0.0010763 | 0.0010763 | 0.0010763 | 0.0010763 | 0.0010763 | 0.0010763 | 0.0010763 | 0.0010763 | 0.0010763 | 0.0010763 | 0.0010763 | 0.0010763 | 0.0010763 | 0.0010763 | 0.0010763 | 0.0010763 | 0.0010763 | 0.0010763 | 0.0010763 | 0.0010763 | 0.0010763 | 0.0010763 | 0.0010763 | 0.0010763 | 0.0010763 | 0.0010763 | 0.0010763 | 0.0010763 | 0.0010763 | 0.0010763 | 0.0010763 | 0.0010763 | 0.0010763 | 0.0010763 | 0.0010763 | 0.0010763 | 0.0010763 | 0.0010763 | 0.0010763 | 0.0010763 | 0.0010763 | 0.0010763 | 0.0010763 | 0.0010763 | 0.0010763 | 0.0010763 | 0.0010763 | 0.0010763 | 0.0010763 | 0.0010763 | 0.0010763 | 0.0010763 | 0.0010763 | 0.0010763 | 0.0010763 | 0.0010763 | 0.0010763 | 0.0010763 | 0.0010763 | 0.0010763 | 0.0010763 | 0.0010763 | 0.0010763 | 0.0010763 | 0.0010763 | 0.0010763 | 0.0010763 | 0.0010763 | 0.0010763 | 0.0010763 | 0.0010763 | 0.0010763 | 0.0010763 | 0.0010763 | 0.0010763 | 0.0010763 | 0.0010763 | 0.0010763 | 0.0010763 | 0.0010763 | 0.0010763 | 0.0010763 | 0.0010763 | 0.0010763 | 0.0010763 | 0.0010763 | 0.0010763 | 0.0010763 | 0.0010763 | 0.0010763 | 0.0010763 | 0.0010763 | 0.0010763 | 0.0010763 | 0.0010763 | 0.0010763 | 0.0010763 | 0.0010763 | 0.0010763 | 0.0010763 | 0.0010763 | 0.0010763 | 0.0010763 | 0.0010763 | 0.0010763 | 0.0010763 | 0.0010763 | 0.0010763 | 0.0010763 | 0.0010763 | 0.0010763 | 0.0010763 | 0.0010763 | 0.0010763 | 0.0010763 | 0.0010763 | 0.0010763 | 0.0010763 | 0.0010763 | 0.0010763 | 0.0010763 | 0.0010763 | 0.0010763 | 0.0010763 | 0.0010763 | 0.0010763 | 0.0010763 | 0.0010763 | 0.0010763 | 0.0010763 | 0.0010763 | 0.0010763 | 0.0010763 | 0.0010763 | 0.0010763 | 0.0010763 | 0.0010763 | 0.0010763 | 0.0010763 | 0.0010763 | 0.0010763 | 0.0010763 | 0.0010763 | 0.0010763 | 0.0010763 | 0.0010763 | 0.0010763 | 0.0010763 | 0.0010763 | 0.0010763 | 0.0010763 | 0.0010763 | 0.0010763 | 0.0010763 | 0.0010763 | 0.0010763 | 0.0010763 | 0.0010763 | 0.0010763 | 0.0010763 | 0.0010763 | 0.0010763 | 0.0010763 | 0.0010763 | 0.0010763 | 0.0010763 | 0.0010763 | 0.0010763 | 0.0010763 | 0.0010763 | 0.0010763 | 0.0010763 | 0.0010763 | 0.0010763 | 0.0010763 | 0.0010763 | 0.0010763 | 0.0010763 | 0.0010763 | 0.0010763 | 0.0010763 | 0.0010763 | 0.0010763 | 0.0010763 | 0.0010763 | 0.0010763 | 0.0010763 | 0.0010763 | 0.0010763 | 0.0010763 | 0.0010763 | 0.0010763 | 0.0010763 | 0.0010763 | 0.0010763 | 0.0010763 | 0.0010763 | 0.0010763 | 0.0010763 | 0.0010763 | 0.0010763 | 0.0010763 | 0.0010763 | 0.0010763 | 0.0010763 | 0.0010763 | 0.0010763 | 0.0010763 | 0.0010763 | 0.0010763 | 0.0010763 | 0.0010763 | 0.0010763 | 0.0010763 | 0.0010763 | 0.0010763 | 0.0010763 | 0.0010763 | 0.0010763 | 0.0010763 | 0.0010763 | 0.0010763 | 0.0010763 | 0.0010763 | 0.0010763 | 0.0010763 | 0.0010763 | 0.0010763 | 0.0010763 | 0.0010763 | 0.0010763 | 0.0010763 | 0.0010763 | 0.0010763 | 0.0010763 | 0.0010763 | 0.0010763 | 0.0010763 | 0.0010763 | 0.0010763 | 0.0010763 | 0.0010763 | 0.0010763 | 0.0010763 | 0.0010763 | 0.0010763 | 0.0010763 | 0.0010763 | 0.0010763 | 0.0010763 | 0.0010763 | 0.0010763 | 0.0010763 | 0.0010763 | 0.0010763 | 0.0010763 | 0.0010763 | 0.0010763 | 0.0010763 | 0.0010763 | 0.0010763 | 0.0010763 | 0.0010763 | 0.0010763 | 0.0010763 | 0.0010763 | 0.0010763 | 0.0010763 | 0.0010763 | 0.0010763 | 0.0010763 | 0.0010763 | 0.0010763 | 0.0010763 | 0.0010763 | 0.0010763 | 0.0010763 | 0.0010763 | 0.0010763 | 0.0010763 | 0.0010763 | 0.0010763 | 0.0010763 | 0.0010763 | 0.0010763 | 0.0010763 | 0.0010763 | 0.0010763 | 0.0010763 | 0.0010763 | 0.0010763 | 0.0010763 | 0.0010763 | 0.0010763 | 0.0010763 | 0.0010763 | 0.0010763 | 0.0010763 | 0.0010763 | 0.0010763 | 0.0010763 | 0.0010763 | 0.0010763 | 0.0010763 | 0.0010763 | 0.0010763 | 0.0010763 | 0.0010763 | 0.0010763 | 0.0010763 | 0.0010763 | 0.0010763 | 0.0010763 | 0.0010763 | 0.0010763 | 0.0010763 | 0.0010763 | 0.0010763 | 0.0010763 | 0.0010763 | 0.0010763 | 0.0010763 | 0.0010763 | 0.0010763 | 0.0010763 | 0.0010763 | 0.0010763 | 0.0010763 | 0.0010763 | 0.0010763 | 0.0010763 | 0.0010763 | 0.0010763 | 0.0010763 | 0.0010763 | 0.0010763 | 0.0010763 | 0.0010763 | 0.0010763 | 0.0010763 | 0.0010763 | 0.0010763 | 0.0010763 | 0.0010763 | 0.0010763 | 0.0010763 | 0.0010763 | 0.0010763 | 0.0010763 | 0.0010763 | 0.0010763 | 0.0010763 | 0.0010763 | 0.0010763 | 0.0010763 | 0.0010763 | 0.0010763 | 0.0010763 | 0.0010763 | 0.0010763 | 0.0010763 | 0.0010763 | 0.0010763 | 0.0010763 | 0.0010763 | 0.0010763 | 0.0010763 | 0.0010763 | 0.0010763 | 0.0010763 | 0.0010763 | 0.0010763 | 0.0010763 | 0.0010763 | 0.0010763 | 0.0010763 | 0.0010763 | 0.0010763 | 0.0010763 | 0.0010763 | 0.0010763 | 0.0010763 | 0.0010763 | 0.0010763 | 0.0010763 | 0.0010763 | 0.0010763 | 0.0010763 | 0.0010763 | 0.0010763 | 0.0010763 | 0.0010763 | 0.0010763 | 0.0010763 | 0.0010763 | 0.0010763 | 0.0010763 | 0.0010763 | 0.0010763 | 0.0010763 | 0.0010763 | 0.0010763 | 0.0010763 | 0.0010763 | 0.0010763 | 0.0010763 | 0.0010763 | 0.0010763 | 0.0010763 | 0.0010763 | 0.0010763 | 0.0010763 | 0.0010763 | 0.0010763 | 0.0010763 | 0.0010763 | 0.0010763 | 0.0010763 | 0.0010763 | 0.0010763 | 0.0010763 | 0.0010763 | 0.0010763 | 0.0010763 | 0.0010763 | 0.0010763 | 0.0010763 | 0.0010763 | 0.0010763 | 0.0010763 | 0.0010763 | 0.0010763 | 0.0010763 | 0.0010763 | 0.0010763 | 0.0010763 | 0.0010763 | 0.0010763 | 0.0010763 | 0.0010763 | 0.0010763 | 0.0010763 | 0.0010763 | 0.0010763 | 0.0010763 | 0.0010763 | 0.0010763 | 0.0010763 | 0.0010763 | 0.0010763 | 0.0010763 | 0.0010763 | 0.0010763 | 0.0010763 | 0.0010763 | 0.0010763 | 0.0010763 | 0.0010763 | 0.0010763 | 0.0010763 | 0.0010763 | 0.0010763 | 0.0010763 | 0.0010763 | 0.0010763 | 0.0010763 | 0.0010763 | 0.0010763 | 0.0010763 | 0.0010763 | 0.0010763 | 0.0010763 | 0.0010763 | 0.0010763 | 0.0010763 | 0.0010763 | 0.0010763 | 0.0010763 | 0.0010763 | 0.0010763 | 0.0010763 | 0.0010763 | 0.0010763 | 0.0010763 | 0.0010763 | 0.0010763 | 0.0010763 | 0.0010763 | 0.0010763 | 0.0010763 | 0.0010763 | 0.0010763 | 0.0010763 | 0.0010763 | 0.0010763 | 0.0010763 | 0.0010763 | 0.0010763 | 0.0010763 | 0.0010763 | 0.0010763 | 0.0010763 | 0.0010763 | 0.0010763 | 0.0010763 | 0.0010763 | 0.0010763 | 0.0010763 | 0.0010763 | 0.0010763 | 0.0010763 | 0.0010763 | 0.0010763 | 0.0010763 | 0.0010763 | 0.0010763 | 0.0010763 | 0.0010763 | 0.0010763 | 0.0010763 | 0.0010763 | 0.0010763 | 0.0010763 | 0.0010763 | 0.0010763 | 0.0010763 | 0.0010763 | 0.0010763 | 0.0010763 | 0.0010763 | 0.0010763 | 0.0010763 | 0.0010763 | 0.0010763 | 0.0010763 | 0.0010763 | 0.0010763 | 0.0010763 | 0.0010763 | 0.0010763 | 0.0010763 | 0.0010763 | 0.0010763 | 0.0010763 | 0.0010763 | 0.0010763 | 0.0010763 | 0.0010763 | 0.0010763 | 0.0010763 | 0.0010763 | 0.0010763 | 0.0010763 | 0.0010763 | 0.0010763 | 0.0010763 | 0.0010763 | 0.0010763 | 0.0010763 | 0.0010763 | 0.0010763 | 0.0010763 | 0.0010763 | 0.0010763 | 0.0010763 | 0.0010763 | 0.0010763 | 0.0010763 | 0.0010763 | 0.0010763 | 0.0010763 | 0.0010763 | 0.0010763 | 0.0010763 | 0.0010763 | 0.0010763 | 0.0010763 | 0.0010763 | 0.0010763 | 0.0010763 | 0.0010763 | 0.0010763 | 0.0010763 | 0.0010763 | 0.0010763 | 0.0010763 | 0.0010763 | 0.0010763 | 0.0010763 | 0.0010763 | 0.0010763 | 0.0010763 | 0.0010763 | 0.0010763 | 0.0010763 | 0.0010763 | 0.0010763 | 0.0010763 | 0.0010763 | 0.0010763 | 0.0010763 | 0.0010763 | 0.0010763 | 0.0010763 | 0.0010763 | 0.0010763 | 0.0010763 | 0.0010763 | 0.0010763 | 0.0010763 | 0.0010763 | 0.0010763 | 0.0010763 | 0.0010763 | 0.0010763 | 0.0010763 | 0.0010763 | 0.0010763 | 0.0010763 | 0.0010763 | 0.0010763 | 0.0010763 | 0.0010763 | 0.0010763 | 0.0010763 | 0.0010763 | 0.0010763 | 0.0010763 | 0.0010763 | 0.0010763 | 0.0010763 | 0.0010763 | 0.0010763 | 0.0010763 | 0.0010763 | 0.0010763 | 0.0010763 | 0.0010763 | 0.0010763 | 0.0010763 | 0.0010763 | 0.0010763 | 0.0010763 | 0.0010763 | 0.0010763 | 0.0010763 | 0.0010763 | 0.0010763 | 0.0010763 | 0.0010763 | 0.0010763 | 0.0010763 | 0.0010763 | 0.0010763 | 0.0010763 | 0.0010763 | 0.0010763 | 0.0010763 | 0.0010763 | 0.0010763 | 0.0010763 | 0.0010763 | 0.0010763 | 0.0010763 | 0.0010763 | 0.0010763 | 0.0010763 | 0.0010763 | 0.0010763 | 0.0010763 | 0.0010763 | 0.0010763 | 0.0010763 | 0.0010763 | 0.0010763 | 0.0010763 | 0.0010763 | 0.0010763 | 0.0010763 | 0.0010763 | 0.0010763 | 0.0010763 | 0.0010763 | 0.0010763 | 0.0010763 | 0.0010763 | 0.0010763 | 0.0010763 | 0.0010763 | 0.0010763 | 0.0010763 | 0.0010763 | 0.0010763 | 0.0010763 | 0.0010763 | 0.0010763 | 0.0010763 | 0.0010763 | 0.0010763 | 0.0010763 | 0.0010763 | 0.0010763 | 0.0010763 | 0.0010763 | 0.0010763 | 0.0010763 | 0.0010763 | 0.0010763 | 0.0010763 | 0.0010763 | 0.0010763 | 0.0010763 | 0.0010763 | 0.0010763 | 0.0010763 | 0.0010763 | 0.0010763 | 0.0010763 | 0.0010763 | 0.0010763 | 0.0010763 | 0.0010763 | 0.0010763 | 0.0010763 | 0.0010763 | 0.0010763 | 0.0010763 | 0.0010763 | 0.0010763 | 0.0010763 | 0.0010763 | 0.0010763 | 0.0010763 | 0.0010763 | 0.0010763 | 0.0010763 | 0.0010763 | 0.0010763 | 0.0010763 | 0.0010763 | 0.0010763 | 0.0010763 | 0.0010763 | 0.0010763 | 0.0010763 | 0.0010763 | 0.0010763 | 0.0010763 | 0.0010763 | 0.0010763 | 0.0010763 | 0.0010763 | 0.0010763 | 0.0010763 | 0.0010763 | 0.0010763 | 0.0010763 | 0.0010763 | 0.0010763 | 0.0010763 | 0.0010763 | 0.0010763 | 0.0010763 | 0.0010763 | 0.0010763 | 0.0010763 | 0.0010763 | 0.0010763 | 0.0010763 | 0.0010763 | 0.0010763 | 0.0010763 | 0.0010763 | 0.0010763 | 0.0010763 | 0.0010763 | 0.0010763 | 0.0010763 | 0.0010763 | 0.0010763 | 0.0010763 | 0.0010763 | 0.0010763 | 0.0010763 | 0.0010763 | 0.0010763 | 0.0010763 | 0.0010763 | 0.0010763 | 0.0010763 | 0.0010763 | 0.0010763 | 0.0010763 | 0.0010763 | 0.0010763 | 0.0010763 | 0.0010763 | 0.0010763 | 0.0010763 | 0.0010763 | 0.0010763 | 0.0010763 | 0.0010763 | 0.0010763 | 0.0010763 | 0.0010763 | 0.0010763 | 0.0010763 | 0.0010763 | 0.0010763 | 0.0010763 | 0.0010763 | 0.0010763 | 0.0010763 | 0.0010763 | 0.0010763 | 0.0010763 | 0.0010763 | 0.0010763 | 0.0010763 | 0.0010763 | 0.0010763 | 0.0010763 | 0.0010763 | 0.0010763 | 0.0010763 | 0.0010763 | 0.0010763 | 0.0010763 | 0.0010763 | 0.0010763 | 0.0010763 | 0.0010763 | 0.0010763 | 0.0010763 | 0.0010763 | 0.0010763 | 0.0010763 | 0.0010763 | 0.0010763 | 0.0010763 | 0.0010763 | 0.0010763 | 0.0010763 | 0.0010763 | 0.0010763 | 0.0010763 | 0.0010763 | 0.0010763 | 0.0010763 | 0.0010763 | 0.0010763 | 0.0010763 | 0.0010763 | 0.0010763 | 0.0010763 | 0.0010763 | 0.0010763 | 0.0010763 | 0.0010763 | 0.0010763 | 0.0010763 | 0.0010763 | 0.0010763 | 0.0010763 | 0.0010763 | 0.0010763 | 0.0010763 | 0.0010763 | 0.0010763 | 0.0010763 | 0.0010763 | 0.0010763 | 0.0010763 | 0.0010763 | 0.0010763 | 0.0010763 | 0.0010763 | 0.0010763 | 0.0010763 | 0.0010763 | 0.0010763 | 0.0010763 | 0.0010763 | 0.0010763 | 0.0010763 | 0.0010763 | 0.0010763 | 0.0010763 | 0.0010763 | 0.0010763 | 0.0010763 | 0.0010763 | 0.0010763 | 0.0010763 | 0.0010763 | 0.0010763 | 0.0010763 | 0.0010763 | 0.0010763 | 0.0010763 | 0.0010763 | 0.0010763 | 0.0010763 | 0.0010763 | 0.0010763 | 0.0010763 | 0.0010763 | 0.0010763 | 0.0010763 | 0.0010763 | 0.0010763 | 0.0010763 | 0.0010763 | 0.0010763 | 0.0010763 | 0.0010763 | 0.0010763 | 0.0010763 | 0.0010763 | 0.0010763 | 0.0010763 | 0.0010763 | 0.0010763 | 0.0010763 | 0.0010763 | 0.0010763 | 0.0010763 | 0.0010763 | 0.0010763 | 0.0010763 | 0.0010763 | 0.0010763 | 0.0010763 | 0.0010763 | 0.0010763 | 0.0010763 | 0.0010763 | 0.0010763 | 0.0010763 | 0.0010763 | 0.0010763 | 0.0010763 | 0.0010763 | 0.0010763 | 0.0010763 | 0.0010763 | 0.0010763 | 0.0010763 | 0.0010763 | 0.0010763 | 0.0010763 | 0.0010763 | 0.0010763 | 0.0010763 | 0.0010763 | 0.0010763 | 0.0010763 | 0.0010763 | 0.0010763 | 0.0010763 | 0.0010763 | 0.0010763 | 0.0010763 | 0.0010763 | 0.0010763 | 0.0010763 | 0.0010763 | 0.0010763 | 0.0010763 | 0.0010763 | 0.0010763 | 0.0010763 | 0.0010763 | 0.0010763 | 0.0010763 | 0.0010763 | 0.0010763 | 0.0010763 | 0.0010763 | 0.0010763 | 0.0010763 | 0.0010763 | 0.0010763 | 0.0010763 | 0.0010763 | 0.0010763 | 0.0010763 | 0.0010763 | 0.0010763 | 0.0010763 | 0.0010763 | 0.0010763 | 0.0010763 | 0.0010763 | 0.0010763 | 0.0010763 | 0.0010763 | 0.0010763 | 0.0010763 | 0.0010763 | 0.0010763 | 0.0010763 | 0.0010763 | 0.0010763 | 0.0010763 | 0.0010763 | 0.0010763 | 0.0010763 | 0.0010763 | 0.0010763 | 0.0010763 | 0.0010763 | 0.0010763 | 0.0010763 | 0.0010763 | 0.0010763 | 0.0010763 | 0.0010763 | 0.0010763 | 0.0010763 | 0.0010763 | 0.0010763 | 0.0010763 | 0.0010763 | 0.0010763 | 0.0010763 | 0.0010763 | 0.0010763 | 0.0010763 | 0.0010763 | 0.0010763 | 0.0010763 | 0.0010763 | 0.0010763 | 0.0010763 | 0.0010763 | 0.0010763 | 0.0010763 | 0.0010763 | 0.0010763 | 0.0010763 | 0.0010763 | 0.0010763 | 0.0010763 | 0.0010763 | 0.0010763 | 0.0010763 | 0.0010763 | 0.0010763 | 0.0010763 | 0.0010763 | 0.0010763 | 0.0010763 | 0.0010763 | 0.0010763 | 0.0010763 | 0.0010763 | 0.0010763 | 0.0010763 | 0.0010763 | 0.0010763 | 0.0010763 | 0.0010763 | 0.0010763 | 0.0010763 | 0.0010763 | 0.0010763 | 0.0010763 | 0.0010763 | 0.0010763 | 0.0010763 | 0.0010763 | 0.0010763 | 0.0010763 | 0.0010763 | 0.0010763 | 0.0010763 | 0.0010763 | 0.0010763 | 0.0010763 | 0.0010763 | 0.0010763 | 0.0010763 | 0.0010763 | 0.0010763 | 0.0010763 | 0.0010763 | 0.0010763 | 0.0010763 | 0.0010763 | 0.0010763 | 0.0010763 | 0.0010763 | 0.0010763 | 0.0010763 | 0.0010763 | 0.0010763 | 0.0010763 | 0.0010763 | 0.0010763 | 0.0010763 | 0.0010763 | 0.0010763 | 0.0010763 | 0.0010763 | 0.0010763 | 0.0010763 | 0.0010763 | 0.0010763 | 0.0010763 | 0.0010763 | 0.0010763 | 0.0010763 | 0.0010763 | 0.0010763 | 0.0010763 | 0.0010763 | 0.0010763 | 0.0010763 | 0.0010763 | 0.0010763 | 0.0010763 | 0.0010763 | 0.0010763 | 0.0010763 | 0.0010763 | 0.0010763 | 0.0010763 | 0.0010763 | 0.0010763 | 0.0010763 | 0.0010763 | 0.0010763 | 0.0010763 | 0.0010763 | 0.0010763 | 0.0010763 | 0.0010763 | 0.0010763 | 0.0010763 | 0.0010763 | 0.0010763 | 0.0010763 | 0.0010763 | 0.0010763 | 0.0010763 | 0.0010763 | 0.0010763 | 0.0010763 | 0.0010763 | 0.0010763 | 0.0010763 | 0.0010763 | 0.0010763 | 0.0010763 | 0.0010763 | 0.0010763 | 0.0010763 | 0.0010763 | 0.0010763 | 0.0010763 | 0.0010763 | 0.0010763 | 0.0010763 | 0.0010763 | 0.0010763 | 0.0010763 | 0.0010763 | 0.0010763 | 0.0010763 | 0.0010763 | 0.0010763 | 0.0010763 | 0.0010763 | 0.0010763 | 0.0010763 | 0.0010763 | 0.0010763 | 0.0010763 | 0.0010763 | 0.0010763 | 0.0010763 | 0.0010763 | 0.0010763 | 0.0010763 | 0.0010763 | 0.0010763 | 0.0010763 | 0.0010763 | 0.0010763 | 0.0010763 | 0.0010763 | 0.0010763 | 0.0010763 | 0.0010763 | 0.0010763 | 0.0010763 | 0.0010763 | 0.0010763 | 0.0010763 | 0.0010763 | 0.0010763 | 0.0010763 | 0.0010763 | 0.0010763 | 0.0010763 | 0.0010763 | 0.0010763 | 0.0010763 | 0.0010763 | 0.0010763 | 0.0010763 | 0.0010763 | 0.0010763 | 0.0010763 | 0.0010763 | 0.0010763 | 0.0010763 | 0.0010763 | 0.0010763 | 0.0010763 | 0.0010763 | 0.0010763 | 0.0010763 | 0.0010763 | 0.0010763 | 0.0010763 | 0.0010763 | 0.0010763 | 0.0010763 | 0.0010763 | 0.0010763 | 0.0010763 | 0.0010763 | 0.0010763 | 0.0010763 | 0.0010763 | 0.0010763 | 0.0010763 | 0.0010763 | 0.0010763 | 0.0010763 | 0.0010763 | 0.0010763 | 0.0010763 | 0.0010763 | 0.0010763 | 0.0010763 | 0.0010763 | 0.0010763 | 0.0010763 | 0.0010763 | 0.0010763 | 0.0010763 | 0.0010763 | 0.0010763 | 0.0010763 | 0.0010763 | 0.0010763 | 0.0010763 | 0.0010763 | 0.0010763 | 0.0010763 | 0.0010763 | 0.0010763 | 0.0010763 | 0.0010763 | 0.0010763 | 0.0010763 | 0.0010763 | 0.0010763 | 0.0010763 | 0.0010763 | 0.0010763 | 0.0010763 | 0.0010763 | 0.0010763 | 0.0010763 | 0.0010763 | 0.0010763 | 0.0010763 | 0.0010763 | 0.0010763 | 0.0010763 | 0.0010763 | 0.0010763 | 0.0010763 | 0.0010763 | 0.0010763 | 0.0010763 | 0.0010763 | 0.0010763 | 0.0010763 | 0.0010763 | 0.0010763 | 0.0010763 | 0.0010763 | 0.0010763 | 0.0010763 | 0.0010763 | 0.0010763 | 0.0010763 | 0.0010763 | 0.0010763 | 0.0010763 | 0.0010763 | 0.0010763 | 0.0010763 | 0.0010763 | 0.0010763 | 0.0010763 | 0.0010763 | 0.0010763 | 0.0010763 | 0.0010763 | 0.0010763 | 0.0010763 | 0.0010763 | 0.0010763 | 0.0010763 | 0.0010763 | 0.0010763 | 0.0010763 | 0.0010763 | 0.0010763 | 0.0010763 | 0.0010763 | 0.0010763 | 0.0010763 | 0.0010763 | 0.0010763 | 0.0010763 | 0.0010763 | 0.0010763 | 0.0010763 | 0.0010763 | 0.0010763 | 0.0010763 | 0.0010763 | 0.0010763 | 0.0010763 | 0.0010763 | 0.0010763 | 0.0010763 | 0.0010763 | 0.0010763 | 0.0010763 | 0.0010763 | 0.0010763 | 0.0010763 | 0.0010763 | 0.0010763 | 0.0010763 | 0.0010763 | 0.0010763 | 0.0010763 | 0.0010763 | 0.0010763 | 0.0010763 | 0.0010763 | 0.0010763 | 0.0010763 | 0.0010763 | 0.0010763 | 0.0010763 | 0.0010763 | 0.0010763 | 0.0010763 | 0.0010763 | 0.0010763 | 0.0010763 | 0.0010763 | 0.0010763 | 0.0010763 | 0.0010763 | 0.0010763 | 0.0010763 | 0.0010763 | 0.0010763 | 0.0010763 | 0.0010763 | 0.0010763 | 0.0010763 | 0.0010763 | 0.0010763 | 0.0010763 | 0.0010763 | 0.0010763 | 0.0010763 | 0.0010763 | 0.0010763 | 0.0010763 | 0.0010763 | 0.0010763 | 0.0010763 | 0.0010763 | 0.0010763 | 0.0010763 | 0.0010763 | 0.0010763 | 0.0010763 | 0.0010763 | 0.0010763 | 0.0010763 | 0.0010763 | 0.0010763 | 0.0010763 | 0.0010763 | 0.0010763 | 0.0010763 | 0.0010763 | 0.0010763 | 0.0010763 | 0.0010763 | 0.0010763 | 0.0010763 | 0.0010763 | 0.0010763 | 0.0010763 | 0.0010763 | 0.0010763 | 0.0010763 | 0.0010763 | 0.0010763 | 0.0010763 | 0.0010763 | 0.0010763 | 0.0010763 | 0.0010763 | 0.0010763 | 0.0010763 | 0.0010763 | 0.0010763 | 0.0010763 | 0.0010763 | 0.0010763 | 0.0010763 | 0.0010763 | 0.0010763 | 0.0010763 | 0.0010763 | 0.0010763 | 0.0010763 | 0.0010763 | 0.0010763 | 0.0010763 | 0.0010763 | 0.0010763 | 0.0010763 | 0.0010763 | 0.0010763 | 0.0010763 | 0.0010763 | 0.0010763 | 0.0010763 | 0.0010763 | 0.0010763 | 0.0010763 | 0.0010763 | 0.0010763 | 0.0010763 | 0.0010763 | 0.0010763 | 0.0010763 | 0.0010763 | 0.0010763 | 0.0010763 | 0.0010763 | 0.0010763 | 0.0010763 | 0.0010763 | 0.0010763 | 0.0010763 | 0.0010763 | 0.0010763 | 0.0010763 | 0.0010763 | 0.0010763 | 0.0010763 | 0.0010763 | 0.0010763 | 0.0010763 | 0.0010763 | 0.0010763 | 0.0010763 | 0.0010763 | 0.0010763 | 0.0010763 | 0.0010763 | 0.0010763 | 0.0010763 | 0.0010763 | 0.0010763 | 0.0010763 | 0.0010763 | 0.0010763 | 0.0010763 | 0.0010763 | 0.0010763 | 0.0010763 | 0.0010763 | 0.0010763 | 0.0010763 | 0.0010763 | 0.0010763 | 0.0010763 | 0.0010763 | 0.0010763 | 0.0010763 | 0.0010763 | 0.0010763 | 0.0010763 | 0.0010763 | 0.0010763 | 0.0010763 | 0.0010763 | 0.0010763 | 0.0010763 | 0.0010763 | 0.0010763 | 0.0010763 | 0.0010763 | 0.0010763 | 0.0010763 | 0.0010763 | 0.0010763 | 0.0010763 | 0.0010763 | 0.0010763 | 0.0010763 | 0.0010763 | 0.0010763 | 0.0010763 | 0.0010763 | 0.0010763 | 0.0010763 | 0.0010763 | 0.0010763 | 0.0010763 | 0.0010763 | 0.0010763 | 0.0010763 | 0.0010763 | 0.0010763 | 0.0010763 | 0.0010763 | 0.0010763 | 0.0010763 | 0.0010763 | 0.0010763 | 0.0010763 | 0.0010763 | 0.0010763 | 0.0010763 | 0.0010763 | 0.0010763 | 0.0010763 | 0.0010763 | 0.0010763 | 0.0010763 | 0.0010763 | 0.0010763 | 0.0010763 | 0.0010763 | 0.0010763 | 0.0010763 | 0.0010763 | 0.0010763 | 0.0010763 | 0.0010763 | 0.0010763 | 0.0010763 | 0.0010763 | 0.0010763 | 0.0010763 | 0.0010763 | 0.0010763 | 0.0010763 | 0.0010763 | 0.0010763 | 0.0010763 | 0.0010763 | 0.0010763 | 0.0010763 | 0.0010763 | 0.0010763 | 0.0010763 | 0.0010763 | 0.0010763 | 0.0010763 | 0.0010763 | 0.0010763 | 0.0010763 | 0.0010763 | 0.0010763 | 0.0010763 | 0.0010763 | 0.0010763 | 0.0010763 | 0.0010763 | 0.0010763 | 0.0010763 | 0.0010763 | 0.0010763 | 0.0010763 | 0.0010763 | 0.0010763 | 0.0010763 | 0.0010763 | 0.0010763 | 0.0010763 | 0.0010763 | 0.0010763 | 0.0010763 | 0.0010763 | 0.0010763 | 0.0010763 | 0.0010763 | 0.0010763 | 0.0010763 | 0.0010763 | 0.0010763 | 0.0010763 | 0.0010763 | 0.0010763 | 0.0010763 | 0.0010763 | 0.0010763 | 0.0010763 | 0.0010763 | 0.0010763 | 0.0010763 | 0.0010763 | 0.0010763 | 0.0010763 | 0.0010763 | 0.0010763 | 0.0010763 | 0.0010763 | 0.0010763 | 0.0010763 | 0.0010763 | 0.0010763 | 0.0010763 | 0.0010763 | 0.0010763 | 0.0010763 | 0.0010763 | 0.0010763 | 0.0010763 | 0.0010763 | 0.0010763 | 0.0010763 | 0.0010763 | 0.0010763 | 0.0010763 | 0.0010763 | 0.0010763 | 0.0010763 | 0.0010763 | 0.0010763 | 0.0010763 | 0.0010763 | 0.0010763 | 0.0010763 | 0.0010763 | 0.0010763 | 0.0010763 | 0.0010763 | 0.0010763 | 0.0010763 | 0.0010763 | 0.0010763 | 0.0010763 | 0.0010763 | 0.0010763 | 0.0010763 | 0.0010763 | 0.0010763 | 0.0010763 | 0.0010763 | 0.0010763 | 0.0010763 | 0.0010763 | 0.0010763 | 0.0010763 | 0.0010763 | 0.0010763 | 0.0010763 | 0.0010763 | 0.0010763 | 0.0010763 | 0.0010763 | 0.0010763 | 0.0010763 | 0.0010763 | 0.0010763 | 0.0010763 | 0.0010763 | 0.0010763 | 0.0010763 | 0.0010763 | 0.0010763 | 0.0010763 | 0.0010763 | 0.0010763 | 0.0010763 | 0.0010763 | 0.0010763 | 0.0010763 | 0.0010763 | 0.0010763 | 0.0010763 | 0.0010763 | 0.0010763 | 0.0010763 | 0.0010763 | 0.0010763 | 0.0010763 | 0.0010763 | 0.0010763 | 0.0010763 | 0.0010763 | 0.0010763 | 0.0010763 | 0.0010763 | 0.0010763 | 0.0010763 | 0.0010763 | 0.0010763 | 0.0010763 | 0.0010763 | 0.0010763 | 0.0010763 | 0.0010763 | 0.0010763 | 0.0010763 | 0.0010763 | 0.0010763 | 0.0010763 | 0.0010763 | 0.0010763 | 0.0010763 | 0.0010763 | 0.0010763 | 0.0010763 | 0.0010763 | 0.0010763 | 0.0010763 | 0.0010763 | 0.0010763 | 0.0010763 | 0.0010763 | 0.0010763 | 0.0010763 | 0.0010763 | 0.0010763 | 0.0010763 | 0.0010763 | 0.0010763 | 0.0010763 | 0.0010763 | 0.0010763 | 0.0010763 | 0.0010763 | 0.0010763 | 0.0010763 | 0.0010763 | 0.0010763 | 0.0010763 | 0.0010763 | 0.0010763 | 0.0010763 | 0.0010763 | 0.0010763 | 0.0010763 | 0.0010763 | 0.0010763 | 0.0010763 | 0.0010763 | 0.0010763 | 0.0010763 | 0.0010763 | 0.0010763 | 0.0010763 | 0.0010763 | 0.0010763 | 0.0010763 | 0.0010763 | 0.0010763 | 0.0010763 | 0.0010763 | 0.0010763 | 0.0010763 | 0.0010763 | 0.0010763 | 0.0010763 | 0.0010763 | 0.0010763 | 0.0010763 | 0.0010763 | 0.0010763 | 0.0010763 | 0.0010763 | 0.0010763 | 0.0010763 | 0.0010763 | 0.0010763 | 0.0010763 | 0.0010763 | 0.0010763 | 0.0010763 | 0.0010763 | 0.0010763 | 0.0010763 | 0.0010763 | 0.0010763 | 0.0010763 | 0.0010763 | 0.0010763 | 0.0010763 | 0.0010763 | 0.0010763 | 0.0010763 | 0.0010763 | 0.0010763 | 0.0010763 | 0.0010763 | 0.0010763 | 0.0010763 | 0.0010763 | 0.0010763 | 0.0010763 | 0.0010763 | 0.0010763 | 0.0010763 | 0.0010763 | 0.0010763 | 0.0010763 | 0.0010763 | 0.0010763 | 0.0010763 | 0.0010763 | 0.0010763 | 0.0010763 | 0.0010763 | 0.0010763 | 0.0010763 | 0.0010763 | 0.0010763 | 0.0010763 | 0.0010763 | 0.0010763 | 0.0010763 | 0.0010763 | 0.0010763 | 0.0010763 | 0.0010763 | 0.0010763 | 0.0010763 | 0.0010763 | 0.0010763 | 0.0010763 | 0.0010763 | 0.0010763 | 0.0010763 | 0.0010763 | 0.0010763 | 0.0010763 | 0.0010763 | 0.0010763 | 0.0010763 | 0.0010763 | 0.0010763 | 0.0010763 | 0.0010763 | 0.0010763 | 0.0010763 | 0.0010763 | 0.0010763 | 0.0010763 | 0.0010763 | 0.0010763 | 0.0010763 | 0.0010763 | 0.0010763 | 0.0010763 | 0.0010763 | 0.0010763 | 0.0010763 | 0.0010763 | 0.0010763 | 0.0010763 | 0.0010763 | 0.0010763 | 0.0010763 | 0.0010763 | 0.0010763 | 0.0010763 | 0.0010763 | 0.0010763 | 0.0010763 | 0.0010763 | 0.0010763 | 0.0010763 | 0.0010763 | 0.0010763 | 0.0010763 | 0.0010763 | 0.0010763 | 0.0010763 | 0.0010763 | 0.0010763 | 0.0010763 | 0.0010763 | 0.0010763 | 0.0010763 | 0.0010763 | 0.0010763 | 0.0010763 | 0.0010763 | 0.0010763 | 0.0010763 | 0.0010763 | 0.0010763 | 0.0010763 | 0.0010763 | 0.0010763 | 0.0010763 | 0.0010763 | 0.0010763 | 0.0010763 | 0.0010763 | 0.0010763 | 0.0010763 | 0.0010763 | 0.0010763 | 0.0010763 | 0.0010763 | 0.0010763 | 0.0010763 | 0.0010763 | 0.0010763 | 0.0010763 | 0.0010763 | 0.0010763 | 0.0010763 | 0.0010763 | 0.0010763 | 0.0010763 | 0.0010763 | 0.0010763 | 0.0010763 | 0.0010763 | 0.0010763 | 0.0010763 | 0.0010763 | 0.0010763 | 0.0010763 | 0.0010763 | 0.0010763 | 0.0010763 | 0.0010763 | 0.0010763 | 0.0010763 | 0.0010763 | 0.0010763 | 0.0010763 | 0.0010763 | 0.0010763 | 0.0010763 | 0.0010763 | 0.0010763 | 0.0010763 | 0.0010763 | 0.0010763 | 0.0010763 | 0.0010763 | 0.0010763 | 0.0010763 | 0.0010763 | 0.0010763 | 0.0010763 | 0.0010763 | 0.0010763 | 0.0010763 | 0.0010763 | 0.0010763 | 0.0010763 | 0.0010763 | 0.0010763 | 0.0010763 | 0.0010763 | 0.0010763 | 0.0010763 | 0.0010763 | 0.0010763 | 0.0010763 | 0.0010763 | 0.0010763 | 0.0010763 | 0.0010763 | 0.0010763 | 0.0010763 | 0.0010763 | 0.0010763 | 0.0010763 | 0.0010763 | 0.0010763 | 0.0010763 | 0.0010763 | 0.0010763 | 0.0010763 | 0.0010763 | 0.0010763 | 0.0010763 | 0.0010763 | 0.0010763 | 0.0010763 | 0.0010763 | 0.0010763 | 0.0010763 | 0.0010763 | 0.0010763 | 0.0010763 | 0.0010763 | 0.0010763 | 0.0010763 | 0.0010763 | 0.0010763 | 0.0010763 | 0.0010763 | 0.0010763 | 0.0010763 | 0.0010763 | 0.0010763 | 0.0010763 | 0.0010763 | 0.0010763 | 0.0010763 | 0.0010763 | 0.0010763 | 0.0010763 | 0.0010763 | 0.0010763 | 0.0010763 | 0.0010763 | 0.0010763 | 0.0010763 | 0.0010763 | 0.0010763 | 0.0010763 | 0.0010763 | 0.0010763 | 0.0010763 | 0.0010763 | 0.0010763 | 0.0010763 | 0.0010763 | 0.0010763 | 0.0010763 | 0.0010763 | 0.0010763 | 0.0010763 | 0.0010763 | 0.0010763 | 0.0010763 | 0.0010763 | 0.0010763 | 0.0010763 | 0.0010763 | 0.0010763 | 0.0010763 | 0.0010763 | 0.0010763 | 0.0010763 | 0.0010763 | 0.0010763 | 0.0010763 | 0.0010763 | 0.0010763 | 0.0010763 | 0.0010763 | 0.0010763 | 0.0010763 | 0.0010763 | 0.0010763 | 0.0010763 | 0.0010763 | 0.0010763 | 0.0010763 | 0.0010763 | 0.0010763 | 0.0010763 | 0.0010763 | 0.0010763 | 0.0010763 | 0.0010763 | 0.0010763 | 0.0010763 | 0.0010763 | 0.0010763 | 0.0010763 | 0.0010763 | 0.0010763 | 0.0010763 | 0.0010763 | 0.0010763 | 0.0010763 | 0.0010763 | 0.0010763 | 0.0010763 | 0.0010763 | 0.0010763 | 0.0010763 | 0.0010763 | 0.0010763 | 0.0010763 | 0.0010763 | 0.0010763 | 0.0010763 | 0.0010763 | 0.0010763 | 0.0010763 | 0.0010763 | 0.0010763 | 0.0010763 | 0.0010763 | 0.0010763 | 0.0010763 | 0.0010763 | 0.0010763 | 0.0010763 | 0.0010763 | 0.0010763 | 0.0010763 | 0.0010763 | 0.0010763 | 0.0010763 | 0.0010763 | 0.0010763 | 0.0010763 | 0.0010763 | 0.0010763 | 0.0010763 | 0.0010763 | 0.0010763 | 0.0010763 | 0.0010763 | 0.0010763 | 0.0010763 | 0.0010763 | 0.0010763 | 0.0010763 | 0.0010763 | 0.0010763 | 0.0010763 | 0.0010763 | 0.0010763 | 0.0010763 | 0.0010763 | 0.0010763 | 0.0010763 | 0.0010763 | 0.0010763 | 0.0010763 | 0.0010763 | 0.0010763 | 0.0010763 | 0.0010763 | 0.0010763 | 0.0010763 | 0.0010763 | 0.0010763 | 0.0010763 | 0.0010763 | 0.0010763 | 0.0010763 | 0.0010763 | 0.0010763 | 0.0010763 | 0.0010763 | 0.0010763 | 0.0010763 | 0.0010763 | 0.0010763 | 0.0010763 | 0.0010763 | 0.0010763 | 0.0010763 | 0.0010763 | 0.0010763 | 0.0010763 | 0.0010763 | 0.0010763 | 0.0010763 | 0.0010763 | 0.0010763 | 0.0010763 | 0.0010763 | 0.0010763 | 0.0010763 | 0.0010763 | 0.0010763 | 0.0010763 | 0.0010763 | 0.0010763 | 0.0010763 | 0.0010763 | 0.0010763 | 0.0010763 | 0.0010763 | 0.0010763 | 0.0010763 | 0.0010763 | 0.0010763 | 0.0010763 | 0.0010763 | 0.0010763 | 0.0010763 | 0.0010763 | 0.0010763 | 0.0010763 | 0.0010763 | 0.0010763 | 0.0010763 | 0.0010763 | 0.0010763 | 0.0010763 | 0.0010763 | 0.0010763 | 0.0010763 | 0.0010763 | 0.0010763 | 0.0010763 | 0.0010763 | 0.0010763 | 0.0010763 | 0.0010763 | 0.0010763 | 0.0010763 | 0.0010763 | 0.0010763 | 0.0010763 | 0.0010763 | 0.0010763 | 0.0010763 | 0.0010763 | 0.0010763 | 0.0010763 | 0.0010763 | 0.0010763 | 0.0010763 | 0.0010763 | 0.0010763 | 0.0010763 | 0.0010763 | 0.0010763 | 0.0010763 | 0.0010763 | 0.0010763 | 0.0010763 | 0.0010763 | 0.0010763 | 0.0010763 | 0.0010763 | 0.0010763 | 0.0010763 | 0.0010763 | 0.0010763 | 0.0010763 | 0.0010763 | 0.0010763 | 0.0010763 | 0.0010763 | 0.0010763 | 0.0010763 | 0.0010763 | 0.0010763 | 0.0010763 | 0.0010763 | 0.0010763 | 0.0010763 | 0.0010763 | 0.0010763 | 0.0010763 | 0.0010763 | 0.0010763 | 0.0010763 | 0.0010763 | 0.0010763 | 0.0010763 | 0.0010763 | 0.0010763 | 0.0010763 | 0.0010763 | 0.0010763 | 0.0010763 | 0.0010763 | 0.0010763 | 0.0010763 | 0.0010763 | 0.0010763 | 0.0010763 | 0.0010763 | 0.0010763 | 0.0010763 | 0.0010763 | 0.0010763 | 0.0010763 | 0.0010763 | 0.0010763 | 0.0010763 | 0.0010763 | 0.0010763 | 0.0010763 | 0.0010763 | 0.0010763 | 0.0010763 | 0.0010763 | 0.0010763 | 0.0010763 | 0.0010763 | 0.0010763 | 0.0010763 | 0.0010763 | 0.0010763 | 0.0010763 | 0.0010763 | 0.0010763 | 0.0010763 | 0.0010763 | 0.0010763 | 0.0010763 | 0.0010763 | 0.0010763 | 0.0010763 | 0.0010763 | 0.0010763 | 0.0010763 | 0.0010763 | 0.0010763 | 0.0010763 | 0.0010763 | 0.0010763 | 0.0010763 | 0.0010763 | 0.0010763 | 0.0010763 | 0.0010763 | 0.0010763 | 0.0010763 | 0.0010763 | 0.0010763 | 0.0010763 | 0.0010763 | 0.0010763 | 0.0010763 | 0.0010763 | 0.0010763 | 0.0010763 | 0.0010763 | 0.0010763 | 0.0010763 | 0.0010763 | 0.0010763 | 0.0010763 | 0.0010763 | 0.0010763 | 0.0010763 | 0.0010763 | 0.0010763 | 0.0010763 | 0.0010763 | 0.0010763 | 0.0010763 | 0.0010763 | 0.0010763 | 0.0010763 | 0.0010763 | 0.0010763 | 0.0010763 | 0.0010763 | 0.0010763 | 0.0010763 | 0.0010763 | 0.0010763 | 0.0010763 | 0.0010763 | 0.0010763 | 0.0010763 | 0.0010763 | 0.0010763 | 0.0010763 | 0.0010763 | 0.0010763 | 0.0010763 | 0.0010763 | 0.0010763 | 0.0010763 | 0.0010763 | 0.0010763 | 0.0010763 | 0.0010763 | 0.0010763 | 0.0010763 | 0.0010763 | 0.0010763 | 0.0010763 | 0.0010763 | 0.0010763 | 0.0010763 | 0.0010763 | 0.0010763 | 0.0010763 | 0.0010763 | 0.0010763 | 0.0010763 | 0.0010763 | 0.0010763 | 0.0010763 | 0.0010763 | 0.0010763 | 0.0010763 | 0.0010763 | 0.0010763 | 0.0010763 | 0.0010763 | 0.0010763 | 0.0010763 | 0.0010763 | 0.0010763 | 0.0010763 | 0.0010763 | 0.0010763 | 0.0010763 | 0.0010763 | 0.0010763 | 0.0010763 | 0.0010763 | 0.0010763 | 0.0010763 | 0.0010763 | 0.0010763 | 0.0010763 | 0.0010763 | 0.0010763 | 0.0010763 | 0.0010763 | 0.0010763 | 0.0010763 | 0.0010763 | 0.0010763 | 0.0010763 | 0.0010763 | 0.0010763 | 0.0010763 | 0.0010763 | 0.0010763 | 0.0010763 | 0.0010763 | 0.0010763 | 0.0010763 | 0.0010763 | 0.0010763 | 0.0010763 | 0.0010763 | 0.0010763 | 0.0010763 | 0.0010763 | 0.0010763 | 0.0010763 | 0.0010763 | 0.0010763 | 0.0010763 | 0.0010763 | 0.0010763 | 0.0010763 | 0.0010763 | 0.0010763 | 0.0010763 | 0.0010763 | 0.0010763 | 0.0010763 | 0.0010763 | 0.0010763 | 0.0010763 | 0.0010763 | 0.0010763 | 0.0010763 | 0.0010763 | 0.0010763 | 0.0010763 | 0.0010763 | 0.0010763 | 0.0010763 | 0.0010763 | 0.0010763 | 0.0010763 | 0.0010763 | 0.0010763 | 0.0010763 | 0.0010763 | 0.0010763 | 0.0010763 | 0.0010763 | 0.0010763 | 0.0010763 | 0.0010763 | 0.0010763 | 0.0010763 | 0.0010763 | 0.0010763 | 0.0010763 | 0.0010763 | 0.0010763 | 0.0010763 | 0.0010763 | 0.0010763 | 0.0010763 | 0.0010763 | 0.0010763 | 0.0010763 | 0.0010763 | 0.0010763 | 0.0010763 | 0.0010763 | 0.0010763 | 0.0010763 | 0.0010763 | 0.0010763 | 0.0010763 | 0.0010763 | 0.0010763 | 0.0010763 | 0.0010763 | 0.0010763 | 0.0010763 | 0.0010763 | 0.0010763 | 0.0010763 | 0.0010763 | 0.0010763 | 0.0010763 | 0.0010763 | 0.0010763 | 0.0010763 | 0.0010763 | 0.0010763 | 0.0010763 | 0.0010763 | 0.0010763 | 0.0010763 | 0.0010763 | 0.0010763 | 0.0010763 | 0.0010763 | 0.0010763 | 0.0010763 | 0.0010763 | 0.0010763 | 0.0010763 | 0.0010763 | 0.0010763 | 0.0010763 | 0.0010763 | 0.0010763 | 0.0010763 | 0.0010763 | 0.0010763 | 0.0010763 | 0.0010763 | 0.0010763 | 0.0010763 | 0.0010763 | 0.0010763 | 0.0010763 | 0.0010763 | 0.0010763 | 0.0010763 | 0.0010763 | 0.0010763 | 0.0010763 | 0.0010763 | 0.0010763 | 0.0010763 | 0.0010763 | 0.0010763 | 0.0010763 | 0.0010763 | 0.0010763 | 0.0010763 | 0.0010763 | 0.0010763 | 0.0010763 | 0.0010763 | 0.0010763 | 0.0010763 | 0.0010763 | 0.0010763 | 0.0010763 | 0.0010763 | 0.0010763 | 0.0010763 | 0.0010763 | 0.0010763 | 0.0010763 | 0.0010763 | 0.0010763 | 0.0010763 | 0.0010763 | 0.0010763 | 0.0010763 | 0.0010763 | 0.0010763 | 0.0010763 | 0.0010763 | 0.0010763 | 0.0010763 | 0.0010763 | 0.0010763 | 0.0010763 | 0.0010763 | 0.0010763 | 0.0010763 | 0.0010763 | 0.0010763 | 0.0010763 | 0.0010763 | 0.0010763 | 0.0010763 | 0.0010763 | 0.0010763 | 0.0010763 | 0.0010763 | 0.0010763 | 0.0010763 | 0.0010763 | 0.0010763 | 0.0010763 | 0.0010763 | 0.0010763 | 0.0010763 | 0.0010763 | 0.0010763 | 0.0010763 | 0.0010763 | 0.0010763 | 0.0010763 | 0.0010763 | 0.0010763 | 0.0010763 | 0.0010763 | 0.0010763 | 0.0010763 | 0.0010763 | 0.0010763 | 0.0010763 | 0.0010763 | 0.0010763 | 0.0010763 | 0.0010763 | 0.0010763 | 0.0010763 | 0.0010763 | 0.0010763 | 0.0010763 | 0.0010763 | 0.0010763 | 0.0010763 | 0.0010763 | 0.0010763 | 0.0010763 | 0.0010763 | 0.0010763 | 0.0010763 | 0.0010763 | 0.0010763 | 0.0010763 | 0.0010763 | 0.0010763 | 0.0010763 | 0.0010763 | 0.0010763 | 0.0010763 | 0.0010763 | 0.0010763 | 0.0010763 | 0.0010763 | 0.0010763 | 0.0010763 | 0.0010763 | 0.0010763 | 0.0010763 | 0.0010763 | 0.0010763 | 0.0010763 | 0.0010763 | 0.0010763 | 0.0010763 | 0.0010763 | 0.0010763 | 0.0010763 | 0.0010763 | 0.0010763 | 0.0010763 | 0.0010763 | 0.0010763 | 0.0010763 | 0.0010763 | 0.0010763 | 0.0010763 | 0.0010763 | 0.0010763 | 0.0010763 | 0.0010763 | 0.0010763 | 0.0010763 | 0.0010763 | 0.0010763 | 0.0010763 | 0.0010763 | 0.0010763 | 0.0010763 | 0.0010763 | 0.0010763 | 0.0010763 | 0.0010763 | 0.0010763 | 0.0010763 | 0.0010763 | 0.0010763 | 0.0010763 | 0.0010763 | 0.0010763 | 0.0010763 | 0.0010763 | 0.0010763 | 0.0010763 | 0.0010763 | 0.0010763 | 0.0010763 | 0.0010763 | 0.0010763 | 0.0010763 | 0.0010763 | 0.0010763 | 0.0010763 | 0.0010763 | 0.0010763 | 0.0010763 | 0.0010763 | 0.0010763 | 0.0010763 | 0.0010763 | 0.0010763 | 0.0010763 | 0.0010763 | 0.0010763 | 0.0010763 | 0.0010763 | 0.0010763 | 0.0010763 | 0.0010763 | 0.0010763 | 0.0010763 | 0.0010763 | 0.0010763 | 0.0010763 | 0.0010763 | 0.0010763 | 0.0010763 | 0.0010763 | 0.0010763 | 0.0010763 | 0.0010763 | 0.0010763 | 0.0010763 | 0.0010763 | 0.0010763 | 0.0010763 | 0.0010763 | 0.0010763 | 0.0010763 | 0.0010763 | 0.0010763 | 0.0010763 | 0.0010763 | 0.0010763 | 0.0010763 | 0.0010763 | 0.0010763 | 0.0010763 | 0.0010763 | 0.0010763 | 0.0010763 | 0.0010763 | 0.0010763 | 0.0010763 | 0.0010763 | 0.0010763 | 0.0010763 | 0.0010763 | 0.0010763 | 0.0010763 | 0.0010763 | 0.0010763 | 0.0010763 | 0.0010763 | 0.0010763 | 0.0010763 | 0.0010763 | 0.0010763 | 0.0010763 | 0.0010763 | 0.0010763 | 0.0010763 | 0.0010763 | 0.0010763 | 0.0010763 | 0.0010763 | 0.0010763 | 0.0010763 | 0.0010763 | 0.0010763 | 0.0010763 | 0.0010763 | 0.0010763 | 0.0010763 | 0.0010763 | 0.0010763 | 0.0010763 | 0.0010763 | 0.0010763 | 0.0010763 | 0.0010763 | 0.0010763 | 0.0010763 | 0.0010763 | 0.0010763 | 0.0010763 | 0.0010763 | 0.0010763 | 0.0010763 | 0.0010763 | 0.0010763 | 0.0010763 | 0.0010763 | 0.0010763 | 0.0010763 | 0.0010763 | 0.0010763 | 0.0010763 | 0.0010763 | 0.0010763 | 0.0010763 | 0.0010763 | 0.0010763 | 0.0010763 | 0.0010763 | 0.0010763 | 0.0010763 | 0.0010763 | 0.0010763 | 0.0010763 | 0.0010763 | 0.0010763 | 0.0010763 | 0.0010763 | 0.0010763 | 0.0010763 | 0.0010763 | 0.0010763 | 0.0010763 | 0.0010763 | 0.0010763 | 0.0010763 | 0.0010763 | 0.0010763 | 0.0010763 | 0.0010763 | 0.0010763 | 0.0010763 | 0.0010763 | 0.0010763 | 0.0010763 | 0.0010763 | 0.0010763 | 0.0010763 | 0.0010763 | 0.0010763 | 0.0010763 | 0.0010763 | 0.0010763 | 0.0010763 | 0.0010763 | 0.0010763 | 0.0010763 | 0.0010763 | 0.0010763 | 0.0010763 | 0.0010763 | 0.0010763 | 0.0010763 | 0.0010763 | 0.0010763 | 0.0010763 | 0.0010763 | 0.0010763 | 0.0010763 | 0.0010763 | 0.0010763 | 0.0010763 | 0.0010763 | 0.0010763 | 0.0010763 | 0.0010763 | 0.0010763 | 0.0010763 | 0.0010763 | 0.0010763 | 0.0010763 | 0.0010763 | 0.0010763 | 0.0010763 | 0.0010763 | 0.0010763 | 0.0010763 | 0.0010763 | 0.0010763 | 0.0010763 | 0.0010763 | 0.0010763 | 0.0010763 | 0.0010763 | 0.0010763 | 0.0010763 | 0.0010763 | 0.0010763 | 0.0010763 | 0.0010763 | 0.0010763 | 0.0010763 | 0.0010763 | 0.0010763 | 0.0010763 | 0.0010763 | 0.0010763 | 0.0010763 | 0.0010763 | 0.0010763 | 0.0010763 | 0.0010763 | 0.0010763 | 0.0010763 | 0.0010763 | 0.0010763 | 0.0010763 | 0.0010763 | 0.0010763 | 0.0010763 | 0.0010763 | 0.0010763 | 0.0010763 | 0.0010763 | 0.0010763 | 0.0010763 | 0.0010763 | 0.0010763 | 0.0010763 | 0.0010763 | 0.0010763 | 0.0010763 | 0.0010763 | 0.0010763 | 0.0010763 | 0.0010763 | 0.0010763 | 0.0010763 | 0.0010763 | 0.0010763 | 0.0010763 | 0.0010763 | 0.0010763 | 0.0010763 | 0.0010763 | 0.0010763 | 0.0010763 | 0.0010763 | 0.0010763 | 0.0010763 | 0.0010763 | 0.0010763 | 0.0010763 | 0.0010763 | 0.0010763 | 0.0010763 | 0.0010763 | 0.0010763 | 0.0010763 | 0.0010763 | 0.0010763 | 0.0010763 | 0.0010763 | 0.0010763 | 0.0010763 | 0.0010763 | 0.0010763 | 0.0010763 | 0.0010763 | 0.0010763 | 0.0010763 | 0.0010763 | 0.0010763 | 0.0010763 | 0.0010763 | 0.0010763 | 0.0010763 | 0.0010763 | 0.0010763 | 0.0010763 | 0.0010763 | 0.0010763 | 0.0010763 | 0.0010763 | 0.0010763 | 0.0010763 | 0.0010763 | 0.0010763 | 0.0010763 | 0.0010763 | 0.0010763 | 0.0010763 | 0.0010763 | 0.0010763 | 0.0010763 | 0.0010763 | 0.0010763 | 0.0010763 | 0.0010763 | 0.0010763 | 0.0010763 | 0.0010763 | 0.0010763 | 0.0010763 | 0.0010763 | 0.0010763 | 0.0010763 | 0.0010763 | 0.0010763 | 0.0010763 | 0.0010763 | 0.0010763 | 0.0010763 | 0.0010763 | 0.0010763 | 0.0010763 | 0.0010763 | 0.0010763 | 0.0010763 | 0.0010763 | 0.0010763 | 0.0010763 | 0.0010763 | 0.0010763 | 0.0010763 | 0.0010763 | 0.0010763 | 0.0010763 | 0.0010763 | 0.0010763 | 0.0010763 | 0.0010763 | 0.0010763 | 0.0010763 | 0.0010763 | 0.0010763 | 0.0010763 | 0.0010763 | 0.0010763 | 0.0010763 | 0.0010763 | 0.0010763 | 0.0010763 | 0.0010763 | 0.0010763 | 0.0010763 | 0.0010763 | 0.0010763 | 0.0010763 | 0.0010763 | 0.0010763 | 0.0010763 | 0.0010763 | 0.0010763 | 0.0010763 | 0.0010763 | 0.0010763 | 0.0010763 | 0.0010763 | 0.0010763 | 0.0010763 | 0.0010763 | 0.0010763 | 0.0010763 | 0.0010763 | 0.0010763 | 0.0010763 | 0.0010763 | 0.0010763 | 0.0010763 | 0.0010763 | 0.0010763 | 0.0010763 | 0.0010763 | 0.0010763 | 0.0010763 | 0.0010763 | 0.0010763 | 0.0010763 | 0.0010763 | 0.0010763 | 0.0010763 | 0.0010763 | 0.0010763 | 0.0010763 | 0.0010763 | 0.0010763 | 0.0010763 | 0.0010763 | 0.0010763 | 0.0010763 | 0.0010763 | 0.0010763 | 0.0010763 | 0.0010763 | 0.0010763 | 0.0010763 | 0.0010763 | 0.0010763 | 0.0010763 | 0.0010763 | 0.0010763 | 0.0010763 | 0.0010763 | 0.0010763 | 0.0010763 | 0.0010763 | 0.0010763 | 0.0010763 | 0.0010763 | 0.0010763 | 0.0010763 | 0.0010763 | 0.0010763 | 0.0010763 | 0.0010763 | 0.0010763 | 0.0010763 | 0.0010763 | 0.0010763 | 0.0010763 | 0.0010763 | 0.0010763 | 0.0010763 | 0.0010763 | 0.0010763 | 0.0010763 | 0.0010763 | 0.0010763 | 0.0010763 | 0.0010763 | 0.0010763 | 0.0010763 | 0.0010763 | 0.0010763 | 0.0010763 | 0.0010763 | 0.0010763 | 0.0010763 | 0.0010763 | 0.0010763 | 0.0010763 | 0.0010763 | 0.0010763 | 0.0010763 | 0.0010763 | 0.0010763 | 0.0010763 | 0.0010763 | 0.0010763 | 0.0010763 | 0.0010763 | 0.0010763 | 0.0010763 | 0.0010763 | 0.0010763 | 0.0010763 | 0.0010763 | 0.0010763 | 0.0010763 | 0.0010763 | 0.0010763 | 0.0010763 | 0.0010763 | 0.0010763 | 0.0010763 | 0.0010763 | 0.0010763 | 0.0010763 | 0.0010763 | 0.0010763 | 0.0010763 | 0.0010763 | 0.0010763 | 0.0010763 | 0.0010763 | 0.0010763 | 0.0010763 | 0.0010763 | 0.0010763 | 0.0010763 | 0.0010763 | 0.0010763 | 0.0010763 | 0.0010763 | 0.0010763 | 0.0010763 | 0.0010763 | 0.0010763 | 0.0010763 | 0.0010763 | 0.0010763 | 0.0010763 | 0.0010763 | 0.0010763 | 0.0010763 | 0.0010763 | 0.0010763 | 0.0010763 | 0.0010763 | 0.0010763 | 0.0010763 | 0.0010763 | 0.0010763 | 0.0010763 | 0.0010763 | 0.0010763 | 0.0010763 | 0.0010763 | 0.0010763 | 0.0010763 | 0.0010763 | 0.0010763 | 0.0010763 | 0.0010763 | 0.0010763 | 0.0010763 | 0.0010763 | 0.0010763 | 0.0010763 | 0.0010763 | 0.0010763 | 0.0010763 | 0.0010763 | 0.0010763 | 0.0010763 | 0.0010763 | 0.0010763 | 0.0010763 | 0.0010763 | 0.0010763 | 0.0010763 | 0.0010763 | 0.0010763 | 0.0010763 | 0.0010763 | 0.0010763 | 0.0010763 | 0.0010763 | 0.0010763 | 0.0010763 | 0.0010763 | 0.0010763 | 0.0010763 | 0.0010763 | 0.0010763 | 0.0010763 | 0.0010763 | 0.0010763 | 0.0010763 | 0.0010763 | 0.0010763 | 0.0010763 | 0.0010763 | 0.0010763 | 0.0010763 | 0.0010763 | 0.0010763 | 0.0010763 | 0.0010763 | 0.0010763 | 0.0010763 | 0.0010763 | 0.0010763 | 0.0010763 | 0.0010763 | 0.0010763 | 0.0010763 | 0.0010763 | 0.0010763 | 0.0010763 | 0.0010763 | 0.0010763 | 0.0010763 | 0.0010763 | 0.0010763 | 0.0010763 | 0.0010763 | 0.0010763 | 0.0010763 | 0.0010763 | 0.0010763 | 0.0010763 | 0.0010763 | 0.0010763 | 0.0010763 | 0.0010763 | 0.0010763 | 0.0010763 | 0.0010763 | 0.0010763 | 0.0010763 | 0.0010763 | 0.0010763 | 0.0010763 | 0.0010763 | 0.0010763 | 0.0010763 | 0.0010763 | 0.0010763 | 0.0010763 | 0.0010763 | 0.0010763 | 0.0010763 | 0.0010763 | 0.0010763 | 0.0010763 | 0.0010763 | 0.0010763 | 0.0010763 | 0.0010763 | 0.0010763 | 0.0010763 | 0.0010763 | 0.0010763 | 0.0010763 | 0.0010763 | 0.0010763 | 0.0010763 | 0.0010763 | 0.0010763 | 0.0010763 | 0.0010763 | 0.0010763 | 0.0010763 | 0.0010763 | 0.0010763 | 0.0010763 | 0.0010763 | 0.0010763 | 0.0010763 | 0.0010763 | 0.0010763 | 0.0010763 | 0.0010763 | 0.0010763 | 0.0010763 | 0.0010763 | 0.0010763 | 0.0010763 | 0.0010763 | 0.0010763 | 0.0010763 | 0.0010763 | 0.0010763 | 0.0010763 | 0.0010763 | 0.0010763 | 0.0010763 | 0.0010763 | 0.0010763 | 0.0010763 | 0.0010763 | 0.0010763 | 0.0010763 | 0.0010763 | 0.0010763 | 0.0010763 | 0.0010763 | 0.0010763 | 0.0010763 | 0.0010763 | 0.0010763 | 0.0010763 | 0.0010763 | 0.0010763 | 0.0010763 | 0.0010763 | 0.0010763 | 0.0010763 | 0.0010763 | 0.0010763 | 0.0010763 | 0.0010763 | 0.0010763 | 0.0010763 | 0.0010763 | 0.0010763 | 0.0010763 | 0.0010763 | 0.0010763 | 0.0010763 | 0.0010763 | 0.0010763 | 0.0010763 | 0.0010763 | 0.0010763 | 0.0010763 | 0.0010763 | 0.0010763 | 0.0010763 | 0.0010763 | 0.0010763 | 0.0010763 | 0.0010763 | 0.0010763 | 0.0010763 | 0.0010763 | 0.0010763 | 0.0010763 | 0.0010763 | 0.0010763 | 0.0010763 | 0.0010763 | 0.0010763 | 0.0010763 | 0.0010763 | 0.0010763 | 0.0010763 | 0.0010763 | 0.0010763 | 0.0010763 | 0.0010763 | 0.0010763 | 0.0010763 | 0.0010763 | 0.0010763 | 0.0010763 | 0.0010763 | 0.0010763 | 0.0010763 | 0.0010763 | 0.0010763 | 0.0010763 | 0.0010763 | 0.0010763 | 0.0010763 | 0.0010763 | 0.0010763 | 0.0010763 | 0.0010763 | 0.0010763 | 0.0010763 | 0.0010763 | 0.0010763 | 0.0010763 | 0.0010763 | 0.0010763 | 0.0010763 | 0.0010763 | 0.0010763 | 0.0010763 | 0.0010763 | 0.0010763 | 0.0010763 | 0.0010763 | 0.0010763 | 0.0010763 | 0.0010763 | 0.0010763 | 0.0010763 | 0.0010763 | 0.0010763 | 0.0010763 | 0.0010763 | 0.0010763 | 0.0010763 | 0.0010763 | 0.0010763 | 0.0010763 | 0.0010763 | 0.0010763 | 0.0010763 | 0.0010763 | 0.0010763 | 0.0010763 | 0.0010763 | 0.0010763 | 0.0010763 | 0.0010763 | 0.0010763 | 0.0010763 | 0.0010763 | 0.0010763 | 0.0010763 | 0.0010763 | 0.0010763 | 0.0010763 | 0.0010763 | 0.0010763 | 0.0010763 | 0.0010763 | 0.0010763 | 0.0010763 | 0.0010763 | 0.0010763 | 0.0010763 | 0.0010763 | 0.0010763 | 0.0010763 | 0.0010763 | 0.0010763 | 0.0010763 | 0.0010763 | 0.0010763 | 0.0010763 | 0.0010763 | 0.0010763 | 0.0010763 | 0.0010763 | 0.0010763 | 0.0010763 | 0.0010763 | 0.0010763 | 0.0010763 | 0.0010763 | 0.0010763 | 0.0010763 | 0.0010763 | 0.0010763 | 0.0010763 | 0.0010763 | 0.0010763 | 0.0010763 | 0.0010763 | 0.0010763 | 0.0010763 | 0.0010763 | 0.0010763 | 0.0010763 | 0.0010763 | 0.0010763 | 0.0010763 | 0.0010763 | 0.0010763 | 0.0010763 | 0.0010763 | 0.0010763 | 0.0010763 | 0.0010763 | 0.0010763 | 0.0010763 | 0.0010763 | 0.0010763 | 0.0010763 | 0.0010763 | 0.0010763 | 0.0010763 | 0.0010763 | 0.0010763 | 0.0010763 | 0.0010763 | 0.0010763 | 0.0010763 | 0.0010763 | 0.0010763 | 0.0010763 | 0.0010763 | 0.0010763 | 0.0010763 | 0.0010763 | 0.0010763 | 0.0010763 | 0.0010763 | 0.0010763 | 0.0010763 | 0.0010763 | 0.0010763 | 0.0010763 | 0.0010763 | 0.0010763 | 0.0010763 | 0.0010763 | 0.0010763 | 0.0010763 | 0.0010763 | 0.0010763 | 0.0010763 | 0.0010763 | 0.0010763 | 0.0010763 | 0.0010763 | 0.0010763 | 0.0010763 | 0.0010763 | 0.0010763 | 0.0010763 | 0.0010763 | 0.0010763 | 0.0010763 | 0.0010763 | 0.0010763 | 0.0010763 | 0.0010763 | 0.0010763 | 0.0010763 | 0.0010763 | 0.0010763 | 0.0010763 | 0.0010763 | 0.0010763 | 0.0010763 | 0.0010763 | 0.0010763 | 0.0010763 | 0.0010763 | 0.0010763 | 0.0010763 | 0.0010763 | 0.0010763 | 0.0010763 | 0.0010763 | 0.0010763 | 0.0010763 | 0.0010763 | 0.0010763 | 0.0010763 | 0.0010763 | 0.0010763 | 0.0010763 | 0.0010763 | 0.0010763 | 0.0010763 | 0.0010763 | 0.0010763 | 0.0010763 | 0.0010763 | 0.0010763 | 0.0010763 | 0.0010763 | 0.0010763 | 0.0010763 | 0.0010763 | 0.0010763 | 0.0010763 | 0.0010763 | 0.0010763 | 0.0010763 | 0.0010763 | 0.0010763 | 0.0010763 | 0.0010763 | 0.0010763 | 0.0010763 | 0.0010763 | 0.0010763 | 0.0010763 | 0.0010763 | 0.0010763 | 0.0010763 | 0.0010763 | 0.0010763 | 0.0010763 | 0.0010763 | 0.0010763 | 0.0010763 | 0.0010763 | 0.0010763 | 0.0010763 | 0.0010763 | 0.0010763 | 0.0010763 | 0.0010763 | 0.0010763 | 0.0010763 | 0.0010763 | 0.0010763 | 0.0010763 | 0.0010763 | 0.0010763 | 0.0010763 | 0.0010763 | 0.0010763 | 0.0010763 | 0.0010763 | 0.0010763 | 0.0010763 | 0.0010763 | 0.0010763 | 0.0010763 | 0.0010763 | 0.0010763 | 0.0010763 | 0.0010763 | 0.0010763 | 0.0010763 | 0.0010763 | 0.0010763 | 0.0010763 | 0.0010763 | 0.0010763 | 0.0010763 | 0.0010763 | 0.0010763 | 0.0010763 | 0.0010763 | 0.0010763 | 0.0010763 | 0.0010763 | 0.0010763 | 0.0010763 | 0.0010763 | 0.0010763 | 0.0010763 | 0.0010763 | 0.0010763 | 0.0010763 | 0.0010763 | 0.0010763 | 0.0010763 | 0.0010763 | 0.0010763 | 0.0010763 | 0.0010763 | 0.0010763 | 0.0010763 | 0.0010763 | 0.0010763 | 0.0010763 | 0.0010763 | 0.0010763 | 0.0010763 | 0.0010763 | 0.0010763 | 0.0010763 | 0.0010763 | 0.0010763 | 0.0010763 | 0.0010763 | 0.0010763 | 0.0010763 | 0.0010763 | 0.0010763 | 0.0010763 | 0.0010763 | 0.0010763 | 0.0010763 | 0.0010763 | 0.0010763 | 0.0010763 | 0.0010763 | 0.0010763 | 0.0010763 | 0.0010763 | 0.0010763 | 0.0010763 | 0.0010763 | 0.0010763 | 0.0010763 | 0.0010763 | 0.0010763 | 0.0010763 | 0.0010763 | 0.0010763 | 0.0010763 | 0.0010763 | 0.0010763 | 0.0010763 | 0.0010763 | 0.0010763 | 0.0010763 | 0.0010763 | 0.0010763 | 0.0010763 | 0.0010763 | 0.0010763 | 0.0010763 | 0.0010763 | 0.0010763 | 0.0010763 | 0.0010763 | 0.0010763 | 0.0010763 | 0.0010763 | 0.0010763 | 0.0010763 | 0.0010763 | 0.0010763 | 0.0010763 | 0.0010763 | 0.0010763 | 0.0010763 | 0.0010763 | 0.0010763 | 0.0010763 | 0.0010763 | 0.0010763 | 0.0010763 | 0.0010763 | 0.0010763 | 0.0010763 | 0.0010763 | 0.0010763 | 0.0010763 | 0.0010763 | 0.0010763 | 0.0010763 | 0.0010763 | 0.0010763 | 0.0010763 | 0.0010763 | 0.0010763 | 0.0010763 | 0.0010763 | 0.0010763 | 0.0010763 | 0.0010763 | 0.0010763 | 0.0010763 | 0.0010763 | 0.0010763 | 0.0010763 | 0.0010763 | 0.0010763 | 0.0010763 | 0.0010763 | 0.0010763 | 0.0010763 | 0.0010763 | 0.0010763 | 0.0010763 | 0.0010763 | 0.0010763 | 0.0010763 | 0.0010763 | 0.0010763 | 0.0010763 | 0.0010763 | 0.0010763 | 0.0010763 | 0.0010763 | 0.0010763 | 0.0010763 | 0.0010763 | 0.0010763 | 0.0010763 | 0.0010763 | 0.0010763 | 0.0010763 | 0.0010763 | 0.0010763 | 0.0010763 | 0.0010763 | 0.0010763 | 0.0010763 | 0.0010763 | 0.0010763 | 0.0010763 | 0.0010763 | 0.0010763 | 0.0010763 | 0.0010763 | 0.0010763 | 0.0010763 | 0.0010763 | 0.0010763 | 0.0010763 | 0.0010763 | 0.0010763 | 0.0010763 | 0.0010763 | 0.0010763 | 0.0010763 | 0.0010763 | 0.0010763 | 0.0010763 | 0.0010763 | 0.0010763 | 0.0010763 | 0.0010763 | 0.0010763 | 0.0010763 | 0.0010763 | 0.0010763 | 0.0010763 | 0.0010763 | 0.0010763 | 0.0010763 | 0.0010763 | 0.0010763 | 0.0010763 | 0.0010763 | 0.0010763 | 0.0010763 | 0.0010763 | 0.0010763 | 0.0010763 | 0.0010763 | 0.0010763 | 0.0010763 | 0.0010763 | 0.0010763 | 0.0010763 | 0.0010763 | 0.0010763 | 0.0010763 | 0.0010763 | 0.0010763 | 0.0010763 | 0.0010763 | 0.0010763 | 0.0010763 | 0.0010763 | 0.0010763 | 0.0010763 | 0.0010763 | 0.0010763 | 0.0010763 | 0.0010763 | 0.0010763 | 0.0010763 | 0.0010763 | 0.0010763 | 0.0010763 | 0.0010763 | 0.0010763 | 0.0010763 | 0.0010763 | 0.0010763 | 0.0010763 | 0.0010763 | 0.0010763 | 0.0010763 | 0.0010763 | 0.0010763 | 0.0010763 | 0.0010763 | 0.0010763 | 0.0010763 | 0.0010763 | 0.0010763 | 0.0010763 | 0.0010763 | 0.0010763 | 0.0010763 | 0.0010763 | 0.0010763 | 0.0010763 | 0.0010763 | 0.0010763 | 0.0010763 | 0.0010763 | 0.0010763 | 0.0010763 | 0.0010763 | 0.0010763 | 0.0010763 | 0.0010763 | 0.0010763 | 0.0010763 | 0.0010763 | 0.0010763 | 0.0010763 | 0.0010763 | 0.0010763 | 0.0010763 | 0.0010763 | 0.0010763 | 0.0010763 | 0.0010763 | 0.0010763 | 0.0010763 | 0.0010763 | 0.0010763 | 0.0010763 | 0.0010763 | 0.0010763 | 0.0010763 | 0.0010763 | 0.0010763 | 0.0010763 | 0.0010763 | 0.0010763 | 0.0010763 | 0.0010763 | 0.0010763 | 0.0010763 | 0.0010763 | 0.0010763 | 0.0010763 | 0.0010763 | 0.0010763 | 0.0010763 | 0.0010763 | 0.0010763 | 0.0010763 | 0.0010763 | 0.0010763 | 0.0010763 | 0.0010763 | 0.0010763 | 0.0010763 | 0.0010763 | 0.0010763 | 0.0010763 | 0.0010763 | 0.0010763 | 0.0010763 | 0.0010763 | 0.0010763 | 0.0010763 | 0.0010763 | 0.0010763 | 0.0010763 | 0.0010763 | 0.0010763 | 0.0010763 | 0.0010763 | 0.0010763 | 0.0010763 | 0.0010763 | 0.0010763 | 0.0010763 | 0.0010763 | 0.0010763 | 0.0010763 | 0.0010763 | 0.0010763 | 0.0010763 | 0.0010763 | 0.0010763 | 0.0010763 | 0.0010763 | 0.0010763 | 0.0010763 | 0.0010763 | 0.0010763 | 0.0010763 | 0.0010763 | 0.0010763 | 0.0010763 | 0.0010763 | 0.0010763 | 0.0010763 | 0.0010763 | 0.0010763 | 0.0010763 | 0.0010763 | 0.0010763 | 0.0010763 | 0.0010763 | 0.0010763 | 0.0010763 | 0.0010763 | 0.0010763 | 0.0010763 | 0.0010763 | 0.0010763 | 0.0010763 | 0.0010763 | 0.0010763 | 0.0010763 | 0.0010763 | 0.0010763 | 0.0010763 | 0.0010763 | 0.0010763 | 0.0010763 | 0.0010763 | 0.0010763 | 0.0010763 | 0.0010763 | 0.0010763 | 0.0010763 | 0.0010763 | 0.0010763 | 0.0010763 | 0.0010763 | 0.0010763 | 0.0010763 | 0.0010763 | 0.0010763 | 0.0010763 | 0.0010763 | 0.0010763 | 0.0010763 | 0.0010763 | 0.0010763 | 0.0010763 | 0.0010763 | 0.0010763 | 0.0010763 | 0.0010763 | 0.0010763 | 0.0010763 | 0.0010763 | 0.0010763 | 0.0010763 | 0.0010763 | 0.0010763 | 0.0010763 | 0.0010763 | 0.0010763 | 0.0010763 | 0.0010763 | 0.0010763 | 0.0010763 | 0.0010763 | 0.0010763 | 0.0010763 | 0.0010763 | 0.0010763 | 0.0010763 | 0.0010763 | 0.0010763 | 0.0010763 | 0.0010763 | 0.0010763 | 0.0010763 | 0.0010763 | 0.0010763 | 0.0010763 | 0.0010763 | 0.0010763 | 0.0010763 | 0.0010763 | 0.0010763 | 0.0010763 | 0.0010763 | 0.0010763 | 0.0010763 | 0.0010763 | 0.0010763 | 0.0010763 | 0.0010763 | 0.0010763 | 0.0010763 | 0.0010763 | 0.0010763 | 0.0010763 | 0.0010763 | 0.0010763 | 0.0010763 | 0.0010763 | 0.0010763 | 0.0010763 | 0.0010763 | 0.0010763 | 0.0010763 | 0.0010763 | 0.0010763 | 0.0010763 | 0.0010763 | 0.0010763 | 0.0010763 | 0.0010763 | 0.0010763 | 0.0010763 | 0.0010763 | 0.0010763 | 0.0010763 | 0.0010763 | 0.0010763 | 0.0010763 | 0.0010763 | 0.0010763 | 0.0010763 | 0.0010763 | 0.0010763 | 0.0010763 | 0.0010763 | 0.0010763 | 0.0010763 | 0.0010763 | 0.0010763 | 0.0010763 | 0.0010763 | 0.0010763 | 0.0010763 | 0.0010763 | 0.0010763 | 0.0010763 | 0.0010763 | 0.0010763 | 0.0010763 | 0.0010763 | 0.0010763 | 0.0010763 | 0.0010763 | 0.0010763 | 0.0010763 | 0.0010763 | 0.0010763 | 0.0010763 | 0.0010763 | 0.0010763 | 0.0010763 | 0.0010763 | 0.0010763 | 0.0010763 | 0.0010763 | 0.0010763 | 0.0010763 | 0.0010763 | 0.0010763 | 0.0010763 | 0.0010763 | 0.0010763 | 0.0010763 | 0.0010763 | 0.0010763 | 0.0010763 | 0.0010763 | 0.0010763 | 0.0010763 | 0.0010763 | 0.0010763 | 0.0010763 | 0.0010763 | 0.0010763 | 0.0010763 | 0.0010763 | 0.0010763 | 0.0010763 | 0.0010763 | 0.0010763 | 0.0010763 | 0.0010763 | 0.0010763 | 0.0010763 | 0.0010763 | 0.0010763 | 0.0010763 | 0.0010763 | 0.0010763 | 0.0010763 | 0.0010763 | 0.0010763 | 0.0010763 | 0.0010763 | 0.0010763 | 0.0010763 | 0.0010763 | 0.0010763 | 0.0010763 | 0.0010763 | 0.0010763 | 0.0010763 | 0.0010763 | 0.0010763 | 0.0010763 | 0.0010763 | 0.0010763 | 0.0010763 | 0.0010763 | 0.0010763 | 0.0010763 | 0.0010763 | 0.0010763 | 0.0010763 | 0.0010763 | 0.0010763 | 0.0010763 | 0.0010763 | 0.0010763 | 0.0010763 | 0.0010763 | 0.0010763 | 0.0010763 | 0.0010763 | 0.0010763 | 0.0010763 | 0.0010763 | 0.0010763 | 0.0010763 | 0.0010763 | 0.0010763 | 0.0010763 | 0.0010763 | 0.0010763 | 0.0010763 | 0.0010763 | 0.0010763 | 0.0010763 | 0.0010763 | 0.0010763 | 0.0010763 | 0.0010763 | 0.0010763 | 0.0010763 | 0.0010763 | 0.0010763 | 0.0010763 | 0.0010763 | 0.0010763 | 0.0010763 | 0.0010763 | 0.0010763 | 0.0010763 | 0.0010763 | 0.0010763 | 0.0010763 | 0.0010763 | 0.0010763 | 0.0010763 | 0.0010763 | 0.0010763 | 0.0010763 | 0.0010763 | 0.0010763 | 0.0010763 | 0.0010763 | 0.0010763 | 0.0010763 | 0.0010763 | 0.0010763 | 0.0010763 | 0.0010763 | 0.0010763 | 0.0010763 | 0.0010763 | 0.0010763 | 0.0010763 | 0.0010763 | 0.0010763 | 0.0010763 | 0.0010763 | 0.0010763 | 0.0010763 | 0.0010763 | 0.0010763 | 0.0010763 | 0.0010763 | 0.0010763 | 0.0010763 | 0.0010763 | 0.0010763 | 0.0010763 | 0.0010763 | 0.0010763 | 0.0010763 | 0.0010763 | 0.0010763 | 0.0010763 | 0.0010763 | 0.0010763 | 0.0010763 | 0.0010763 | 0.0010763 | 0.0010763 | 0.0010763 | 0.0010763 | 0.0010763 | 0.0010763 | 0.0010763 | 0.0010763 | 0.0010763 | 0.0010763 | 0.0010763 | 0.0010763 | 0.0010763 | 0.0010763 | 0.0010763 | 0.0010763 | 0.0010763 | 0.0010763 | 0.0010763 | 0.0010763 | 0.0010763 | 0.0010763 | 0.0010763 | 0.0010763 | 0.0010763 | 0.0010763 | 0.0010763 | 0.0010763 | 0.0010763 | 0.0010763 | 0.0010763 | 0.0010763 | 0.0010763 | 0.0010763 | 0.0010763 | 0.0010763 | 0.0010763 | 0.0010763 | 0.0010763 | 0.0010763 | 0.0010763 | 0.0010763 | 0.0010763 | 0.0010763 | 0.0010763 | 0.0010763 | 0.0010763 | 0.0010763 | 0.0010763 | 0.0010763 | 0.0010763 | 0.0010763 | 0.0010763 | 0.0010763 | 0.0010763 | 0.0010763 | 0.0010763 | 0.0010763 | 0.0010763 | 0.0010763 | 0.0010763 | 0.0010763 | 0.0010763 | 0.0010763 | 0.0010763 | 0.0010763 | 0.0010763 | 0.0010763 | 0.0010763 | 0.0010763 | 0.0010763 | 0.0010763 | 0.0010763 | 0.0010763 | 0.0010763 | 0.0010763 | 0.0010763 | 0.0010763 | 0.0010763 | 0.0010763 | 0.0010763 | 0.0010763 | 0.0010763 | 0.0010763 | 0.0010763 | 0.0010763 | 0.0010763 | 0.0010763 | 0.0010763 | 0.0010763 | 0.0010763 | 0.0010763 | 0.0010763 | 0.0010763 | 0.0010763 | 0.0010763 | 0.0010763 | 0.0010763 | 0.0010763 | 0.0010763 | 0.0010763 | 0.0010763 | 0.0010763 | 0.0010763 | 0.0010763 | 0.0010763 | 0.0010763 | 0.0010763 | 0.0010763 | 0.0010763 | 0.0010763 | 0.0010763 | 0.0010763 | 0.0010763 | 0.0010763 | 0.0010763 | 0.0010763 | 0.0010763 | 0.0010763 | 0.0010763 | 0.0010763 | 0.0010763 | 0.0010763 | 0.0010763 | 0.0010763 | 0.0010763 | 0.0010763 | 0.0010763 | 0.0010763 | 0.0010763 | 0.0010763 | 0.0010763 | 0.0010763 | 0.0010763 | 0.0010763 | 0.0010763 | 0.0010763 | 0.0010763 | 0.0010763 | 0.0010763 | 0.0010763 | 0.0010763 | 0.0010763 | 0.0010763 | 0.0010763 | 0.0010763 | 0.0010763 | 0.0010763 | 0.0010763 | 0.0010763 | 0.0010763 | 0.0010763 | 0.0010763 | 0.0010763 | 0.0010763 | 0.0010763 | 0.0010763 | 0.0010763 | 0.0010763 | 0.0010763 | 0.0010763 | 0.0010763 | 0.0010763 | 0.0010763 | 0.0010763 | 0.0010763 | 0.0010763 | 0.0010763 | 0.0010763 | 0.0010763 | 0.0010763 | 0.0010763 | 0.0010763 | 0.0010763 | 0.0010763 | 0.0010763 | 0.0010763 | 0.0010763 | 0.0010763 | 0.0010763 | 0.0010763 | 0.0010763 | 0.0010763 | 0.0010763 | 0.0010763 | 0.0010763 | 0.0010763 | 0.0010763 | 0.0010763 | 0.0010763 | 0.0010763 | 0.0010763 | 0.0010763 | 0.0010763 | 0.0010763 | 0.0010763 | 0.0010763 | 0.0010763 | 0.0010763 | 0.0010763 | 0.0010763 | 0.0010763 | 0.0010763 | 0.0010763 | 0.0010763 | 0.0010763 | 0.0010763 | 0.0010763 | 0.0010763 | 0.0010763 | 0.0010763 | 0.0010763 | 0.0010763 | 0.0010763 | 0.0010763 | 0.0010763 | 0.0010763 | 0.0010763 | 0.0010763 | 0.0010763 | 0.0010763 | 0.0010763 | 0.0010763 | 0.0010763 | 0.0010763 | 0.0010763 | 0.0010763 | 0.0010763 | 0.0010763 | 0.0010763 | 0.0010763 | 0.0010763 | 0.0010763 | 0.0010763 | 0.0010763 | 0.0010763 | 0.0010763 | 0.0010763 | 0.0010763 | 0.0010763 | 0.0010763 | 0.0010763 | 0.0010763 | 0.0010763 | 0.0010763 | 0.0010763 | 0.0010763 | 0.0010763 | 0.0010763 | 0.0010763 | 0.0010763 | 0.0010763 | 0.0010763 | 0.0010763 | 0.0010763 | 0.0010763 | 0.0010763 | 0.0010763 | 0.0010763 | 0.0010763 | 0.0010763 | 0.0010763 | 0.0010763 | 0.0010763 | 0.0010763 | 0.0010763 | 0.0010763 | 0.0010763 | 0.0010763 | 0.0010763 | 0.0010763 | 0.0010763 | 0.0010763 | 0.0010763 | 0.0010763 | 0.0010763 | 0.0010763 | 0.0010763 | 0.0010763 | 0.0010763 | 0.0010763 | 0.0010763 | 0.0010763 | 0.0010763 | 0.0010763 | 0.0010763 | 0.0010763 | 0.0010763 | 0.0010763 | 0.0010763 | 0.0010763 | 0.0010763 | 0.0010763 | 0.0010763 | 0.0010763 | 0.0010763 | 0.0010763 | 0.0010763 | 0.0010763 | 0.0010763 | 0.0010763 | 0.0010763 | 0.0010763 | 0.0010763 | 0.0010763 | 0.0010763 | 0.0010763 | 0.0010763 | 0.0010763 | 0.0010763 | 0.0010763 | 0.0010763 | 0.0010763 | 0.0010763 | 0.0010763 | 0.0010763 | 0.0010763 | 0.0010763 | 0.0010763 | 0.0010763 | 0.0010763 | 0.0010763 | 0.0010763 | 0.0010763 | 0.0010763 | 0.0010763 | 0.0010763 | 0.0010763 | 0.0010763 | 0.0010763 | 0.0010763 | 0.0010763 | 0.0010763 | 0.0010763 | 0.0010763 | 0.0010763 | 0.0010763 | 0.0010763 | 0.0010763 | 0.0010763 | 0.0010763 | 0.0010763 | 0.0010763 | 0.0010763 | 0.0010763 | 0.0010763 | 0.0010763 | 0.0010763 | 0.0010763 | 0.0010763 | 0.0010763 | 0.0010763 | 0.0010763 | 0.0010763 | 0.0010763 | 0.0010763 | 0.0010763 | 0.0010763 | 0.0010763 | 0.0010763 | 0.0010763 | 0.0010763 | 0.0010763 | 0.0010763 | 0.0010763 | 0.0010763 | 0.0010763 | 0.0010763 | 0.0010763 | 0.0010763 | 0.0010763 | 0.0010763 | 0.0010763 | 0.0010763 | 0.0010763 | 0.0010763 | 0.0010763 | 0.0010763 | 0.0010763 | 0.0010763 | 0.0010763 | 0.0010763 | 0.0010763 | 0.0010763 | 0.0010763 | 0.0010763 | 0.0010763 | 0.0010763 | 0.0010763 | 0.0010763 | 0.0010763 | 0.0010763 | 0.0010763 | 0.0010763 | 0.0010763 | 0.0010763 | 0.0010763 | 0.0010763 | 0.0010763 | 0.0010763 | 0.0010763 | 0.0010763 | 0.0010763 | 0.0010763 | 0.0010763 | 0.0010763 | 0.0010763 | 0.0010763 | 0.0010763 | 0.0010763 | 0.0010763 | 0.0010763 | 0.0010763 | 0.0010763 | 0.0010763 | 0.0010763 | 0.0010763 | 0.0010763 | 0.0010763 | 0.0010763 | 0.0010763 | 0.0010763 | 0.0010763 | 0.0010763 | 0.0010763 | 0.0010763 | 0.0010763 | 0.0010763 | 0.0010763 | 0.0010763 | 0.0010763 | 0.0010763 | 0.0010763 | 0.0010763 | 0.0010763 | 0.0010763 | 0.0010763 | 0.0010763 | 0.0010763 | 0.0010763 | 0.0010763 | 0.0010763 | 0.0010763 | 0.0010763 | 0.0010763 | 0.0010763 | 0.0010763 | 0.0010763 | 0.0010763 | 0.0010763 | 0.0010763 | 0.0010763 | 0.0010763 | 0.0010763 | 0.0010763 | 0.0010763 | 0.0010763 | 0.0010763 | 0.0010763 | 0.0010763 | 0.0010763 | 0.0010763 | 0.0010763 | 0.0010763 | 0.0010763 | 0.0010763 | 0.0010763 | 0.0010763 | 0.0010763 | 0.0010763 | 0.0010763 | 0.0010763 | 0.0010763 | 0.0010763 | 0.0010763 | 0.0010763 | 0.0010763 | 0.0010763 | 0.0010763 | 0.0010763 | 0.0010763 | 0.0010763 | 0.0010763 | 0.0010763 | 0.0010763 | 0.0010763 | 0.0010763 | 0.0010763 | 0.0010763 | 0.0010763 | 0.0010763 | 0.0010763 | 0.0010763 | 0.0010763 | 0.0010763 | 0.0010763 | 0.0010763 | 0.0010763 | 0.0010763 | 0.0010763 | 0.0010763 | 0.0010763 | 0.0010763 | 0.0010763 | 0.0010763 | 0.0010763 | 0.0010763 | 0.0010763 | 0.0010763 | 0.0010763 | 0.0010763 | 0.0010763 | 0.0010763 | 0.0010763 | 0.0010763 | 0.0010763 | 0.0010763 | 0.0010763 | 0.0010763 | 0.0010763 | 0.0010763 | 0.0010763 | 0.0010763 | 0.0010763 | 0.0010763 | 0.0010763 | 0.0010763 | 0.0010763 | 0.0010763 | 0.0010763 | 0.0010763 | 0.0010763 | 0.0010763 | 0.0010763 | 0.0010763 | 0.0010763 | 0.0010763 | 0.0010763 | 0.0010763 | 0.0010763 | 0.0010763 | 0.0010763 | 0.0010763 | 0.0010763 | 0.0010763 | 0.0010763 | 0.0010763 | 0.0010763 | 0.0010763 | 0.0010763 | 0.0010763 | 0.0010763 | 0.0010763 | 0.0010763 | 0.0010763 | 0.0010763 | 0.0010763 | 0.0010763 | 0.0010763 | 0.0010763 | 0.0010763 | 0.0010763 | 0.0010763 | 0.0010763 | 0.0010763 | 0.0010763 | 0.0010763 | 0.0010763 | 0.0010763 | 0.0010763 | 0.0010763 | 0.0010763 | 0.0010763 | 0.0010763 | 0.0010763 | 0.0010763 | 0.0010763 | 0.0010763 | 0.0010763 | 0.0010763 | 0.0010763 | 0.0010763 | 0.0010763 | 0.0010763 | 0.0010763 | 0.0010763 | 0.0010763 | 0.0010763 | 0.0010763 | 0.0010763 | 0.0010763 | 0.0010763 | 0.0010763 | 0.0010763 | 0.0010763 | 0.0010763 | 0.0010763 | 0.0010763 | 0.0010763 | 0.0010763 | 0.0010763 | 0.0010763 | 0.0010763 | 0.0010763 | 0.0010763 | 0.0010763 | 0.0010763 | 0.0010763 | 0.0010763 | 0.0010763 | 0.0010763 | 0.0010763 | 0.0010763 | 0.0010763 | 0.0010763 | 0.0010763 | 0.0010763 | 0.0010763 | 0.0010763 | 0.0010763 | 0.0010763 | 0.0010763 | 0.0010763 | 0.0010763 | 0.0010763 | 0.0010763 | 0.0010763 | 0.0010763 | 0.0010763 | 0.0010763 | 0.0010763 | 0.0010763 | 0.0010763 | 0.0010763 | 0.0010763 | 0.0010763 | 0.0010763 | 0.0010763 | 0.0010763 | 0.0010763 | 0.0010763 | 0.0010763 | 0.0010763 | 0.0010763 | 0.0010763 | 0.0010763 | 0.0010763 | 0.0010763 | 0.0010763 | 0.0010763 | 0.0010763 | 0.0010763 | 0.0010763 | 0.0010763 | 0.0010763 | 0.0010763 | 0.0010763 | 0.0010763 | 0.0010763 | 0.0010763 | 0.0010763 | 0.0010763 | 0.0010763 | 0.0010763 | 0.0010763 | 0.0010763 | 0.0010763 | 0.0010763 | 0.0010763 | 0.0010763 | 0.0010763 | 0.0010763 | 0.0010763 | 0.0010763 | 0.0010763 | 0.0010763 | 0.0010763 | 0.0010763 | 0.0010763 | 0.0010763 | 0.0010763 | 0.0010763 | 0.0010763 | 0.0010763 | 0.0010763 | 0.0010763 | 0.0010763 | 0.0010763 | 0.0010763 | 0.0010763 | 0.0010763 | 0.0010763 | 0.0010763 | 0.0010763 | 0.0010763 | 0.0010763 | 0.0010763 | 0.0010763 | 0.0010763 | 0.0010763 | 0.0010763 | 0.0010763 | 0.0010763 | 0.0010763 | 0.0010763 | 0.0010763 | 0.0010763 | 0.0010763 | 0.0010763 | 0.0010763 | 0.0010763 | 0.0010763 | 0.0010763 | 0.0010763 | 0.0010763 | 0.0010763 | 0.0010763 | 0.0010763 | 0.0010763 | 0.0010763 | 0.0010763 | 0.0010763 | 0.0010763 | 0.0010763 | 0.0010763 | 0.0010763 | 0.0010763 | 0.0010763 | 0.0010763 | 0.0010763 | 0.0010763 | 0.0010763 | 0.0010763 | 0.0010763 | 0.0010763 | 0.0010763 | 0.0010763 | 0.0010763 | 0.0010763 | 0.0010763 | 0.0010763 | 0.0010763 | 0.0010763 | 0.0010763 | 0.0010763 | 0.0010763 | 0.0010763 | 0.0010763 | 0.0010763 | 0.0010763 | 0.0010763 | 0.0010763 | 0.0010763 | 0.0010763 | 0.0010763 | 0.0010763 | 0.0010763 | 0.0010763 | 0.0010763 | 0.0010763 | 0.0010763 | 0.0010763 | 0.0010763 | 0.0010763 | 0.0010763 | 0.0010763 | 0.0010763 | 0.0010763 | 0.0010763 | 0.0010763 | 0.0010763 | 0.0010763 | 0.0010763 | 0.0010763 | 0.0010763 | 0.0010763 | 0.0010763 | 0.0010763 | 0.0010763 | 0.0010763 | 0.0010763 | 0.0010763 | 0.0010763 | 0.0010763 | 0.0010763 | 0.0010763 | 0.0010763 | 0.0010763 | 0.0010763 | 0.0010763 | 0.0010763 | 0.0010763 | 0.0010763 | 0.0010763 | 0.0010763 | 0.0010763 | 0.0010763 | 0.0010763 | 0.0010763 | 0.0010763 | 0.0010763 | 0.0010763 | 0.0010763 | 0.0010763 | 0.0010763 | 0.0010763 | 0.0010763 | 0.0010763 | 0.0010763 | 0.0010763 | 0.0010763 | 0.0010763 | 0.0010763 | 0.0010763 | 0.0010763 | 0.0010763 | 0.0010763 | 0.0010763 | 0.0010763 | 0.0010763 | 0.0010763 | 0.0010763 | 0.0010763 | 0.0010763 | 0.0010763 | 0.0010763 | 0.0010763 | 0.0010763 | 0.0010763 | 0.0010763 | 0.0010763 | 0.0010763 | 0.0010763 | 0.0010763 | 0.0010763 | 0.0010763 | 0.0010763 | 0.0010763 | 0.0010763 | 0.0010763 | 0.0010763 | 0.0010763 | 0.0010763 | 0.0010763 | 0.0010763 | 0.0010763 | 0.0010763 | 0.0010763 | 0.0010763 | 0.0010763 | 0.0010763 | 0.0010763 | 0.0010763 | 0.0010763 | 0.0010763 | 0.0010763 | 0.0010763 | 0.0010763 | 0.0010763 | 0.0010763 | 0.0010763 | 0.0010763 | 0.0010763 | 0.0010763 | 0.0010763 | 0.0010763 | 0.0010763 | 0.0010763 | 0.0010763 | 0.0010763 | 0.0010763 | 0.0010763 | 0.0010763 | 0.0010763 | 0.0010763 | 0.0010763 | 0.0010763 | 0.0010763 | 0.0010763 | 0.0010763 | 0.0010763 | 0.0010763 | 0.0010763 | 0.0010763 | 0.0010763 | 0.0010763 | 0.0010763 | 0.0010763 | 0.0010763 | 0.0010763 | 0.0010763 | 0.0010763 | 0.0010763 | 0.0010763 | 0.0010763 | 0.0010763 | 0.0010763 | 0.0010763 | 0.0010763 | 0.0010763 | 0.0010763 | 0.0010763 | 0.0010763 | 0.0010763 | 0.0010763 | 0.0010763 | 0.0010763 | 0.0010763 | 0.0010763 | 0.0010763 | 0.0010763 | 0.0010763 | 0.0010763 | 0.0010763 | 0.0010763 | 0.0010763 | 0.0010763 | 0.0010763 | 0.0010763 | 0.0010763 | 0.0010763 | 0.0010763 | 0.0010763 | 0.0010763 | 0.0010763 | 0.0010763 | 0.0010763 | 0.0010763 | 0.0010763 | 0.0010763 | 0.0010763 | 0.0010763 | 0.0010763 | 0.0010763 | 0.0010763 | 0.0010763 | 0.0010763 | 0.0010763 | 0.0010763 | 0.0010763 | 0.0010763 | 0.0010763 | 0.0010763 | 0.0010763 | 0.0010763 | 0.0010763 | 0.0010763 | 0.0010763 | 0.0010763 | 0.0010763 | 0.0010763 | 0.0010763 | 0.0010763 | 0.0010763 | 0.0010763 | 0.0010763 | 0.0010763 | 0.0010763 | 0.0010763 | 0.0010763 | 0.0010763 | 0.0010763 | 0.0010763 | 0.0010763 | 0.0010763 | 0.0010763 | 0.0010763 | 0.0010763 | 0.0010763 | 0.0010763 | 0.0010763 | 0.0010763 | 0.0010763 | 0.0010763 | 0.0010763 | 0.0010763 | 0.0010763 | 0.0010763 | 0.0010763 | 0.0010763 | 0.0010763 | 0.0010763 | 0.0010763 | 0.0010763 | 0.0010763 | 0.0010763 | 0.0010763 | 0.0010763 | 0.0010763 | 0.0010763 | 0.0010763 | 0.0010763 | 0.0010763 | 0.0010763 | 0.0010763 | 0.0010763 | 0.0010763 | 0.0010763 | 0.0010763 | 0.0010763 | 0.0010763 | 0.0010763 | 0.0010763 | 0.0010763 | 0.0010763 | 0.0010763 | 0.0010763 | 0.0010763 | 0.0010763 | 0.0010763 | 0.0010763 | 0.0010763 | 0.0010763 | 0.0010763 | 0.0010763 | 0.0010763 | 0.0010763 | 0.0010763 | 0.0010763 | 0.0010763 | 0.0010763 | 0.0010763 | 0.0010763 | 0.0010763 | 0.0010763 | 0.0010763 | 0.0010763 | 0.0010763 | 0.0010763 | 0.0010763 | 0.0010763 | 0.0010763 | 0.0010763 | 0.0010763 | 0.0010763 | 0.0010763 | 0.0010763 | 0.0010763 | 0.0010763 | 0.0010763 | 0.0010763 | 0.0010763 | 0.0010763 | 0.0010763 | 0.0010763 | 0.0010763 | 0.0010763 | 0.0010763 | 0.0010763 | 0.0010763 | 0.0010763 | 0.0010763 | 0.0010763 | 0.0010763 | 0.0010763 | 0.0010763 | 0.0010763 | 0.0010763 | 0.0010763 | 0.0010763 | 0.0010763 | 0.0010763 | 0.0010763 | 0.0010763 | 0.0010763 | 0.0010763 | 0.0010763 | 0.0010763 | 0.0010763 | 0.0010763 | 0.0010763 | 0.0010763 | 0.0010763 | 0.0010763 | 0.0010763 | 0.0010763 | 0.0010763 | 0.0010763 | 0.0010763 | 0.0010763 | 0.0010763 | 0.0010763 | 0.0010763 | 0.0010763 | 0.0010763 | 0.0010763 | 0.0010763 | 0.0010763 | 0.0010763 | 0.0010763 | 0.0010763 | 0.0010763 | 0.0010763 | 0.0010763 | 0.0010763 | 0.0010763 | 0.0010763 | 0.0010763 | 0.0010763 | 0.0010763 | 0.0010763 | 0.0010763 | 0.0010763 | 0.0010763 | 0.0010763 | 0.0010763 | 0.0010763 | 0.0010763 | 0.0010763 | 0.0010763 | 0.0010763 | 0.0010763 | 0.0010763 | 0.0010763 | 0.0010763 | 0.0010763 | 0.0010763 | 0.0010763 | 0.0010763 | 0.0010763 | 0.0010763 | 0.0010763 | 0.0010763 | 0.0010763 | 0.0010763 | 0.0010763 | 0.0010763 | 0.0010763 | 0.0010763 | 0.0010763 | 0.0010763 | 0.0010763 | 0.0010763 | 0.0010763 | 0.0010763 | 0.0010763 | 0.0010763 | 0.0010763 | 0.0010763 | 0.0010763 | 0.0010763 | 0.0010763 | 0.0010763 | 0.0010763 | 0.0010763 | 0.0010763 | 0.0010763 | 0.0010763 | 0.0010763 | 0.0010763 | 0.0010763 | 0.0010763 | 0.0010763 | 0.0010763 | 0.0010763 | 0.0010763 | 0.0010763 | 0.0010763 | 0.0010763 | 0.0010763 | 0.0010763 | 0.0010763 | 0.0010763 | 0.0010763 | 0.0010763 | 0.0010763 | 0.0010763 | 0.0010763 | 0.0010763 | 0.0010763 | 0.0010763 | 0.0010763 | 0.0010763 | 0.0010763 | 0.0010763 | 0.0010763 | 0.0010763 | 0.0010763 | 0.0010763 | 0.0010763 | 0.0010763 | 0.0010763 | 0.0010763 | 0.0010763 | 0.0010763 | 0.0010763 | 0.0010763 | 0.0010763 | 0.0010763 | 0.0010763 | 0.0010763 | 0.0010763 | 0.0010763 | 0.0010763 | 0.0010763 | 0.0010763 | 0.0010763 | 0.0010763 | 0.0010763 | 0.0010763 | 0.0010763 | 0.0010763 | 0.0010763 | 0.0010763 | 0.0010763 | 0.0010763 | 0.0010763 | 0.0010763 | 0.0010763 | 0.0010763 | 0.0010763 | 0.0010763 | 0.0010763 | 0.0010763 | 0.0010763 | 0.0010763 | 0.0010763 | 0.0010763 | 0.0010763 | 0.0010763 | 0.0010763 | 0.0010763 | 0.0010763 | 0.0010763 | 0.0010763 | 0.0010763 | 0.0010763 | 0.0010763 | 0.0010763 | 0.0010763 | 0.0010763 | 0.0010763 | 0.0010763 | 0.0010763 | 0.0010763 | 0.0010763 | 0.0010763 | 0.0010763 | 0.0010763 | 0.0010763 | 0.0010763 | 0.0010763 | 0.0010763 | 0.0010763 | 0.0010763 | 0.0010763 | 0.0010763 | 0.0010763 | 0.0010763 | 0.0010763 | 0.0010763 | 0.0010763 | 0.0010763 | 0.0010763 | 0.0010763 | 0.0010763 | 0.0010763 | 0.0010763 | 0.0010763 | 0.0010763 | 0.0010763 | 0.0010763 | 0.0010763 | 0.0010763 | 0.0010763 | 0.0010763 | 0.0010763 | 0.0010763 | 0.0010763 | 0.0010763 | 0.0010763 | 0.0010763 | 0.0010763 | 0.0010763 | 0.0010763 | 0.0010763 | 0.0010763 | 0.0010763 | 0.0010763 | 0.0010763 | 0.0010763 | 0.0010763 | 0.0010763 | 0.0010763 | 0.0010763 | 0.0010763 | 0.0010763 | 0.0010763 | 0.0010763 | 0.0010763 | 0.0010763 | 0.0010763 | 0.0010763 | 0.0010763 | 0.0010763 | 0.0010763 | 0.0010763 | 0.0010763 | 0.0010763 | 0.0010763 | 0.0010763 | 0.0010763 | 0.0010763 | 0.0010763 | 0.0010763 | 0.0010763 | 0.0010763 | 0.0010763 | 0.0010763 | 0.0010763 | 0.0010763 | 0.0010763 | 0.0010763 | 0.0010763 | 0.0010763 | 0.0010763 | 0.0010763 | 0.0010763 | 0.0010763 | 0.0010763 | 0.0010763 | 0.0010763 | 0.0010763 | 0.0010763 | 0.0010763 | 0.0010763 | 0.0010763 | 0.0010763 | 0.0010763 | 0.0010763 | 0.0010763 | 0.0010763 | 0.0010763 | 0.0010763 | 0.0010763 | 0.0010763 | 0.0010763 | 0.0010763 | 0.0010763 | 0.0010763 | 0.0010763 | 0.0010763 | 0.0010763 | 0.0010763 | 0.0010763 | 0.0010763 | 0.0010763 | 0.0010763 | 0.0010763 | 0.0010763 | 0.0010763 | 0.0010763 | 0.0010763 | 0.0010763 | 0.0010763 | 0.0010763 | 0.0010763 | 0.0010763 | 0.0010763 | 0.0010763 | 0.0010763 | 0.0010763 | 0.0010763 | 0.0010763 | 0.0010763 | 0.0010763 | 0.0010763 | 0.0010763 | 0.0010763 | 0.0010763 | 0.0010763 | 0.0010763 | 0.0010763 | 0.0010763 | 0.0010763 | 0.0010763 | 0.0010763 | 0.0010763 | 0.0010763 | 0.0010763 | 0.0010763 | 0.0010763 | 0.0010763 | 0.0010763 | 0.0010763 | 0.0010763 | 0.0010763 | 0.0010763 | 0.0010763 | 0.0010763 | 0.0010763 | 0.0010763 | 0.0010763 | 0.0010763 | 0.0010763 | 0.0010763 | 0.0010763 | 0.0010763 | 0.0010763 | 0.0010763 | 0.0010763 | 0.0010763 | 0.0010763 | 0.0010763 | 0.0010763 | 0.0010763 | 0.0010763 | 0.0010763 | 0.0010763 | 0.0010763 | 0.0010763 | 0.0010763 | 0.0010763 | 0.0010763 | 0.0010763 | 0.0010763 | 0.0010763 | 0.0010763 | 0.0010763 | 0.0010763 | 0.0010763 | 0.0010763 | 0.0010763 | 0.0010763 | 0.0010763 | 0.0010763 | 0.0010763 | 0.0010763 | 0.0010763 | 0.0010763 | 0.0010763 | 0.0010763 | 0.0010763 | 0.0010763 | 0.0010763 | 0.0010763 | 0.0010763 | 0.0010763 | 0.0010763 | 0.0010763 | 0.0010763 | 0.0010763 | 0.0010763 | 0.0010763 | 0.0010763 | 0.0010763 | 0.0010763 | 0.0010763 | 0.0010763 | 0.0010763 | 0.0010763 | 0.0010763 | 0.0010763 | 0.0010763 | 0.0010763 | 0.0010763 | 0.0010763 | 0.0010763 | 0.0010763 | 0.0010763 | 0.0010763 | 0.0010763 | 0.0010763 | 0.0010763 | 0.0010763 | 0.0010763 | 0.0010763 | 0.0010763 | 0.0010763 | 0.0010763 | 0.0010763 | 0.0010763 | 0.0010763 | 0.0010763 | 0.0010763 | 0.0010763 | 0.0010763 | 0.0010763 | 0.0010763 | 0.0010763 | 0.0010763 | 0.0010763 | 0.0010763 | 0.0010763 | 0.0010763 | 0.0010763 | 0.0010763 | 0.0010763 | 0.0010763 | 0.0010763 | 0.0010763 | 0.0010763 | 0.0010763 | 0.0010763 | 0.0010763 | 0.0010763 | 0.0010763 | 0.0010763 | 0.0010763 | 0.0010763 | 0.0010763 | 0.0010763 | 0.0010763 | 0.0010763 | 0.0010763 | 0.0010763 | 0.0010763 | 0.0010763 | 0.0010763 | 0.0010763 | 0.0010763 | 0.0010763 | 0.0010763 | 0.0010763 | 0.0010763 | 0.0010763 | 0.0010763 | 0.0010763 | 0.0010763 | 0.0010763 | 0.0010763 | 0.0010763 | 0.0010763 | 0.0010763 | 0.0010763 | 0.0010763 | 0.0010763 | 0.0010763 | 0.0010763 | 0.0010763 | 0.0010763 | 0.0010763 | 0.0010763 | 0.0010763 | 0.0010763 | 0.0010763 | 0.0010763 | 0.0010763 | 0.0010763 | 0.0010763 | 0.0010763 | 0.0010763 | 0.0010763 | 0.0010763 | 0.0010763 | 0.0010763 | 0.0010763 | 0.0010763 | 0.0010763 | 0.0010763 | 0.0010763 | 0.0010763 | 0.0010763 | 0.0010763 | 0.0010763 | 0.0010763 | 0.0010763 | 0.0010763 | 0.0010763 | 0.0010763 | 0.0010763 | 0.0010763 | 0.0010763 | 0.0010763 | 0.0010763 | 0.0010763 | 0.0010763 | 0.0010763 | 0.0010763 | 0.0010763 | 0.0010763 | 0.0010763 | 0.0010763 | 0.0010763 | 0.0010763 | 0.0010763 | 0.0010763 | 0.0010763 | 0.0010763 | 0.0010763 | 0.0010763 | 0.0010763 | 0.0010763 | 0.0010763 | 0.0010763 | 0.0010763 | 0.0010763 | 0.0010763 | 0.0010763 | 0.0010763 | 0.0010763 | 0.0010763 | 0.0010763 | 0.0010763 | 0.0010763 | 0.0010763 | 0.0010763 | 0.0010763 | 0.0010763 | 0.0010763 | 0.0010763 | 0.0010763 | 0.0010763 | 0.0010763 | 0.0010763 | 0.0010763 | 0.0010763 | 0.0010763 | 0.0010763 | 0.0010763 | 0.0010763 | 0.0010763 | 0.0010763 | 0.0010763 | 0.0010763 | 0.0010763 | 0.0010763 | 0.0010763 | 0.0010763 | 0.0010763 | 0.0010763 | 0.0010763 | 0.0010763 | 0.0010763 | 0.0010763 | 0.0010763 | 0.0010763 | 0.0010763 | 0.0010763 | 0.0010763 | 0.0010763 | 0.0010763 | 0.0010763 | 0.0010763 | 0.0010763 | 0.0010763 | 0.0010763 | 0.0010763 | 0.0010763 | 0.0010763 | 0.0010763 | 0.0010763 | 0.0010763 | 0.0010763 | 0.0010763 | 0.0010763 | 0.0010763 | 0.0010763 | 0.0010763 | 0.0010763 | 0.0010763 | 0.0010763 | 0.0010763 | 0.0010763 | 0.0010763 | 0.0010763 | 0.0010763 | 0.0010763 | 0.0010763 | 0.0010763 | 0.0010763 | 0.0010763 | 0.0010763 | 0.0010763 | 0.0010763 | 0.0010763 | 0.0010763 | 0.0010763 | 0.0010763 | 0.0010763 | 0.0010763 | 0.0010763 | 0.0010763 | 0.0010763 | 0.0010763 | 0.0010763 | 0.0010763 | 0.0010763 | 0.0010763 | 0.0010763 | 0.0010763 | 0.0010763 | 0.0010763 | 0.0010763 | 0.0010763 | 0.0010763 | 0.0010763 | 0.0010763 | 0.0010763 | 0.0010763 | 0.0010763 | 0.0010763 | 0.0010763 | 0.0010763 | 0.0010763 | 0.0010763 | 0.0010763 | 0.0010763 | 0.0010763 | 0.0010763 | 0.0010763 | 0.0010763 | 0.0010763 | 0.0010763 | 0.0010763 | 0.0010763 | 0.0010763 | 0.0010763 | 0.0010763 | 0.0010763 | 0.0010763 | 0.0010763 | 0.0010763 | 0.0010763 | 0.0010763 | 0.0010763 | 0.0010763 | 0.0010763 | 0.0010763 | 0.0010763 | 0.0010763 | 0.0010763 | 0.0010763 | 0.0010763 | 0.0010763 | 0.0010763 | 0.0010763 | 0.0010763 | 0.0010763 | 0.0010763 | 0.0010763 | 0.0010763 | 0.0010763 | 0.0010763 | 0.0010763 | 0.0010763 | 0.0010763 | 0.0010763 | 0.0010763 | 0.0010763 | 0.0010763 | 0.0010763 | 0.0010763 | 0.0010763 | 0.0010763 | 0.0010763 | 0.0010763 | 0.0010763 | 0.0010763 | 0.0010763 | 0.0010763 | 0.0010763 | 0.0010763 | 0.0010763 | 0.0010763 | 0.0010763 | 0.0010763 | 0.0010763 | 0.0010763 | 0.0010763 | 0.0010763 | 0.0010763 | 0.0010763 | 0.0010763 | 0.0010763 | 0.0010763 | 0.0010763 | 0.0010763 | 0.0010763 | 0.0010763 | 0.0010763 | 0.0010763 | 0.0010763 | 0.0010763 | 0.0010763 | 0.0010763 | 0.0010763 | 0.0010763 | 0.0010763 | 0.0010763 | 0.0010763 | 0.0010763 | 0.0010763 | 0.0010763 | 0.0010763 | 0.0010763 | 0.0010763 | 0.0010763 | 0.0010763 | 0.0010763 | 0.0010763 | 0.0010763 | 0.0010763 | 0.0010763 | 0.0010763 | 0.0010763 | 0.0010763 | 0.0010763 | 0.0010763 | 0.0010763 | 0.0010763 | 0.0010763 | 0.0010763 | 0.0010763 | 0.0010763 | 0.0010763 | 0.0010763 | 0.0010763 | 0.0010763 | 0.0010763 | 0.0010763 | 0.0010763 | 0.0010763 | 0.0010763 | 0.0010763 | 0.0010763 | 0.0010763 | 0.0010763 | 0.0010763 | 0.0010763 | 0.0010763 | 0.0010763 | 0.0010763 | 0.0010763 | 0.0010763 | 0.0010763 | 0.0010763 | 0.0010763 | 0.0010763 | 0.0010763 | 0.0010763 | 0.0010763 | 0.0010763 | 0.0010763 | 0.0010763 | 0.0010763 | 0.0010763 | 0.0010763 | 0.0010763 | 0.0010763 | 0.0010763 | 0.0010763 | 0.0010763 | 0.0010763 | 0.0010763 | 0.0010763 | 0.0010763 | 0.0010763 | 0.0010763 | 0.0010763 | 0.0010763 | 0.0010763 | 0.0010763 | 0.0010763 | 0.0010763 | 0.0010763 | 0.0010763 | 0.0010763 | 0.0010763 | 0.0010763 | 0.0010763 | 0.0010763 | 0.0010763 | 0.0010763 | 0.0010763 | 0.0010763 | 0.0010763 | 0.0010763 | 0.0010763 | 0.0010763 | 0.0010763 | 0.0010763 | 0.0010763 | 0.0010763 | 0.0010763 | 0.0010763 | 0.0010763 | 0.0010763 | 0.0010763 | 0.0010763 | 0.0010763 | 0.0010763 | 0.0010763 | 0.0010763 | 0.0010763 | 0.0010763 | 0.0010763 | 0.0010763 | 0.0010763 | 0.0010763 | 0.0010763 | 0.0010763 | 0.0010763 | 0.0010763 | 0.0010763 | 0.0010763 | 0.0010763 | 0.0010763 | 0.0010763 | 0.0010763 | 0.0010763 | 0.0010763 | 0.0010763 | 0.0010763 | 0.0010763 | 0.0010763 | 0.0010763 | 0.0010763 | 0.0010763 | 0.0010763 | 0.0010763 | 0.0010763 | 0.0010763 | 0.0010763 | 0.0010763 | 0.0010763 | 0.0010763 | 0.0010763 | 0.0010763 | 0.0010763 | 0.0010763 | 0.0010763 | 0.0010763 | 0.0010763 | 0.0010763 | 0.0010763 | 0.0010763 | 0.0010763 | 0.0010763 | 0.0010763 | 0.0010763 | 0.0010763 | 0.0010763 | 0.0010763 | 0.0010763 | 0.0010763 | 0.0010763 | 0.0010763 | 0.0010763 | 0.0010763 | 0.0010763 | 0.0010763 | 0.0010763 | 0.0010763 | 0.0010763 | 0.0010763 | 0.0010763 | 0.0010763 | 0.0010763 | 0.0010763 | 0.0010763 | 0.0010763 | 0.0010763 | 0.0010763 | 0.0010763 | 0.0010763 | 0.0010763 | 0.0010763 | 0.0010763 | 0.0010763 | 0.0010763 | 0.0010763 | 0.0010763 | 0.0010763 | 0.0010763 | 0.0010763 | 0.0010763 | 0.0010763 | 0.0010763 | 0.0010763 | 0.0010763 | 0.0010763 | 0.0010763 | 0.0010763 | 0.0010763 | 0.0010763 | 0.0010763 | 0.0010763 | 0.0010763 | 0.0010763 | 0.0010763 | 0.0010763 | 0.0010763 | 0.0010763 | 0.0010763 | 0.0010763 | 0.0010763 | 0.0010763 | 0.0010763 | 0.0010763 | 0.0010763 | 0.0010763 | 0.0010763 | 0.0010763 | 0.0010763 | 0.0010763 | 0.0010763 | 0.0010763 | 0.0010763 | 0.0010763 | 0.0010763 | 0.0010763 | 0.0010763 | 0.0010763 | 0.0010763 | 0.0010763 | 0.0010763 | 0.0010763 | 0.0010763 | 0.0010763 | 0.0010763 | 0.0010763 | 0.0010763 | 0.0010763 | 0.0010763 | 0.0010763 | 0.0010763 | 0.0010763 | 0.0010763 | 0.0010763 | 0.0010763 | 0.0010763 | 0.0010763 | 0.0010763 | 0.0010763 | 0.0010763 | 0.0010763 | 0.0010763 | 0.0010763 | 0.0010763 | 0.0010763 | 0.0010763 | 0.0010763 | 0.0010763 | 0.0010763 | 0.0010763 | 0.0010763 | 0.0010763 | 0.0010763 | 0.0010763 | 0.0010763 | 0.0010763 | 0.0010763 | 0.0010763 | 0.0010763 | 0.0010763 | 0.0010763 | 0.0010763 | 0.0010763 | 0.0010763 | 0.0010763 | 0.0010763 | 0.0010763 | 0.0010763 | 0.0010763 | 0.0010763 | 0.0010763 | 0.0010763 | 0.0010763 | 0.0010763 | 0.0010763 | 0.0010763 | 0.0010763 | 0.0010763 | 0.0010763 | 0.0010763 | 0.0010763 | 0.0010763 | 0.0010763 | 0.0010763 | 0.0010763 | 0.0010763 | 0.0010763 | 0.0010763 | 0.0010763 | 0.0010763 | 0.0010763 | 0.0010763 | 0.0010763 | 0.0010763 | 0.0010763 | 0.0010763 | 0.0010763 | 0.0010763 | 0.0010763 | 0.0010763 | 0.0010763 | 0.0010763 | 0.0010763 | 0.0010763 | 0.0010763 | 0.0010763 | 0.0010763 | 0.0010763 | 0.0010763 | 0.0010763 | 0.0010763 | 0.0010763 | 0.0010763 | 0.0010763 | 0.0010763 | 0.0010763 | 0.0010763 | 0.0010763 | 0.0010763 | 0.0010763 | 0.0010763 | 0.0010763 | 0.0010763 | 0.0010763 | 0.0010763 | 0.0010763 | 0.0010763 | 0.0010763 | 0.0010763 | 0.0010763 | 0.0010763 | 0.0010763 | 0.0010763 | 0.0010763 | 0.0010763 | 0.0010763 | 0.0010763 | 0.0010763 | 0.0010763 | 0.0010763 | 0.0010763 | 0.0010763 | 0.0010763 | 0.0010763 | 0.0010763 | 0.0010763 | 0.0010763 | 0.0010763 | 0.0010763 | 0.0010763 | 0.0010763 | 0.0010763 | 0.0010763 | 0.0010763 | 0.0010763 | 0.0010763 | 0.0010763 | 0.0010763 | 0.0010763 | 0.0010763 | 0.0010763 | 0.0010763 | 0.0010763 | 0.0010763 | 0.0010763 | 0.0010763 | 0.0010763 | 0.0010763 | 0.0010763 | 0.0010763 | 0.0010763 | 0.0010763 | 0.0010763 | 0.0010763 | 0.0010763 | 0.0010763 | 0.0010763 | 0.0010763 | 0.0010763 | 0.0010763 | 0.0010763 | 0.0010763 | 0.0010763 | 0.0010763 | 0.0010763 | 0.0010763 | 0.0010763 | 0.0010763 | 0.0010763 | 0.0010763 | 0.0010763 | 0.0010763 | 0.0010763 | 0.0010763 | 0.0010763 | 0.0010763 | 0.0010763 | 0.0010763 | 0.0010763 | 0.0010763 | 0.0010763 | 0.0010763 | 0.0010763 | 0.0010763 | 0.0010763 | 0.0010763 | 0.0010763 | 0.0010763 | 0.0010763 | 0.0010763 | 0.0010763 | 0.0010763 | 0.0010763 | 0.0010763 | 0.0010763 | 0.0010763 | 0.0010763 | 0.0010763 | 0.0010763 | 0.0010763 | 0.0010763 | 0.0010763 | 0.0010763 | 0.0010763 | 0.0010763 | 0.0010763 | 0.0010763 | 0.0010763 | 0.0010763 | 0.0010763 | 0.0010763 | 0.0010763 | 0.0010763 | 0.0010763 | 0.0010763 | 0.0010763 | 0.0010763 | 0.0010763 | 0.0010763 | 0.0010763 | 0.0010763 | 0.0010763 | 0.0010763 | 0.0010763 | 0.0010763 | 0.0010763 | 0.0010763 | 0.0010763 | 0.0010763 | 0.0010763 | 0.0010763 | 0.0010763 | 0.0010763 | 0.0010763 | 0.0010763 | 0.0010763 | 0.0010763 | 0.0010763 | 0.0010763 | 0.0010763 | 0.0010763 | 0.0010763 | 0.0010763 | 0.0010763 | 0.0010763 | 0.0010763 | 0.0010763 | 0.0010763 | 0.0010763 | 0.0010763 | 0.0010763 | 0.0010763 | 0.0010763 | 0.0010763 | 0.0010763 | 0.0010763 | 0.0010763 | 0.0010763 | 0.0010763 | 0.0010763 | 0.0010763 | 0.0010763 | 0.0010763 | 0.0010763 | 0.0010763 | 0.0010763 | 0.0010763 | 0.0010763 | 0.0010763 | 0.0010763 | 0.0010763 | 0.0010763 | 0.0010763 | 0.0010763 | 0.0010763 | 0.0010763 | 0.0010763 | 0.0010763 | 0.0010763 | 0.0010763 | 0.0010763 | 0.0010763 | 0.0010763 | 0.0010763 | 0.0010763 | 0.0010763 | 0.0010763 | 0.0010763 | 0.0010763 | 0.0010763 | 0.0010763 | 0.0010763 | 0.0010763 | 0.0010763 | 0.0010763 | 0.0010763 | 0.0010763 | 0.0010763 | 0.0010763 | 0.0010763 | 0.0010763 | 0.0010763 | 0.0010763 | 0.0010763 | 0.0010763 | 0.0010763 | 0.0010763 | 0.0010763 | 0.0010763 | 0.0010763 | 0.0010763 | 0.0010763 | 0.0010763 | 0.0010763 | 0.0010763 | 0.0010763 | 0.0010763 | 0.0010763 | 0.0010763 | 0.0010763 | 0.0010763 | 0.0010763 | 0.0010763 | 0.0010763 | 0.0010763 | 0.0010763 | 0.0010763 | 0.0010763 | 0.0010763 | 0.0010763 | 0.0010763 | 0.0010763 | 0.0010763 | 0.0010763 | 0.0010763 | 0.0010763 | 0.0010763 | 0.0010763 | 0.0010763 | 0.0010763 | 0.0010763 | 0.0010763 | 0.0010763 | 0.0010763 | 0.0010763 | 0.0010763 | 0.0010763 | 0.0010763 | 0.0010763 | 0.0010763 | 0.0010763 | 0.0010763 | 0.0010763 | 0.0010763 | 0.0010763 | 0.0010763 | 0.0010763 | 0.0010763 | 0.0010763 | 0.0010763 | 0.0010763 | 0.0010763 | 0.0010763 | 0.0010763 | 0.0010763 | 0.0010763 | 0.0010763 | 0.0010763 | 0.0010763 | 0.0010763 | 0.0010763 | 0.0010763 | 0.0010763 | 0.0010763 | 0.0010763 | 0.0010763 | 0.0010763 | 0.0010763 | 0.0010763 | 0.0010763 | 0.0010763 | 0.0010763 | 0.0010763 | 0.0010763 | 0.0010763 | 0.0010763 | 0.0010763 | 0.0010763 | 0.0010763 | 0.0010763 | 0.0010763 | 0.0010763 | 0.0010763 | 0.0010763 | 0.0010763 | 0.0010763 | 0.0010763 | 0.0010763 | 0.0010763 | 0.0010763 | 0.0010763 | 0.0010763 | 0.0010763 | 0.0010763 | 0.0010763 | 0.0010763 | 0.0010763 | 0.0010763 | 0.0010763 | 0.0010763 | 0.0010763 | 0.0010763 | 0.0010763 | 0.0010763 | 0.0010763 | 0.0010763 | 0.0010763 | 0.0010763 | 0.0010763 | 0.0010763 | 0.0010763 | 0.0010763 | 0.0010763 | 0.0010763 | 0.0010763 | 0.0010763 | 0.0010763 | 0.0010763 | 0.0010763 | 0.0010763 | 0.0010763 | 0.0010763 | 0.0010763 | 0.0010763 | 0.0010763 | 0.0010763 | 0.0010763 | 0.0010763 | 0.0010763 | 0.0010763 | 0.0010763 | 0.0010763 | 0.0010763 | 0.0010763 | 0.0010763 | 0.0010763 | 0.0010763 | 0.0010763 | 0.0010763 | 0.0010763 | 0.0010763 | 0.0010763 | 0.0010763 | 0.0010763 | 0.0010763 | 0.0010763 | 0.0010763 | 0.0010763 | 0.0010763 | 0.0010763 | 0.0010763 | 0.0010763 | 0.0010763 | 0.0010763 | 0.0010763 | 0.0010763 | 0.0010763 | 0.0010763 | 0.0010763 | 0.0010763 | 0.0010763 | 0.0010763 | 0.0010763 | 0.0010763 | 0.0010763 | 0.0010763 | 0.0010763 | 0.0010763 | 0.0010763 | 0.0010763 | 0.0010763 | 0.0010763 | 0.0010763 | 0.0010763 | 0.0010763 | 0.0010763 | 0.0010763 | 0.0010763 | 0.0010763 | 0.0010763 | 0.0010763 | 0.0010763 | 0.0010763 | 0.0010763 | 0.0010763 | 0.0010763 | 0.0010763 | 0.0010763 | 0.0010763 | 0.0010763 | 0.0010763 | 0.0010763 | 0.0010763 | 0.0010763 | 0.0010763 | 0.0010763 | 0.0010763 | 0.0010763 | 0.0010763 | 0.0010763 | 0.0010763 | 0.0010763 | 0.0010763 | 0.0010763 | 0.0010763 | 0.0010763 | 0.0010763 | 0.0010763 | 0.0010763 | 0.0010763 | 0.0010763 | 0.0010763 | 0.0010763 | 0.0010763 | 0.0010763 | 0.0010763 | 0.0010763 | 0.0010763 | 0.0010763 | 0.0010763 | 0.0010763 | 0.0010763 | 0.0010763 | 0.0010763 | 0.0010763 | 0.0010763 | 0.0010763 | 0.0010763 | 0.0010763 | 0.0010763 | 0.0010763 | 0.0010763 | 0.0010763 | 0.0010763 | 0.0010763 | 0.0010763 | 0.0010763 | 0.0010763 | 0.0010763 | 0.0010763 | 0.0010763 | 0.0010763 | 0.0010763 | 0.0010763 | 0.0010763 | 0.0010763 | 0.0010763 | 0.0010763 | 0.0010763 | 0.0010763 | 0.0010763 | 0.0010763 | 0.0010763 | 0.0010763 | 0.0010763 | 0.0010763 | 0.0010763 | 0.0010763 | 0.0010763 | 0.0010763 | 0.0010763 | 0.0010763 | 0.0010763 | 0.0010763 | 0.0010763 | 0.0010763 | 0.0010763 | 0.0010763 | 0.0010763 | 0.0010763 | 0.0010763 | 0.0010763 | 0.0010763 | 0.0010763 | 0.0010763 | 0.0010763 | 0.0010763 | 0.0010763 | 0.0010763 | 0.0010763 | 0.0010763 | 0.0010763 | 0.0010763 | 0.0010763 | 0.0010763 | 0.0010763 | 0.0010763 | 0.0010763 | 0.0010763 | 0.0010763 | 0.0010763 | 0.0010763 | 0.0010763 | 0.0010763 | 0.0010763 | 0.0010763 | 0.0010763 | 0.0010763 | 0.0010763 | 0.0010763 | 0.0010763 | 0.0010763 | 0.0010763 | 0.0010763 | 0.0010763 | 0.0010763 | 0.0010763 | 0.0010763 | 0.0010763 | 0.0010763 | 0.0010763 | 0.0010763 | 0.0010763 | 0.0010763 | 0.0010763 | 0.0010763 | 0.0010763 | 0.0010763 | 0.0010763 | 0.0010763 | 0.0010763 | 0.0010763 | 0.0010763 | 0.0010763 | 0.0010763 | 0.0010763 | 0.0010763 | 0.0010763 | 0.0010763 | 0.0010763 | 0.0010763 | 0.0010763 | 0.0010763 | 0.0010763 | 0.0010763 | 0.0010763 | 0.0010763 | 0.0010763 | 0.0010763 | 0.0010763 | 0.0010763 | 0.0010763 | 0.0010763 | 0.0010763 | 0.0010763 | 0.0010763 | 0.0010763 | 0.0010763 | 0.0010763 | 0.0010763 | 0.0010763 | 0.0010763 | 0.0010763 | 0.0010763 | 0.0010763 | 0.0010763 | 0.0010763 | 0.0010763 | 0.0010763 | 0.0010763 | 0.0010763 | 0.0010763 | 0.0010763 | 0.0010763 | 0.0010763 | 0.0010763 | 0.0010763 | 0.0010763 | 0.0010763 | 0.0010763 | 0.0010763 | 0.0010763 | 0.0010763 | 0.0010763 | 0.0010763 | 0.0010763 | 0.0010763 | 0.0010763 | 0.0010763 | 0.0010763 | 0.0010763 | 0.0010763 | 0.0010763 | 0.0010763 | 0.0010763 | 0.0010763 | 0.0010763 | 0.0010763 | 0.0010763 | 0.0010763 | 0.0010763 | 0.0010763 | 0.0010763 | 0.0010763 | 0.0010763 | 0.0010763 | 0.0010763 | 0.0010763 | 0.0010763 | 0.0010763 | 0.0010763 | 0.0010763 | 0.0010763 | 0.0010763 | 0.0010763 | 0.0010763 | 0.0010763 | 0.0010763 | 0.0010763 | 0.0010763 | 0.0010763 | 0.0010763 | 0.0010763 | 0.0010763 | 0.0010763 | 0.0010763 | 0.0010763 | 0.0010763 | 0.0010763 | 0.0010763 | 0.0010763 | 0.0010763 | 0.0010763 | 0.0010763 | 0.0010763 | 0.0010763 | 0.0010763 | 0.0010763 | 0.0010763 | 0.0010763 | 0.0010763 | 0.0010763 | 0.0010763 | 0.0010763 | 0.0010763 | 0.0010763 | 0.0010763 | 0.0010763 | 0.0010763 | 0.0010763 | 0.0010763 | 0.0010763 | 0.0010763 | 0.0010763 | 0.0010763 | 0.0010763 | 0.0010763 | 0.0010763 | 0.0010763 | 0.0010763 | 0.0010763 | 0.0010763 | 0.0010763 | 0.0010763 | 0.0010763 | 0.0010763 | 0.0010763 | 0.0010763 | 0.0010763 | 0.0010763 | 0.0010763 | 0.0010763 | 0.0010763 | 0.0010763 | 0.0010763 | 0.0010763 | 0.0010763 | 0.0010763 | 0.0010763 | 0.0010763 | 0.0010763 | 0.0010763 | 0.0010763 | 0.0010763 | 0.0010763 | 0.0010763 | 0.0010763 | 0.0010763 | 0.0010763 | 0.0010763 | 0.0010763 | 0.0010763 | 0.0010763 | 0.0010763 | 0.0010763 | 0.0010763 | 0.0010763 | 0.0010763 | 0.0010763 | 0.0010763 | 0.0010763 | 0.0010763 | 0.0010763 | 0.0010763 | 0.0010763 | 0.0010763 | 0.0010763 | 0.0010763 | 0.0010763 | 0.0010763 | 0.0010763 | 0.0010763 | 0.0010763 | 0.0010763 | 0.0010763 | 0.0010763 | 0.0010763 | 0.0010763 | 0.0010763 | 0.0010763 | 0.0010763 | 0.0010763 | 0.0010763 | 0.0010763 | 0.0010763 | 0.0010763 | 0.0010763 | 0.0010763 | 0.0010763 | 0.0010763 | 0.0010763 | 0.0010763 | 0.0010763 | 0.0010763 | 0.0010763 | 0.0010763 | 0.0010763 | 0.0010763 | 0.0010763 | 0.0010763 | 0.0010763 | 0.0010763 | 0.0010763 | 0.0010763 | 0.0010763 | 0.0010763 | 0.0010763 | 0.0010763 | 0.0010763 | 0.0010763 | 0.0010763 | 0.0010763 | 0.0010763 | 0.0010763 | 0.0010763 | 0.0010763 | 0.0010763 | 0.0010763 | 0.0010763 | 0.0010763 | 0.0010763 | 0.0010763 | 0.0010763 | 0.0010763 | 0.0010763 | 0.0010763 | 0.0010763 | 0.0010763 | 0.0010763 | 0.0010763 | 0.0010763 | 0.0010763 | 0.0010763 | 0.0010763 | 0.0010763 | 0.0010763 | 0.0010763 | 0.0010763 | 0.0010763 | 0.0010763 | 0.0010763 | 0.0010763 | 0.0010763 | 0.0010763 | 0.0010763 | 0.0010763 | 0.0010763 | 0.0010763 | 0.0010763 | 0.0010763 | 0.0010763 | 0.0010763 | 0.0010763 | 0.0010763 | 0.0010763 | 0.0010763 | 0.0010763 | 0.0010763 | 0.0010763 | 0.0010763 | 0.0010763 | 0.0010763 | 0.0010763 | 0.0010763 | 0.0010763 | 0.0010763 | 0.0010763 | 0.0010763 | 0.0010763 | 0.0010763 | 0.0010763 | 0.0010763 | 0.0010763 | 0.0010763 | 0.0010763 | 0.0010763 | 0.0010763 | 0.0010763 | 0.0010763 | 0.0010763 | 0.0010763 | 0.0010763 | 0.0010763 | 0.0010763 | 0.0010763 | 0.0010763 | 0.0010763 | 0.0010763 | 0.0010763 | 0.0010763 | 0.0010763 | 0.0010763 | 0.0010763 | 0.0010763 | 0.0010763 | 0.0010763 | 0.0010763 | 0.0010763 | 0.0010763 | 0.0010763 | 0.0010763 | 0.0010763 | 0.0010763 | 0.0010763 | 0.0010763 | 0.0010763 | 0.0010763 | 0.0010763 | 0.0010763 | 0.0010763 | 0.0010763 | 0.0010763 | 0.0010763 | 0.0010763 | 0.0010763 | 0.0010763 | 0.0010763 | 0.0010763 | 0.0010763 | 0.0010763 | 0.0010763 | 0.0010763 | 0.0010763 | 0.0010763 | 0.0010763 | 0.0010763 | 0.0010763 | 0.0010763 | 0.0010763 | 0.0010763 | 0.0010763 | 0.0010763 | 0.0010763 | 0.0010763 | 0.0010763 | 0.0010763 | 0.0010763 | 0.0010763 | 0.0010763 | 0.0010763 | 0.0010763 | 0.0010763 | 0.0010763 | 0.0010763 | 0.0010763 | 0.0010763 | 0.0010763 | 0.0010763 | 0.0010763 | 0.0010763 | 0.0010763 | 0.0010763 | 0.0010763 | 0.0010763 | 0.0010763 | 0.0010763 | 0.0010763 | 0.0010763 | 0.0010763 | 0.0010763 | 0.0010763 | 0.0010763 | 0.0010763 | 0.0010763 | 0.0010763 | 0.0010763 | 0.0010763 | 0.0010763 | 0.0010763 | 0.0010763 | 0.0010763 | 0.0010763 | 0.0010763 | 0.0010763 | 0.0010763 | 0.0010763 | 0.0010763 | 0.0010763 | 0.0010763 | 0.0010763 | 0.0010763 | 0.0010763 | 0.0010763 | 0.0010763 | 0.0010763 | 0.0010763 | 0.0010763 | 0.0010763 | 0.0010763 | 0.0010763 | 0.0010763 | 0.0010763 | 0.0010763 | 0.0010763 | 0.0010763 | 0.0010763 | 0.0010763 | 0.0010763 | 0.0010763 | 0.0010763 | 0.0010763 | 0.0010763 | 0.0010763 | 0.0010763 | 0.0010763 | 0.0010763 | 0.0010763 | 0.0010763 | 0.0010763 | 0.0010763 | 0.0010763 | 0.0010763 | 0.0010763 | 0.0010763 | 0.0010763 | 0.0010763 | 0.0010763 | 0.0010763 | 0.0010763 | 0.0010763 | 0.0010763 | 0.0010763 | 0.0010763 | 0.0010763 | 0.0010763 | 0.0010763 | 0.0010763 | 0.0010763 | 0.0010763 | 0.0010763 | 0.0010763 | 0.0010763 | 0.0010763 | 0.0010763 | 0.0010763 | 0.0010763 | 0.0010763 | 0.0010763 | 0.0010763 | 0.0010763 | 0.0010763 | 0.0010763 | 0.0010763 | 0.0010763 | 0.0010763 | 0.0010763 | 0.0010763 | 0.0010763 | 0.0010763 | 0.0010763 | 0.0010763 | 0.0010763 | 0.0010763 | 0.0010763 | 0.0010763 | 0.0010763 | 0.0010763 | 0.0010763 | 0.0010763 | 0.0010763 | 0.0010763 | 0.0010763 | 0.0010763 | 0.0010763 | 0.0010763 | 0.0010763 | 0.0010763 | 0.0010763 | 0.0010763 | 0.0010763 | 0.0010763 | 0.0010763 | 0.0010763 | 0.0010763 | 0.0010763 | 0.0010763 | 0.0010763 | 0.0010763 | 0.0010763 | 0.0010763 | 0.0010763 | 0.0010763 | 0.0010763 | 0.0010763 | 0.0010763 | 0.0010763 | 0.0010763 | 0.0010763 | 0.0010763 | 0.0010763 | 0.0010763 | 0.0010763 | 0.0010763 | 0.0010763 | 0.0010763 | 0.0010763 | 0.0010763 | 0.0010763 | 0.0010763 | 0.0010763 | 0.0010763 | 0.0010763 | 0.0010763 | 0.0010763 | 0.0010763 | 0.0010763 | 0.0010763 | 0.0010763 | 0.0010763 | 0.0010763 | 0.0010763 | 0.0010763 | 0.0010763 | 0.0010763 | 0.0010763 | 0.0010763 | 0.0010763 | 0.0010763 | 0.0010763 | 0.0010763 | 0.0010763 | 0.0010763 | 0.0010763 | 0.0010763 | 0.0010763 | 0.0010763 | 0.0010763 | 0.0010763 | 0.0010763 | 0.0010763 | 0.0010763 | 0.0010763 | 0.0010763 | 0.0010763 | 0.0010763 | 0.0010763 | 0.0010763 | 0.0010763 | 0.0010763 | 0.0010763 | 0.0010763 | 0.0010763 | 0.0010763 | 0.0010763 | 0.0010763 | 0.0010763 | 0.0010763 | 0.0010763 | 0.0010763 | 0.0010763 | 0.0010763 | 0.0010763 | 0.0010763 | 0.0010763 | 0.0010763 | 0.0010763 | 0.0010763 | 0.0010763 | 0.0010763 | 0.0010763 | 0.0010763 | 0.0010763 | 0.0010763 | 0.0010763 | 0.0010763 | 0.0010763 | 0.0010763 | 0.0010763 | 0.0010763 | 0.0010763 | 0.0010763 | 0.0010763 | 0.0010763 | 0.0010763 | 0.0010763 | 0.0010763 | 0.0010763 | 0.0010763 | 0.0010763 | 0.0010763 | 0.0010763 | 0.0010763 | 0.0010763 | 0.0010763 | 0.0010763 | 0.0010763 | 0.0010763 | 0.0010763 | 0.0010763 | 0.0010763 | 0.0010763 | 0.0010763 | 0.0010763 | 0.0010763 | 0.0010763 | 0.0010763 | 0.0010763 | 0.0010763 | 0.0010763 | 0.0010763 | 0.0010763 | 0.0010763 | 0.0010763 | 0.0010763 | 0.0010763 | 0.0010763 | 0.0010763 | 0.0010763 | 0.0010763 | 0.0010763 | 0.0010763 | 0.0010763 | 0.0010763 | 0.0010763 | 0.0010763 | 0.0010763 | 0.0010763 | 0.0010763 | 0.0010763 | 0.0010763 | 0.0010763 | 0.0010763 | 0.0010763
Biological decay rate | λ | lognormal | 0.000175 | 0.43 | /s | Derived from van Doremalen (2020) | λ | 4.2667e-09 | 1.4669e-10 | 1.1493e-07 | 2.6874e-07 | 4.1616e-11 | 7.4741e-07 | 3.7138e-09 | 5.9112e-06 | 5.5545e-05 | 1.7469e-08 | 7.0089e-08 | 1.385e-06 | 4.6055e-07 | 1.0409e-10 | 2.9997e-07 | 1.8166e-07 | 1.6281e-07 | 8.5411e-06 | 2.4808e-11 | 7.8342e-08 | 2.6881e-07 | 3.6787e-06 | 4.2464e-08 | 4.6542e-09 | 3.2026e-10 | 1.5926e-07 | 1.2364e-11 | 2.2221e-07 | 3.4e-08 | 1.8555e-06 | 1.3907e-07 | 6.9005e-07 | 1.4959e-06 | 1.338e-07 | 2.0109e-07 | 1.1127e-06 | 2.1342e-06 | 7.2105e-06 | 7.3958e-08 | 3.1283e-09 | 1.7205e-06 | 4.9848e-08 | 1.9824e-07 | 1.5572e-05 | 1.7839e-09 | 7.8224e-08 | 3.3593e-07 | 0.0038706 | 1.5905e-07 | 1.0465e-06 | 2.3054e-08 | 2.1871e-06 | 4.8696e-09 | 1.171e-05 | 7.9061e-05 | 4.3971e-08 | 4.0419e-07 | 7.0283e-09 | 1.4615e-06 | 1.5769e-10 | 4.1861e-06 | 6.5692e-11 | 6.1836e-10 | 2.6601e-08 | 2.4243e-07 | 5.9337e-07 | 2.8637e-08 | 7.535e-06 | 2.6078e-08 | 1.9573e-10 | 5.9588e-09 | 2.3439e-07 | 1.2248e-06 | 1.5521e-08 | 0.0056492 | 6.7333e-10 | 3.5359e-06 | 9.8129e-09 | 7.9418e-05 | 6.4039e-11 | 5.0975e-08 | 2.1222e-08 | 3.9264e-07 | 4.011e-05 | 3.9577e-08 | 3.8486e-10 | 1.3485e-07 | 5.3864e-07 | 8.9099e-09 | 3.7329e-07 | 4.4878e-10 | 2.7546e-07 | 3.4611e-11 | 1.1109e-09 | 7.3641e-07 | 1.0066e-10 | 4.8918e-09 | 6.7352e-07 | 9.3361e-06 | 1.8245e-08 | 6.8451e-09 | 4.3701e-10 | 4.9332e-06 | 7.4893e-06 | 8.0195e-12 | 2.799e-09 | 1.3289e-11 | 1.367e-08 | 5.446e-07 | 3.1376e-08 | 8.2242e-08 | 4.9047e-08 | 3.2556e-09 | 1.914e-08 | 6.9651e-09 | 9.0609e-11 | 4.748e-05 | 1.8525e-07 | 1.63e-07 | 1.1862e-07 | 2.7287e-07 | 3.8013e-09 | 1.5854e-05 | 1.806e-07 | 7.8513e-08 | 1.3401e-10 | 1.2799e-06 | 1.3365e-12 | 0.00032246 | 7.1237e-08 | 0.00049763 | 2.2911e-09 | 5.6322e-08 | 4.54e-08 | 4.9973e-05 | 1.0287e-07 | 9.9743e-06 | 4.8341e-06 | 1.1549e-06 | 1.799e-09 | 4.1439e-08 | 2.999e-09 | 3.8377e-08 | 6.0514e-08 | 3.6222e-09 | 3.0719e-07 | 1.0389e-07 | 1.8171e-06 | 2.4221e-08 | 3.1727e-10 | 1.3516e-07 | 2.7708e-07 | 5.3253e-09 | 5.833e-09 | 1.4419e-08 | 9.3305e-09 | 1.2477e-09 | 3.5782e-09 | 2.0513e-07 | 4.6909e-06 | 7.2666e-08 | 1.8978e-09 | 1.4757e-08 | 5.9885e-08 | 5.2151e-07 | 3.3543e-07 | 5.0019e-10 | 4.3244e-08 | 5.4832e-10 | 1.0353e-10 | 1.0484e-06 | 9.7843e-06 | 8.2112e-07 | 5.6651e-11 | 1.5087e-07 | 1.3558e-06 | 2.5591e-05 | 5.3102e-06 | 4.2994e-10 | 5.7851e-05 | 1.5487e-09 | 2.2977e-10 | 2.9971e-08 | 2.0865e-08 | 4.0643e-07 | 9.882e-08 | 2.4402e-09 | 0.00015163 | 2.3367e-10 | 9.0232e-08 | 1.3385e-06 | 2.9645e-05 | 2.861e-06 | 2.438e-09 | 1.5224e-10 | 2.0948e-06 | 4.574e-10 | 2.399e-05 | 1.5815e-08 | 7.8321e-07 | 4.3449e-10 | 2.4231e-09 | 2.1451e-07 | 1.1989e-07 | 4.6619e-08 | 5.2022e-09 | 2.3596e-07 | 2.8107e-08 | 1.3292e-07 | 1.8776e-06 | 3.1311e-07 | 1.7371e-08 | 8.1699e-07 | 5.9331e-07 | 0.00053263 | 7.574e-06 | 6.8013e-08 | 9.3328e-06 | 1.0889e-08 | 3.9651e-09 | 8.476e-08 | 7.6417e-06 | 6.0828e-12 | 8.3265e-07 | 5.9974e-09 | 5.4915e-08 | 2.8195e-11 | 4.315e-07 | 3.4523e-08 | 2.9369e-05 | 5.2723e-05 | 1.8034e-08 | 1.1484e-06 | 4.1096e-10 | 4.1297e-11 | 3.7549e-09 | 1.8013e-08 | 2.0815e-09 | 1.7504e-07 | 2.6159e-05 | 1.5394e-08 | 6.5497e-07 | 1.1815e-07 | 1.0091e-08 | 4.157e-06 | 5.0239e-05 | 1.6731e-06 | 1.4679e-07 | 1.4261e-08 | 3.1575e-06 | 1.6843e-07 | 4.0656e-10 | 3.3774e-10 | 1.3032e-10 | 2.6888e-07 | 4.8694e-09 | 1.0632e-05 | 7.0397e-07 | 6.4287e-08 | 6.5361e-06 | 8.4506e-07 | 3.246e-07 | 1.3881e-05 | 3.359e-09 | 2.1053e-07 | 3.0451e-11 | 1.8268e-07 | 6.0082e-07 | 3.9093e-09 | 2.048e-06 | 5.371e-07 | 3.1012e-07 | 5.2535e-08 | 5.2322e-09 | 1.3656e-07 | 2.1474e-08 | 1.8464e-09 | 6.8965e-11 | 6.7692e-08 | 3.0175e-08 | 3.8434e-10 | 2.694e-10 | 6.2128e-09 | 3.2714e-08 | 2.6642e-08 | 3.3022e-06 | 3.7075e-08 | 1.1477e-07 | 2.2655e-06 | 1.8012e-08 | 1.4398e-10 | 6.6243e-10 | 4.2567e-11 | 1.1276e-11 | 0.00015895 | 4.02e-05 | 1.1423e-07 | 4.8375e-05 | 8.5284e-09 | 1.6823e-09 | 2.4189e-06 | 1.1228e-07 | 3.4716e-08 | 1.003e-07 | 5.052e-08 | 1.0412e-08 | 9.7275e-09 | 2.3548e-07 | 3.5397e-07 | 7.6389e-06 | 7.6014e-07 | 5.9531e-07 | 1.1938e-10 | 1.5804e-10 | 2.4895e-12 | 4.4993e-08 | 9.7381e-09 | 1.6053e-09 | 3.6066e-09 | 8.6264e-10 | 4.1026e-08 | 8.0805e-07 | 9.7655e-09 | 1.3354e-08 | 5.2973e-10 | 1.2176e-08 | 3.1356e-07 | 1.3923e-07 | 4.9256e-06 | 4.6477e-08 | 1.2992e-09 | 4.3939e-07 | 3.255e-05 | 1.3096e-05 | 4.9101e-08 | 2.1092e-06 | 1.8646e-09 | 8.7292e-08 | 2.2065e-06 | 2.6457e-09 | 2.5843e-06 | 0.00019024 | 2.7766e-06 | 3.115e-07 | 6.6719e-09 | 4.9341e-06 | 5.9372e-06 | 1.6939e-06 | 2.5666e-07 | 2.1425e-05 | 1.2451e-05 | 6.6415e-08 | 1.7537e-07 | 6.7423e-08 | 2.7324e-07 | 1.1357e-10 | 1.8931e-09 | 5.0272e-06 | 3.4665e-08 | 1.8107e-09 | 4.1321e-09 | 9.094e-08 | 0.0065463 | 0.0017465 | 1.3953e-08 | 2.1317e-07 | 4.7416e-05 | 5.8445e-06 | 1.1413e-06 | 8.0537e-10 | 4.8885e-06 | 2.8984e-07 | 1.0941e-08 | 6.8595e-12 | 3.6866e-10 | 1.379e-10 | 5.5376e-09 | 9.0963e-07 | 4.1948e-10 | 2.0117e-08 | 1.3894e-11 | 5.8527e-08 | 6.7987e-06 | 8.8668e-05 | 1.4757e-10 | 0.0013645 | 9.5604e-08 | 1.9144e-09 | 0.00018798 | 6.7226e-07 | 9.1466e-05 | 5.2616e-08 | 7.1703e-08 | 3.4162e-09 | 3.1504e-08 | 8.0511e-06 | 3.5494e-07 | 1.0868e-05 | 5.6492e-08 | 7.1358e-10 | 2.0789e-08 | 9.0893e-05 | 2.9517e-06 | 3.2835e-08 | 2.5125e-08 | 1.3024e-08 | 4.7952e-07 | 2.028e-12 | 4.9761e-09 | 2.2111e-11 | 7.6261e-08 | 4.8874e-11 | 1.5259e-06 | 8.9669e-10 | 7.8534e-07 | 3.5983e-08 | 3.3913e-08 | 7.6018e-08 | 1.4013e-08 | 4.3893e-08 | 5.9759e-08 | 5.7974e-08 | 7.8682e-05 | 3.1443e-08 | 4.7201e-09 | 5.5558e-09 | 4.9981e-09 | 5.2395e-06 | 4.0429e-08 | 1.5945e-09 | 4.4766e-08 | 1.5982e-08 | 5.6291e-08 | 3.0125e-11 | 4.3599e-13 | 2.183e-08 | 2.1163e-08 | 1.0035e-07 | 0.0002755 | 2.0912e-10 | 1.2539e-07 | 2.1511e-09 | 1.3583e-09 | 5.0736e-05 | 8.6207e-07 | 1.1385e-05 | 1.19e-05 | 4.59e-08 | 3.4787e-09 | 2.3019e-06 | 3.246e-07 | 4.7093e-10 | 6.5087e-10 | 3.8493e-10 | 4.6934e-10 | 3.5778e-08 | 1.8514e-07 | 2.4227e-06 | 2.2202e-07 | 1.8489e-10 | 4.2579e-10 | 6.4438e-09 | 1.4693e-09 | 3.1505e-09 | 3.0718e-05 | 3.5928e-09 | 1.0825e-08 | 6.0464e-07 | 1.0077e-06 | 6.3963e-07 | 3.03e-06 | 7.7261e-08 | 2.2726e-08 | 3.6858e-11 | 1.4212e-06 | 3.6464e-09 | 1.6582e-07 | 1.5391e-08 | 1.4481e-08 | 4.5512e-08 | 2.2123e-08 | 3.198e-07 | 8.7283e-06 | 7.4177e-09 | 1.8726e-08 | 1.9189e-06 | 1.3981e-09 | 1.3128e-08 | 1.8289e-07 | 1.0541e-06 | 4.6486e-08 | 1.2767e-08 | 1.3416e-07 | 1.9742e-08 | 5.5882e-09 | 2.6671e-06 | 2.2131e-08 | 3.7215e-08 | 7.741e-06 | 8.0465e-09 | 3.5882e-07 | 5.4108e-09 | 2.2578e-07 | 4.055e-10 | 3.1674e-08 | 2.52e-10 | 1.2631e-10 | 3.6754e-09 | 2.8645e-09 | 1.4503e-06 | 4.2176e-07 | 1.6464e-10 | 4.3751e-09 | 2.7576e-09 | 3.6107e-09 | 7.4927e-07 | 3.7343e-07 | 1.0043e-09 | 2.4028e-07 | 2.8167e-07 | 2.7859e-11 | 2.34e-07 | 3.2676e-10 | 2.146e-07 | 5.282e-10 | 4.2433e-08 | 4.5964e-09 | 5.1286e-07 | 2.2394e-10 | 7.0953e-09 | 2.5916e-06 | 1.3858e-08 | 5.8125e-07 | 2.9497e-06 | 1.2022e-07 | 1.1382e-08 | 1.6048e-08 | 1.3906e-08 | 1.9895e-10 | 1.1186e-06 | 1.7842e-08 | 3.5619e-09 | 6.034e-07 | 3.3888e-10 | 4.9278e-07 | 1.2761e-10 | 1.3606e-10 | 9.3298e-05 | 1.3175e-06 | 3.614e-05 | 1.6711e-10 | 3.2632e-08 | 3.1169e-07 | 9.0285e-09 | 5.0242e-08 | 1.5834e-10 | 7.1208e-06 | 3.2781e-08 | 4.3941e-08 | 3.7357e-09 | 1.2967e-07 | 0.0002163 | 2.1732e-08 | 2.1659e-10 | 1.1455e-07 | 1.2082e-10 | 8.1142e-10 | 9.5608e-09 | 7.4932e-09 | 0.00021091 | 1.4519e-06 | 2.1736e-07 | 3.8361e-05 | 5.9557e-07 | 1.9278e-11 | 1.3261e-09 | 7.0451e-07 | 8.5289e-07 | 1.4324e-08 | 1.032e-07 | 7.0894e-10 | 1.6659e-07 | 1.0272e-08 | 5.5505e-07 | 1.4355e-06 | 1.0213e-06 | 5.5129e-09 | 5.1126e-10 | 6.3006e-11 | 6.5063e-06 | 1.0037e-08 | 4.6421e-07 | 7.9575e-08 | 0.00019555 | 4.8483e-10 | 7.3014e-09 | 7.8844e-11 | 1.3606e-09 | 1.0736e-05 | 1.8157e-06 | 1.3202e-08 | 1.5535e-06 | 4.32e-11 | 3.6649e-08 | 5.3865e-08 | 1.1061e-08 | 1.252e-06 | 5.7081e-08 | 1.9188e-07 | 1.8672e-10 | 6.1923e-11 | 8.9666e-06 | 4.9809e-10 | 2.5792e-08 | 4.5277e-07 | 1.2867e-11 | 1.3281e-06 | 2.8861e-09 | 0.00029641 | 4.8453e-08 | 1.1683e-07 | 8.9124e-12 | 1.686e-06 | 6.8058e-06 | 2.6482e-08 | 1.5093e-05 | 4.1472e-09 | 3.6907e-06 | 2.0039e-06 | 2.4014e-08 | 4.4933e-08 | 0.0017044 | 1.8814e-11 | 1.408e-05 | 0.00043333 | 6.3941e-09 | 4.3239e-10 | 4.8303e-11 | 5.9425e-06 | 2.0476e-05 | 3.6973e-08 | 2.104e-07 | 4.1211e-07 | 3.2638e-06 | 6.6649e-06 | 1.4556e-09 | 1.298e-05 | 5.3569e-08 | 2.1034e-11 | 8.7452e-09 | 1.9984e-07 | 3.8085e-08 | 1.0079e-08 | 1.9103e-08 | 9.4262e-08 | 4.4598e-08 | 2.8123e-06 | 3.0286e-09 | 4.51e-08 | 2.1267e-07 | 2.2515e-08 | 4.8888e-09 | 4.376e-08 | 0.00026114 | 6.081e-09 | 1.0907e-06 | 1.0313e-07 | 8.2171e-07 | 7.5443e-05 | 1.5055e-06 | 2.4993e-06 | 3.4946e-05 | 1.273e-09 | 4.2516e-06 | 2.4355e-10 | 0.00012365 | 1.6741e-06 | 6.6273e-07 | 8.3011e-09 | 2.5434e-07 | 1.4521e-06 | 1.3098e-10 | 4.1623e-08 | 5.4861e-08 | 4.18e-08 | 3.2821e-05 | 1.3731e-09 | 6.5316e-07 | 1.8341e-05 | 1.4729e-09 | 5.5254e-07 | 1.3182e-05 | 3.2468e-05 | 1.2473e-09 | 1.4799e-06 | 3.1461e-07 | 7.6847e-10 | 8.9013e-07 | 5.6349e-06 | 6.8107e-07 | 1.0157e-06 | 7.5248e-08 | 1.4492e-10 | 2.5837e-07 | 8.2218e-08 | 5.1142e-07 | 5.4788e-05 | 1.8583e-07 | 2.6667e-07 | 7.0339e-06 | 1.1484e-07 | 1.1425e-11 | 4.2507e-10 | 8.2616e-09 | 5.7141e-09 | 3.7739e-06 | 3.2402e-06 | 5.0472e-08 | 3.3721e-06 | 7.7342e-09 | 7.2315e-06 | 1.0325e-06 | 3.1683e-09 | 4.707e-08 | 1.3944e-07 | 3.3778e-08 | 2.8943e-09 | 2.5858e-05 | 1.492e-09 | 3.8786e-06 | 5.9667e-06 | 1.6656e-06 | 7.9587e-09 | 3.534e-09 | 4.4841e-10 | 6.1513e-10 | 2.7128e-09 | 1.0568e-10 | 1.8652e-07 | 1.3047e-07 | 3.942e-09 | 3.3052e-09 | 9.6907e-11 | 1.0991e-06 | 2.8534e-09 | 2.3077e-05 | 7.8181e-08 | 7.5857e-08 | 3.6909e-08 | 0.00041868 | 4.331e-11 | 1.2142e-08 | 2.4172e-05 | 1.0062e-07 | 3.0596e-07 | 8.2044e-10 | 3.9766e-07 | 9.0285e-06 | 9.775e-11 | 4.2496e-10 | 1.0616e-08 | 2.7456e-07 | 2.9602e-06 | 2.5223e-05 | 2.6177e-10 | 4.6584e-09 | 6.3607e-08 | 4.7881e-09 | 7.6033e-05 | 5.2884e-08 | 2.0693e-05 | 1.0494e-09 | 6.9161e-06 | 6.1505e-07 | 2.6022e-09 | 1.5429e-05 | 1.5788e-07 | 1.2933e-09 | 2.1623e-07 | 4.9509e-06 | 8.7461e-11 | 2.0341e-06 | 4.7147e-08 | 7.8324e-07 | 1.1051e-08 | 2.8105e-07 | 1.557e-07 | 7.14e-10 | 6.7217e-06 | 2.1788e-09 | 5.4622e-09 | 1.9777e-07 | 1.2017e-08 | 3.6734e-10 | 1.2997e-09 | 7.8299e-06 | 7.047e-08 | 3.1193e-06 | 1.1781e-08 | 4.9335e-07 | 8.7491e-09 | 8.9981e-09 | 5.4553e-12 | 8.5333e-07 | 2.8411e-07 | 7.6468e-07 | 1.5014e-07 | 1.285e-07 | 8.3073e-07 | 6.665e-10 | 3.0631e-09 | 5.2723e-13 | 1.045e-08 | 3.9821e-10 | 4.454e-05 | 5.7648e-10 | 4.1156e-06 | 5.7307e-09 | 4.7863e-12 | 3.9894e-05 | 4.0021e-05 | 4.8823e-09 | 7.1286e-09 | 4.9679e-05 | 2.7923e-05 | 2.296e-08 | 3.1978e-08 | 1.4058e-06 | 2.754e-06 | 1.2913e-07 | 2.1332e-09 | 6.8686e-09 | 1.5624e-08 | 5.8365e-07 | 1.295e-09 | 9.2468e-06 | 6.9939e-09 | 8.8701e-05 | 5.6576e-07 | 7.8781e-08 | 1.5693e-09 | 1.2612e-09 | 2.9798e-07 | 2.3989e-09 | 9.956e-05 | 1.4507e-08 | 1.4767e-08 | 1.0174e-08 | 1.6386e-06 | 0.00022192 | 1.2836e-07 | 8.6316e-07 | 3.4762e-06 | 4.2382e-08 | 1.5124e-07 | 8.6719e-09 | 1.0794e-09 | 1.941e-09 | 1.3866e-08 | 5.0002e-09 | 1.6653e-08 | 1.9444e-10 | 1.2341e-10 | 2.4885e-10 | 7.0764e-06 | 1.5547e-06 | 4.7244e-08 | 5.2649e-06 | 3.7078e-06 | 2.9632e-07 | 1.7205e-05 | 2.7934e-06 | 3.5123e-08 | 8.7313e-08 | 1.1189e-05 | 1.1919e-07 | 2.8161e-08 | 1.3793e-06 | 9.0318e-10 | 7.4496e-10 | 1.5961e-08 | 6.4577e-06 | 1.2531e-08 | 2.1554e-08 | 1.9702e-07 | 6.0907e-07 | 5.2977e-07 | 1.44e-08 | 4.7067e-06 | 9.1718e-06 | 2.0484e-09 | 7.9882e-08 | 6.9925e-06 | 8.0158e-10 | 5.7816e-08 | 4.8228e-07 | 1.795e-09 | 3.4486e-09 | 2.7527e-09 | 1.5584e-07 | 3.5434e-11 | 9.673e-06 | 9.5132e-10 | 7.2279e-10 | 2.1083e-08 | 2.3305e-08 | 2.7872e-07 | 5.8384e-08 | 3.6337e-10 | 1.8826e-06 | 5.4628e-06 | 1.4588e-06 | 9.2693e-07 | 4.3115e-07 | 3.8429e-08 | 9.1949e-07 | 3.6174e-10 | 9.7525e-06 | 1.2405e-05 | 2.6071e-10 | 9.9861e-08 | 1.6875e-07 | 1.0417e-07 | 3.9049e-08 | 8.9012e-12 | 3.1724e-08 | 6.919e-09 | 1.2854e-05 | 3.4915e-09 | 1.0819e-09 | 2.5031e-05 | 5.6832e-10 | 3.7497e-08 | 9.2661e-06 | 2.7792e-08 | 5.9528e-09 | 4.3694e-10 | 6.579e-10 | 1.0454e-08 | 1.184e-06 | 1.4326e-07 | 4.4769e-08 | 0.00012382 | 4.4886e-07 | 7.6874e-07 | 3.8522e-07 | 4.5567e-08 | 3.5004e-05 | 0.00016711 | 6.0615e-08 | 8.982e-06 | 3.56e-07 | 7.8411e-06 | 3.3899e-07 | 2.766e-10 | 1.2197e-06 | 3.1704e-08 | 5.6345e-08 | 4.7209e-10 | 6.1758e-10 | 2.7518e-07 | 8.0085e-08 | 3.6841e-07 | 4.3588e-07 | 4.493e-07 | 0.0015075 | 5.9679e-08 | 7.2243e-08 | 1.0618e-07 | 6.7784e-10 | 4.8301e-09 | 2.2518e-10 | 2.7099e-07 | 3.9441e-09 | 3.2455e-08 | 8.264e-05 | 9.5611e-08 | 5.5353e-08 | 1.581e-08 | 3.2526e-08 | 1.6079e-08 | 6.11e-08 | 3.1504e-10 | 4.5696e-09 | 1.3227e-07 | 1.3064e-06 | 1.2792e-09 | 1.1963e-08 | 2.4684e-08 | 3.8063e-08 | 6.5379e-06 | 2.9968e-07 | 2.2253e-08 | 1.6984e-09 | 6.2736e-09 | 2.0977e-06 | 4.547e-09 | 1.157e-08 | 1.4886e-09 | 1.3603e-08 | 2.8108e-06 | 1.6579e-08 | 1.3384e-10 | 3.6722e-05 | 2.5826e-09 | 2.1938e-07 | 1.2752e-08 | 2.6474e-09 | 3.416e-08 | 6.6054e-08 | 1.0468e-07 | 8.5768e-09 | 6.4571e-09 | 8.1662e-08 | 3.8438e-07 | 7.453e-08 | 2.5236e-06 | 2.5077e-05 | 1.9836e-08 | 1.3986e-09 | 3.33e-06 | 1.6016e-06 | 1.3136e-07 | 2.1368e-05 | 0.00024565 | 1.7478e-09 | 5.8317e-07 | 2.3529e-08 | 9.0852e-08 | 5.9046e-06 | 5.0154e-10 | 1.241e-07 | 2.0304e-06 | 6.7197e-07 | 3.4155e-10 | 1.24e-09 | 2.1111e-08 | 8.6099e-09 | 2.8746e-08 | 1.6772e-06 | 8.2777e-07 | 8.8671e-08 | 4.248e-08 | 7.1467e-09 | 2.0726e-07 | 4.5243e-09 | 9.2809e-07 | 5.3633e-11 | 6.4558e-08 | 2.8917e-06 | 9.2938e-06 | 3.3308e-06 | 4.4214e-08 | 7.0633e-10 | 6.8895e-05 | 4.2234e-11 | 6.0356e-06 | 2.4807e-09 | 6.577e-10 | 1.7476e-07 | 3.4885e-10 | 1.5999e-06 | 6.1496e-10 | 1.5155e-08 | 3.0379e-07 | 4.7008e-07 | 7.0696e-08 | 0.0031609 | 1.4633e-09 | 5.8358e-06 | 1.0481e-09 | 2.4596e-07 | 2.1464e-09 | 2.0888e-08 | 0.00042567 | 3.0817e-09 | 2.0858e-09 | 1.2622e-06 | 2.139e-09 | 4.6036e-05 | 3.436e-08 | 6.3521e-08 | 1.2138e-08 | 5.7118e-07 | 0.00051911 | 7.1794e-06 | 1.215e-08 | 5.1246e-10 | 0.0017196 | 1.4045e-08 | 8.0716e-08 | 4.7332e-10 | 9.3224e-08 | 2.0448e-06 | 3.6359e-06 | 2.4655e-09 | 2.5425e-05 | 1.9473e-09 | 2.855e-06 | 1.1392e-07 | 2.1188e-06 | 5.9627e-07 | 6.3034e-05 | 1.9537e-06 | 1.5337e-08 | 3.0007e-10 | 4.9669e-11 | 2.0642e-10 | 2.5923e-07 | 3.4595e-08 | 5.7068e-09 | 2.7577e-05 | 5.1814e-07 | 7.4925e-08 | 2.4606e-08 | 5.6675e-09 | 2.6461e-09 | 6.5081e-09 | 4.1599e-08 | 1.4805e-07 | 1.0437e-06 | 6.5151e-08 | 2.6481e-05 | 3.3493e-08 | 1.5268e-07 | 7.7979e-08 | 1.6748e-09 | 2.8914e-08 | 2.0282e-09 | 1.4701e-10 | 3.6975e-10 | 4.0063e-11 | 4.1637e-05 | 6.6797e-07 | 4.2023e-10 | 1.8052e-05 | 1.2505e-12 | 8.4289e-10 | 1.6298e-06 | 1.513e-06 | 9.324e-10 | 1.1898e-09 | 1.2766e-07 | 0.00028225 | 3.3811e-10 | 1.1884e-07 | 6.8721e-09 | 1.547e-09 | 2.271e-06 | 1.0484e-09 | 1.2254e-07 | 7.0105e-08 | 2.3946e-06 | 3.7728e-07 | 1.0421e-10 | 0.00017525 | 1.9211e-06 | 2.5895e-07 | 5.9812e-08 | 1.1331e-07 | 4.6205e-09 | 7.0118e-11 | 5.3707e-08 | 1.3356e-08 | 2.5071e-09 | 2.2103e-07 | 1.1536e-09 | 3.4298e-06 | 0.00057618 | 5.3459e-08 | 4.5526e-08 | 3.2182e-06 | 6.2062e-07 | 8.1295e-11 | 0.00013948 | 3.0049e-06 | 3.048e-08 | 2.307e-06 | 1.1055e-08 | 1.0672e-06 | 7.4702e-07 | 1.0331e-06 | 2.5988e-07 | 1.4951e-08 | 3.2112e-10 | 2.4865e-08 | 9.0692e-08 | 1.3353e-06 | 5.7387e-06 | 5.4215e-09 | 0.0004205 | 2.4738e-06 | 4.2305e-08 | 2.3276e-10 | 4.5766e-06 | 9.994e-07 | 8.8472e-05 | 6.125e-08 | 2.1798e-08 | 2.9815e-07 | 3.8042e-08 | 1.9232e-09 | 5.5819e-09 | 1.8395e-08 | 4.2082e-10 | 7.4693e-07 | 1.2059e-07 | 1.6922e-08 | 2.1149e-06 | 4.1725e-08 | 4.5831e-10 | 2.3537e-07 | 1.6825e-07 | 3.5087e-06 | 3.6549e-08 | 4.4804e-10 | 2.1645e-08 | 3.8865e-07 | 3.6327e-06 | 5.8706e-10 | 1.0968e-09 | 5.0815e-07 | 8.6258e-09 | 5.3864e-08 | 3.8325e-07 | 1.2267e-06 | 1.5487e-06 | 4.1337e-07 | 6.2697e-09 | 4.1158e-06 | 4.2913e-06 | 4.0599e-09 | 1.9058e-07 | 8.1549e-10 | 5.4606e-10 | 0.00019425 | 3.5021e-07 | 8.8133e-06 | 3.0351e-06 | 6.9409e-11 | 5.6369e-07 | 4.7885e-07 | 4.3783e-08 | 1.757e-06 | 3.5288e-05 | 7.1872e-08 | 2.9913e-07 | 1.6001e-06 | 1.9653e-07 | 5.2628e-09 | 8.5032e-09 | 8.2228e-10 | 2.5029e-09 | 8.6738e-07 | 5.1735e-07 | 9.0131e-06 | 8.0374e-08 | 8.8698e-07 | 2.2973e-08 | 0.00012501 | 3.0061e-08 | 3.3897e-08 | 1.7467e-06 | 1.4702e-07 | 5.5857e-06 | 5.5286e-10 | 1.1785e-09 | 1.1378e-05 | 9.2187e-09 | 4.3105e-07 | 1.3415e-09 | 1.371e-06 | 2.1935e-11 | 5.235e-06 | 1.354e-08 | 3.5186e-09 | 8.4589e-10 | 1.6118e-07 | 3.0217e-07 | 1.499e-06 | 2.0927e-05 | 1.9925e-08 | 1.4053e-06 | 3.31e-08 | 3.8053e-07 | 4.1132e-06 | 2.4747e-09 | 5.1317e-06 | 6.8689e-08 | 2.1548e-08 | 1.6514e-10 | 5.7309e-07 | 3.5746e-09 | 6.2583e-09 | 4.3442e-06 | 1.2872e-08 | 7.7473e-06 | 9.5805e-11 | 1.7205e-07 | 4.4491e-05 | 1.0467e-07 | 8.8637e-12 | 1.0331e-10 | 3.2646e-08 | 4.5243e-11 | 1.8212e-11 | 6.8929e-06 | 8.879e-10 | 8.3832e-08 | 3.7921e-07 | 2.7293e-05 | 1.0461e-06 | 1.3065e-09 | 1.6416e-06 | 2.2271e-08 | 3.2904e-10 | 2.4504e-07 | 3.7096e-09 | 1.9187e-09 | 3.7783e-12 | 1.3413e-07 | 8.3335e-06 | 3.7727e-10 | 3.7181e-05 | 1.1479e-06 | 1.6116e-06 | 1.5518e-09 | 1.3264e-09 | 6.1688e-07 | 2.8669e-07 | 3.7965e-08 | 9.849e-09 | 1.985e-07 | 5.0973e-07 | 1.1471e-08 | 5.0433e-08 | 2.6681e-11 | 7.7962e-06 | 4.5768e-10 | 2.4667e-09 | 2.5715e-07 | 1.2206e-11 | 1.7568e-06 | 2.1388e-07 | 2.3458e-08 | 2.8268e-07 | 1.6414e-08 | 3.3365e-07 | 2.2117e-07 | 8.2149e-08 | 1.6163e-07 | 5.6665e-08 | 5.4705e-05 | 2.6323e-08 | 2.014e-10 | 1.6534e-10 | 5.868e-07 | 1.136e-08 | 3.7396e-06 | 2.0352e-05 | 1.3053e-06 | 5.4957e-08 | 8.1368e-10 | 1.1738e-08 | 6.3485e-05 | 2.8165e-07 | 1.0154e-06 | 6.2799e-10 | 1.9704e-09 | 0.00014471 | 2.022e-07 | 0.00044709 | 1.9403e-12 | 1.2886e-08 | 7.6413e-07 | 4.4173e-07 | 2.7437e-09 | 8.8101e-06 | 1.5918e-07 | 1.4576e-08 | 0.00014667 | 2.995e-09 | 1.9107e-06 | 5.035e-10 | 8.2715e-08 | 1.4083e-09 | 1.3248e-08 | 8.4666e-07 | 9.9309e-12 | 1.5761e-05 | 2.0515e-07 | 1.0275e-09 | 5.0539e-08 | 3.882e-10 | 2.8399e-06 | 5.5764e-05 | 2.2361e-08 | 3.5236e-08 | 2.6084e-06 | 3.1433e-11 | 7.9033e-08 | 6.8129e-07 | 2.3907e-07 | 2.1866e-08 | 3.3659e-06 | 1.0902e-08 | 2.8941e-06 | 3.2773e-07 | 1.0178e-10 | 1.9941e-08 | 1.713e-06 | 3.1456e-07 | 2.5301e-05 | 5.2083e-09 | 9.6756e-06 | 4.238e-07 | 2.191e-09 | 9.7362e-10 | 4.6723e-09 | 0.00010602 | 3.2556e-05 | 4.4187e-05 | 1.3071e-12 | 1.531e-07 | 4.827e-10 | 1.4301e-09 | 1.3405e-08 | 5.702e-06 | 9.2745e-12 | 1.4347e-06 | 1.5076e-06 | 3.6263e-05 | 1.3008e-06 | 6.7288e-07 | 2.8507e-05 | 1.8239e-09 | 9.1594e-08 | 4.2946e-08 | 2.2672e-10 | 1.2906e-08 | 5.8503e-07 | 1.3255e-07 | 2.2906e-09 | 1.3144e-10 | 2.4876e-09 | 3.8069e-07 | 5.628e-08 | 4.0596e-05 | 1.0472e-08 | 3.6776e-09 | 3.9564e-08 | 1.2772e-05 | 2.9029e-08 | 8.3457e-09 | 6.3411e-07 | 3.0548e-10 | 0.00041232 | 2.4455e-08 | 5.4352e-08 | 1.2633e-05 | 6.866e-09 | 5.595e-06 | 9.9594e-08 | 2.2852e-10 | 2.4016e-07 | 3.3022e-09 | 0.00098649 | 1.9774e-09 | 8.7897e-08 | 3.1155e-07 | 1.3058e-07 | 1.3933e-09 | 1.1479e-06 | 3.9782e-08 | 2.6927e-05 | 2.3227e-05 | 8.8466e-07 | 1.6274e-07 | 2.9163e-07 | 1.9154e-07 | 2.9092e-08 | 2.7651e-11 | 6.4484e-08 | 2.9065e-05 | 2.6847e-07 | 1.0745e-07 | 1.2244e-06 | 1.916e-07 | 5.7665e-07 | 4.5212e-08 | 1.6478e-07 | 1.627e-11 | 4.3786e-09 | 1.6264e-08 | 8.5247e-09 | 6.5114e-06 | 7.2422e-11 | 2.9221e-07 | 8.8826e-10 | 3.0174e-08 | 3.2109e-07 | 9.6901e-09 | 1.5172e-07 | 4.5095e-05 | 1.8965e-06 | 1.6708e-07 | 6.0534e-09 | 4.8963e-05 | 8.4684e-05 | 6.9447e-10 | 3.8246e-07 | 6.467e-08 | 4.8202e-07 | 1.4934e-05 | 5.6429e-08 | 4.826e-08 | 7.4272e-06 | 5.751e-08 | 4.5219e-10 | 1.8141e-05 | 2.1878e-09 | 2.1401e-07 | 5.2143e-09 | 1.1891e-07 | 3.7178e-09 | 5.9949e-08 | 1.9132e-08 | 1.2048e-07 | 6.052e-07 | 1.1495e-08 | 1.983e-08 | 1.4908e-07 | 2.3924e-09 | 1.2155e-06 | 7.1378e-08 | 1.7028e-07 | 1.6124e-07 | 8.9974e-07 | 2.7237e-09 | 1.2964e-10 | 9.4046e-09 | 3.2931e-09 | 6.8661e-08 | 9.4097e-06 | 1.7627e-07 | 1.0013e-09 | 7.0899e-11 | 1.5673e-07 | 6.0281e-09 | 2.9121e-06 | 1.7339e-08 | 8.8914e-11 | 2.0826e-06 | 3.3402e-10 | 1.1828e-08 | 1.2078e-07 | 8.3704e-08 | 0.00014398 | 1.7185e-08 | 1.7972e-07 | 1.1707e-07 | 1.8702e-08 | 9.0003e-10 | 1.3553e-07 | 4.7701e-05 | 1.3923e-06 | 6.4782e-07 | 1.5894e-07 | 9.847e-08 | 3.038e-07 | 1.2424e-05 | 1.6691e-05 | 5.9378e-10 | 1.2568e-08 | 7.7965e-09 | 8.027e-07 | 1.4168e-09 | 1.1982e-06 | 2.102e-06 | 1.6519e-06 | 1.3153e-08 | 1.0335e-06 | 0.00018122 | 1.8438e-07 | 2.471e-09 | 1.0004e-07 | 5.1705e-11 | 3.384e-06 | 3.2708e-11 | 1.1699e-05 | 1.1501e-05 | 6.4825e-09 | 1.8632e-07 | 1.105e-06 | 4.559e-10 | 7.7644e-10 | 5.7811e-09 | 1.0546e-05 | 5.1757e-09 | 2.5817e-12 | 5.8842e-09 | 2.7405e-08 | 1.2313e-05 | 5.4392e-07 | 1.8419e-07 | 6.9215e-11 | 5.8482e-09 | 5.4386e-07 | 3.5284e-09 | 2.8712e-10 | 2.7458e-09 | 4.3515e-07 | 3.1915e-08 | 4.3011e-07 | 1.0017e-05 | 5.5039e-09 | 7.5912e-07 | 3.4919e-06 | 2.2542e-09 | 0.00014456 | 1.3466e-06 | 2.0597e-06 | 7.3691e-10 | 3.4603e-06 | 6.2659e-05 | 1.8153e-09 | 2.7747e-09 | 1.4377e-06 | 5.2858e-09 | 1.1892e-06 | 1.0781e-06 | 2.9688e-05 | 5.2528e-10 | 2.4905e-08 | 8.3769e-07 | 2.2256e-07 | 2.0432e-10 | 1.3668e-05 | 1.4274e-09 | 1.1055e-05 | 1.8356e-10 | 4.7156e-11 | 1.0572e-08 | 4.7191e-07 | 1.0984e-09 | 1.6328e-09 | 5.8656e-05 | 1.1047e-09 | 3.9202e-09 | 1.72e-07 | 2.363e-09 | 1.1755e-06 | 1.694e-09 | 1.9106e-06 | 5.487e-07 | 1.9487e-07 | 1.0855e-08 | 1.7815e-07 | 5.7729e-09 | 1.7674e-05 | 3.7945e-09 | 3.5578e-09 | 6.8203e-07 | 5.0779e-06 | 7.6114e-08 | 2.415e-08 | 1.0331e-10 | 1.9136e-05 | 1.7927e-10 | 4.3853e-10 | 9.3284e-10 | 0.00098148 | 1.4852e-10 | 6.0996e-05 | 9.3429e-05 | 1.1975e-08 | 1.6671e-08 | 3.3987e-09 | 1.553e-08 | 1.6159e-10 | 1.0344e-10 | 1.9169e-08 | 1.2307e-07 | 2.0166e-07 | 3.0097e-07 | 6.328e-08 | 5.7437e-08 | 3.5193e-07 | 0.00011412 | 1.9064e-07 | 5.1049e-10 | 1.2521e-06 | 4.8453e-08 | 5.3175e-12 | 1.8958e-07 | 1.7568e-08 | 7.7284e-09 | 1.1039e-06 | 9.9069e-07 | 9.1774e-08 | 1.2666e-05 | 8.3936e-08 | 1.8269e-08 | 4.4805e-09 | 6.3986e-10 | 6.0839e-11 | 6.2293e-07 | 8.2818e-08 | 1.6745e-09 | 7.5352e-09 | 7.4893e-11 | 1.8252e-07 | 2.0921e-06 | 6.3463e-06 | 2.6143e-09 | 1.1046e-06 | 1.4705e-08 | 1.9929e-09 | 1.2613e-07 | 8.2807e-10 | 7.5519e-08 | 7.1292e-08 | 8.2794e-09 | 9.4173e-08 | 3.7375e-08 | 4.3063e-08 | 1.4716e-07 | 1.5106e-08 | 1.9257e-09 | 8.825e-05 | 1.049e-07 | 1.4152e-07 | 3.3573e-06 | 2.637e-06 | 3.2132e-10 | 2.3669e-10 | 9.7353e-10 | 3.7518e-06 | 1.4403e-07 | 3.4654e-12 | 1.7659e-07 | 1.6769e-07 | 1.1592e-07 | 5.2568e-06 | 0.00039187 | 2.1627e-11 | 3.8035e-09 | 1.5941e-07 | 1.8452e-08 | 7.392e-08 | 8.1891e-05 | 5.2874e-08 | 5.5485e-09 | 7.0626e-13 | 3.1751e-07 | 5.3359e-08 | 1.3211e-07 | 9.1152e-10 | 1.1994e-06 | 8.7508e-10 | 2.7589e-07 | 1.1381e-06 | 2.3193e-08 | 2.2991e-06 | 1.1223e-05 | 1.2696e-07 | 3.6884e-06 | 7.1953e-08 | 1.4717e-07 | 8.0533e-06 | 3.196e-10 | 1.0386e-09 | 1.5303e-07 | 1.7273e-07 | 2.7483e-10 | 3.2531e-08 | 2.8513e-09 | 1.8274e-07 | 1.1282e-09 | 0.0010774 | 9.9537e-05 | 2.2818e-08 | 0.00022688 | 4.2139e-10 | 1.2237e-07 | 2.1931e-09 | 3.8327e-09 | 1.0172e-07 | 7.4109e-06 | 1.1804e-08 | 1.3042e-06 | 6.392e-08 | 6.4961e-05 | 7.3637e-09 | 2.8846e-07 | 4.1674e-07 | 4.7377e-07 | 6.3691e-06 | 2.7727e-07 | 2.4483e-08 | 1.6073e-07 | 1.3119e-06 | 2.4587e-08 | 0.00017648 | 0.0073397 | 2.7042e-06 | 2.8435e-11 | 2.9315e-07 | 2.1075e-08 | 1.8139e-10 | 1.75e-05 | 9.4915e-06 | 1.7797e-07 | 1.029e-07 | 2.7548e-09 | 4.767e-07 | 1.0878e-10 | 2.8928e-09 | 3.2967e-06 | 3.0562e-08 | 5.3557e-06 | 2.8098e-07 | 1.4713e-07 | 4.3924e-08 | 8.3737e-08 | 2.189e-06 | 1.9891e-09 | 4.7458e-05 | 4.679e-09 | 5.7833e-07 | 1.876e-08 | 3.6873e-08 | 1.7821e-08 | 3.1198e-07 | 4.7373e-08 | 0.0011313 | 1.8393e-07 | 1.0049e-08 | 2.4019e-08 | 6.4038e-13 | 2.0492e-10 | 2.8168e-08 | 7.5232e-08 | 1.4511e-05 | 1.4429e-08 | 8.6482e-10 | 7.7212e-08 | 6.276e-08 | 6.3177e-09 | 1.6234e-09 | 1.4268e-06 | 1.4515e-06 | 8.3809e-08 | 1.8581e-10 | 4.2201e-08 | 8.92e-07 | 9.9947e-07 | 5.1568e-07 | 8.7148e-10 | 1.8371e-08 | 0.00031607 | 6.9882e-07 | 1.5885e-07 | 2.6226e-09 | 3.7187e-07 | 4.7676e-08 | 2.5132e-06 | 1.1439e-07 | 8.5839e-08 | 5.8068e-06 | 1.1708e-08 | 2.4007e-10 | 3.5126e-07 | 3.9062e-07 | 2.9824e-08 | 6.4284e-10 | 3.6357e-12 | 4.2101e-06 | 4.0602e-10 | 3.3435e-09 | 1.0954e-10 | 2.3859e-08 | 3.0513e-07 | 4.4314e-08 | 2.3705e-05 | 2.4421e-06 | 6.8767e-07 | 3.1333e-07 | 8.1859e-05 | 4.5203e-06 | 1.1572e-09 | 1.1822e-05 | 2.2772e-08 | 6.6051e-08 | 2.8311e-08 | 1.4819e-07 | 1.1046e-05 | 1.8362e-08 | 1.053e-08 | 2.1158e-07 | 3.6844e-08 | 6.9308e-08 | 4.8985e-09 | 2.3597e-08 | 3.1133e-08 | 3.8615e-08 | 1.3305e-08 | 3.0877e-06 | 1.6606e-08 | 2.2106e-09 | 8.3872e-07 | 2.4642e-07 | 7.3505e-08 | 1.4706e-07 | 2.8284e-09 | 1.5282e-10 | 3.1476e-08 | 1.32e-05 | 1.9432e-07 | 2.1441e-10 | 3.1478e-08 | 3.6009e-08 | 1.4816e-08 | 5.141e-09 | 1.9788e-10 | 2.3737e-06 | 1.3789e-07 | 1.6325e-09 | 3.4624e-05 | 2.2232e-06 | 7.8779e-10 | 4.2567e-07 | 1.171e-05 | 1.5327e-08 | 9.7844e-08 | 5.5008e-08 | 1.3572e-07 | 2.5974e-10 | 3.3134e-09 | 0.00025646 | 1.6632e-09 | 2.3597e-08 | 3.4236e-07 | 0.0018706 | 1.0063e-07 | 8.7232e-09 | 3.1454e-10 | 8.9406e-10 | 2.439e-08 | 9.6389e-07 | 2.9004e-08 | 9.6242e-10 | 8.2541e-10 | 2.6883e-09 | 2.2885e-07 | 3.2198e-08 | 2.4444e-09 | 4.5491e-06 | 8.5652e-07 | 2.2109e-09 | 4.7163e-08 | 6.4055e-07 | 1.8826e-07 | 4.3077e-12 | 1.0144e-06 | 1.1511e-06 | 4.5699e-09 | 1.1867e-05 | 2.57e-09 | 2.5665e-08 | 8.8931e-08 | 1.0011e-07 | 1.995e-09 | 3.053e-09 | 2.1e-10 | 1.3566e-05 | 1.1668e-09 | 5.0355e-07 | 1.3323e-09 | 7.3348e-07 | 6.07e-07 | 9.2937e-08 | 1.5391e-08 | 2.8269e-08 | 1.1705e-08 | 1.5751e-08 | 2.9855e-05 | 3.5916e-07 | 1.6151e-08 | 1.7122e-08 | 1.8346e-10 | 3.5941e-07 | 2.1093e-09 | 1.3693e-07 | 3.0589e-08 | 1.8652e-07 | 5.9855e-06 | 4.4913e-05 | 8.1154e-08 | 2.7841e-09 | 7.6557e-05 | 7.0814e-10 | 1.9401e-06 | 5.2044e-07 | 4.956e-08 | 9.1535e-09 | 2.3135e-12 | 2.0957e-07 | 2.5781e-10 | 3.9423e-07 | 2.4007e-08 | 1.017e-08 | 1.143e-08 | 1.5382e-08 | 1.513e-09 | 3.9968e-08 | 7.0742e-11 | 1.4388e-07 | 3.9049e-08 | 8.3304e-11 | 8.7118e-08 | 2.303e-08 | 2.2509e-06 | 9.6355e-07 | 2.3516e-09 | 5.9164e-06 | 1.8775e-08 | 8.1436e-08 | 3.5088e-10 | 5.2232e-06 | 3.3017e-06 | 2.636e-10 | 1.7506e-09 | 2.7711e-10 | 8.4139e-09 | 5.9643e-09 | 2.1675e-07 | 1.3332e-08 | 7.1723e-08 | 1.3332e-09 | 2.6355e-07 | 5.7103e-10 | 2.7837e-09 | 1.6725e-09 | 5.0909e-07 | 8.8572e-06 | 5.6826e-08 | 1.284e-08 | 7.3305e-06 | 9.7694e-07 | 9.2674e-09 | 1.5623e-07 | 5.0996e-07 | 3.4769e-08 | 1.4074e-05 | 2.4185e-09 | 3.372e-08 | 6.7303e-08 | 2.0725e-07 | 1.0645e-06 | 6.7636e-08 | 6.5853e-06 | 2.1992e-06 | 0.000414 | 2.817e-07 | 1.1803e-06 | 1.4216e-09 | 3.9551e-08 | 2.1115e-06 | 0.0001303 | 1.3567e-06 | 1.7886e-05 | 2.8919e-09 | 9.9222e-05 | 7.1533e-05 | 9.0986e-07 | 4.0717e-07 | 1.1548e-09 | 8.1945e-07 | 9.665e-08 | 1.0572e-10 | 3.9847e-06 | 1.9085e-07 | 4.1372e-08 | 1.343e-05 | 8.1814e-09 | 1.3252e-07 | 6.3075e-09 | 1.797e-08 | 1.7922e-05 | 1.8211e-08 | 5.6103e-10 | 6.2499e-10 | 3.2936e-06 | 1.0852e-06 | 2.1581e-07 | 2.4141e-08 | 2.5568e-07 | 5.0273e-06 | 2.5967e-07 | 5.6264e-08 | 6.397e-08 | 4.0363e-06 | 4.2705e-05 | 4.2127e-09 | 1.5461e-06 | 6.0352e-07 | 1.8517e-08 | 5.3382e-07 | 6.6545e-07 | 6.1663e-06 | 4.7667e-08 | 8.5331e-08 | 8.0638e-08 | 4.2564e-08 | 8.7535e-08 | 4.585e-09 | 1.7216e-09 | 1.5856e-10 | 9.003e-07 | 2.3814e-07 | 1.5548e-10 | 1.4711e-10 | 4.9511e-07 | 1.233e-10 | 1.4814e-10 | 5.3575e-09 | 1.7471e-10 | 7.3539e-08 | 8.1473e-07 | 2.4995e-09 | 1.3987e-09 | 1.9683e-06 | 7.5685e-07 | 2.3283e-10 | 3.2588e-08 | 7.0693e-11 | 5.4023e-08 | 1.1095e-07 | 5.7691e-10 | 3.632e-10 | 1.5763e-09 | 2.7948e-11 | 8.0749e-08 | 0.0004781 | 4.817e-07 | 7.6553e-09 | 1.9309e-08 | 5.5044e-07 | 8.7935e-07 | 2.1639e-06 | 3.8512e-12 | 2.4808e-08 | 4.6087e-05 | 2.6383e-10 | 1.1305e-08 | 3.0034e-05 | 1.7148e-09 | 4.5907e-06 | 3.2578e-08 | 8.9707e-09 | 2.306e-07 | 6.5886e-10 | 2.4164e-07 | 2.4644e-09 | 1.7807e-10 | 7.3439e-08 | 9.0718e-08 | 5.101e-08 | 4.6501e-10 | 0.0070258 | 0.00010023 | 2.1153e-05 | 4.0735e-07 | 1.8302e-09 | 1.0436e-07 | 5.0442e-09 | 3.5122e-07 | 3.5042e-08 | 1.3442e-05 | 3.8487e-09 | 0.0029282 | 2.7623e-07 | 5.7693e-07 | 5.5896e-11 | 3.2115e-06 | 1.5402e-08 | 1.1346e-09 | 9.9672e-08 | 1.9097e-10 | 1.2885e-09 | 5.6257e-07 | 2.4236e-07 | 8.3032e-06 | 2.3236e-09 | 3.3908e-07 | 1.0021e-08 | 3.1803e-05 | 9.7258e-05 | 7.1195e-08 | 2.0907e-08 | 8.1436e-11 | 4.4221e-10 | 3.2488e-06 | 1.1463e-07 | 6.329e-11 | 2.0622e-05 | 6.4804e-07 | 6.4993e-12 | 4.3398e-05 | 9.3787e-08 | 3.5266e-06 | 1.2728e-10 | 6.894e-10 | 4.0029e-07 | 1.0486e-05 | 1.4305e-07 | 1.883e-06 | 6.3269e-07 | 1.4469e-09 | 2.0227e-09 | 5.8127e-07 | 7.1058e-08 | 0.0048034 | 1.4444e-08 | 6.9128e-09 | 5.7389e-08 | 1.9328e-10 | 9.0472e-08 | 5.5376e-06 | 1.2708e-08 | 3.7692e-08 | 2.015e-08 | 2.0571e-06 | 1.4836e-06 | 2.7048e-08 | 8.7927e-05 | 2.199e-07 | 1.7498e-06 | 1.3033e-06 | 8.5345e-06 | 5.5787e-09 | 4.1539e-07 | 5.9368e-07 | 6.9271e-11 | 2.9596e-05 | 3.2362e-06 | 1.1547e-05 | 3.2753e-07 | 3.6596e-10 | 1.1043e-10 | 5.5651e-06 | 1.2616e-07 | 1.7357e-09 | 7.7184e-07 | 1.2576e-07 | 2.1801e-06 | 2.8159e-10 | 3.214e-08 | 1.9416e-10 | 7.6389e-06 | 2.2324e-07 | 3.1784e-11 | 9.8816e-09 | 1.2609e-07 | 8.4731e-08 | 3.969e-05 | 8.9663e-08 | 6.5319e-05 | 0.0001277 | 4.9814e-07 | 3.0304e-06 | 4.4378e-08 | 5.9778e-06 | 3.8902e-09 | 2.4259e-05 | 1.9246e-08 | 2.3613e-10 | 1.7944e-08 | 9.3818e-08 | 1.131e-06 | 1.948e-07 | 3.047e-07 | 3.6398e-10 | 2.973e-07 | 6.0961e-07 | 1.4472e-06 | 1.3644e-08 | 6.3905e-08 | 2.3918e-05 | 1.0021e-10 | 9.4028e-11 | 7.4774e-05 | 9.5766e-09 | 1.45e-07 | 1.7626e-07 | 9.1172e-06 | 1.1843e-08 | 1.1113e-05 | 1.6078e-09 | 8.761e-08 | 3.3915e-11 | 2.3636e-07 | 2.8416e-09 | 1.7146e-09 | 1.7254e-10 | 1.2729e-07 | 1.0518e-07 | 1.0871e-06 | 1.843e-09 | 3.2815e-10 | 4.7744e-08 | 2.0949e-08 | 4.6101e-06 | 8.3505e-08 | 2.6407e-07 | 9.5293e-11 | 4.273e-07 | 7.3983e-10 | 5.8015e-07 | 2.0976e-06 | 1.2299e-09 | 1.6063e-08 | 1.5943e-08 | 3.1166e-08 | 3.4092e-08 | 5.7489e-07 | 1.1375e-08 | 8.319e-08 | 3.6662e-08 | 9.0029e-07 | 8.1568e-12 | 1.8861e-08 | 4.0196e-11 | 8.6611e-09 | 6.2003e-09 | 7.1367e-09 | 1.8211e-05 | 1.0115e-07 | 8.2833e-10 | 1.4055e-06 | 5.8154e-06 | 3.2836e-05 | 8.4762e-08 | 3.9888e-09 | 2.209e-09 | 5.2604e-07 | 8.7234e-08 | 1.3205e-08 | 3.6751e-05 | 1.1759e-07 | 1.2972e-09 | 3.4316e-10 | 7.299e-07 | 2.5005e-06 | 4.686e-09 | 5.9974e-06 | 0.00026543 | 6.3112e-11 | 5.1049e-09 | 5.6566e-07 | 1.7564e-09 | 7.9596e-06 | 1.2616e-07 | 1.155e-05 | 3.2159e-07 | 9.8707e-07 | 6.7096e-06 | 2.8013e-08 | 1.443e-05 | 6.6668e-07 | 4.825e-09 | 8.3404e-05 | 1.2823e-06 | 1.1217e-06 | 7.1517e-07 | 1.0107e-09 | 0.00012756 | 3.0866e-10 | 6.6821e-08 | 6.393e-07 | 4.8782e-10 | 4.1644e-06 | 5.6851e-08 | 1.8539e-07 | 8.8732e-10 | 3.7605e-11 | 2.8174e-07 | 7.3564e-06 | 3.4231e-08 | 2.6806e-08 | 1.4521e-08 | 1.7741e-05 | 5.5683e-07 | 1.6913e-09 | 3.9503e-06 | 2.5247e-10 | 3.1506e-11 | 6.0185e-08 | 6.9223e-08 | 4.6957e-05 | 1.2714e-06 | 5.6412e-09 | 2.974e-08 | 6.3189e-06 | 1.9925e-05 | 5.0021e-09 | 1.2312e-10 | 1.6632e-05 | 4.4091e-07 | 1.1463e-08 | 1.6568e-09 | 8.4341e-09 | 1.1837e-06 | 2.5495e-08 | 1.9747e-08 | 1.1608e-06 | 7.1084e-07 | 1.417e-07 | 9.5458e-10 | 2.7123e-09 | 1.1445e-07 | 2.2453e-06 | 1.4738e-10 | 4.6555e-08 | 5.0236e-06 | 0.00049673 | 1.4106e-05 | 7.5794e-06 | 5.4785e-05 | 7.7453e-09 | 1.1946e-06 | 2.8001e-08 | 2.3394e-08 | 2.8373e-08 | 1.9344e-05 | 0.0090178 | 4.4177e-05 | 5.5726e-12 | 3.316e-10 | 2.9865e-07 | 6.2212e-07 | 8.0913e-07 | 1.0722e-08 | 1.7582e-11 | 8.1217e-12 | 1.0219e-08 | 2.2461e-10 | 3.591e-10 | 1.1863e-07 | 7.083e-07 | 4.8227e-06 | 2.846e-10 | 2.8488e-08 | 1.2253e-07 | 1.615e-10 | 0.00015871 | 1.1039e-07 | 4.1326e-09 | 1.7112e-06 | 3.0226e-10 | 8.021e-05 | 4.5608e-10 | 6.8388e-07 | 1.0699e-08 | 1.2052e-06 | 7.1493e-08 | 6.9817e-08 | 4.8774e-08 | 2.7404e-09 | 1.9829e-05 | 4.9752e-07 | 3.2494e-07 | 1.8465e-08 | 2.7823e-06 | 4.3989e-10 | 1.7601e-08 | 1.3461e-07 | 1.1639e-06 | 3.2405e-07 | 1.3341e-08 | 4.7385e-05 | 5.1109e-07 | 4.9585e-07 | 6.7572e-05 | 2.5346e-08 | 5.6541e-06 | 4.4876e-07 | 2.2707e-06 | 0.0038274 | 2.5573e-07 | 0.00012998 | 2.6415e-07 | 2.7405e-09 | 1.0338e-09 | 1.6226e-10 | 2.4694e-10 | 2.4218e-08 | 7.3621e-11 | 9.0004e-07 | 7.7817e-08 | 0.00017332 | 1.5917e-07 | 1.3365e-07 | 1.714e-08 | 1.0088e-05 | 4.7993e-07 | 5.7032e-09 | 6.4974e-11 | 1.618e-07 | 1.9966e-09 | 4.6609e-08 | 1.3684e-09 | 1.1719e-09 | 2.8713e-08 | 0.00028765 | 3.0072e-05 | 4.0648e-08 | 6.5303e-05 | 2.3843e-07 | 3.5436e-07 | 2.7094e-10 | 2.7108e-08 | 4.4085e-10 | 3.2434e-06 | 2.637e-11 | 5.6637e-09 | 6.0879e-06 | 3.8569e-08 | 6.7249e-06 | 4.3986e-07 | 1.6359e-09 | 9.0595e-08 | 7.7285e-08 | 2.1785e-05 | 7.6546e-09 | 1.8208e-08 | 8.5807e-08 | 0.00013274 | 2.4204e-07 | 4.0276e-06 | 9.6908e-07 | 2.9841e-05 | 1.6511e-06 | 1.9817e-08 | 5.2628e-07 | 2.6675e-08 | 9.3388e-08 | 3.3159e-09 | 0.00020903 | 4.7316e-12 | 5.8409e-08 | 1.857e-07 | 3.5067e-10 | 4.3139e-08 | 0.00016245 | 4.9578e-05 | 1.6725e-06 | 0.00055911 | 3.3121e-09 | 3.5319e-09 | 5.1945e-09 | 5.8582e-08 | 0.00054374 | 1.1976e-05 | 3.9619e-09 | 1.3115e-07 | 1.348e-09 | 4.5375e-10 | 1.1239e-07 | 9.9258e-09 | 4.3216e-08 | 1.8483e-07 | 3.3808e-06 | 2.9669e-08 | 2.932e-07 | 1.2064e-07 | 6.096e-07 | 2.9388e-07 | 1.1961e-07 | 5.7573e-07 | 7.2322e-07 | 3.7883e-07 | 5.5105e-09 | 9.2371e-07 | 1.4524e-05 | 2.534e-07 | 1.1156e-10 | 1.7402e-07 | 1.1469e-08 | 2.4215e-07 | 3.425e-09 | 3.6543e-05 | 2.6466e-10 | 5.0744e-08 | 0.002252 | 5.5584e-07 | 3.4027e-09 | 4.3039e-08 | 8.2634e-08 | 7.1828e-09 | 1.302e-07 | 2.7802e-06 | 1.1782e-10 | 4.084e-08 | 6.3838e-12 | 1.4945e-10 | 7.0354e-09 | 7.6004e-07 | 2.0855e-09 | 1.9077e-08 | 1.4657e-07 | 7.8659e-08 | 2.5251e-06 | 1.9047e-09 | 1.1923e-08 | 7.3593e-11 | 4.9714e-09 | 1.9001e-07 | 5.8343e-10 | 1.4593e-06 | 1.4461e-07 | 7.6911e-09 | 1.8898e-08 | 2.3852e-06 | 5.8752e-08 | 3.078e-11 | 1.0217e-09 | 8.612e-07 | 5.9984e-11 | 4.5397e-08 | 2.1749e-07 | 1.7418e-06 | 6.9697e-06 | 5.4303e-09 | 1.2353e-05 | 1.3837e-06 | 4.6385e-07 | 2.695e-09 | 1.9209e-07 | 4.5598e-08 | 5.1141e-12 | 1.7721e-08 | 1.7445e-06 | 1.7342e-06 | 9.7459e-07 | 8.6817e-13 | 1.0836e-05 | 1.9053e-08 | 2.4434e-09 | 4.9846e-08 | 2.7272e-08 | 1.6816e-05 | 7.8896e-06 | 1.0577e-09 | 9.9215e-06 | 6.6912e-08 | 7.4539e-09 | 1.0876e-09 | 8.1555e-09 | 5.2974e-09 | 0.0010412 | 3.0269e-07 | 2.5888e-05 | 9.7741e-12 | 2.8573e-06 | 2.012e-09 | 1.3864e-06 | 0.0054191 | 6.0715e-08 | 2.784e-08 | 1.0606e-09 | 1.0881e-08 | 0.00056524 | 8.5352e-05 | 1.7614e-08 | 2.4516e-08 | 1.491e-09 | 2.0182e-08 | 3.9401e-07 | 3.9597e-06 | 8.8745e-07 | 1.8167e-09 | 6.5033e-10 | 2.4779e-05 | 1.1879e-07 | 1.1856e-08 | 3.5025e-11 | 1.4709e-06 | 0.0002436 | 2.5912e-08 | 3.4971e-07 | 2.4549e-07 | 1.0289e-08 | 6.5378e-11 | 1.1554e-07 | 9.1031e-07 | 8.5362e-10 | 1.5552e-05 | 2.7607e-06 | 1.3644e-05 | 1.5844e-09 | 1.0856e-07 | 5.593e-08 | 3.25e-07 | 5.9803e-06 | 1.1438e-07 | 1.8244e-07 | 7.5817e-08 | 8.8046e-09 | 2.407e-07 | 6.7255e-07 | 6.9262e-06 | 1.4907e-07 | 1.426e-11 | 1.6176e-09 | 5.0184e-08 | 4.2167e-06 | 2.2192e-07 | 4.2524e-06 | 3.1819e-09 | 3.5463e-08 | 3.0897e-11 | 2.5742e-09 | 1.6132e-06 | 1.4708e-08 | 1.4982e-08 | 7.3033e-07 | 1.2124e-09 | 1.1939e-06 | 6.5321e-08 | 1.6366e-05 | 9.8356e-07 | 9.5888e-09 | 3.2735e-10 | 4.4588e-11 | 3.4047e-06 | 1.0032e-06 | 1.6873e-09 | 2.061e-10 | 4.533e-06 | 4.9336e-09 | 5.5679e-07 | 1.2547e-09 | 6.9577e-08 | 2.3391e-07 | 2.9163e-07 | 3.6594e-09 | 2.6841e-07 | 9.4074e-10 | 5.0039e-06 | 6.8691e-09 | 6.8966e-08 | 1.6479e-07 | 2.6417e-05 | 3.7332e-07 | 8.7389e-07 | 4.829e-08 | 1.1346e-06 | 2.0322e-10 | 3.4223e-08 | 5.6482e-06 | 3.7143e-08 | 6.6794e-07 | 3.4406e-07 | 3.2508e-09 | 1.0022e-07 | 4.3772e-07 | 6.7186e-08 | 1.1353e-06 | 3.395e-07 | 0.00010474 | 1.1369e-09 | 2.0418e-09 | 8.4706e-07 | 4.5669e-10 | 1.8698e-05 | 1.2447e-08 | 4.7709e-11 | 5.8143e-09 | 1.9906e-07 | 3.3068e-06 | 8.3094e-07 | 1.7907e-06 | 4.0032e-09 | 2.4941e-06 | 1.7468e-08 | 8.0229e-09 | 3.4482e-07 | 3.066e-06 | 2.5142e-06 | 1.603e-07 | 1.8009e-07 | 2.4458e-07 | 3.1673e-08 | 5.2396e-08 | 7.2242e-09 | 4.4209e-08 | 4.2737e-08 | 1.4551e-07 | 7.1206e-07 | 2.5938e-07 | 1.1304e-09 | 1.0189e-07 | 1.5046e-07 | 3.5781e-10 | 5.5266e-09 | 1.2078e-06 | 0.0065421 | 2.6179e-09 | 3.9284e-09 | 2.1039e-05 | 8.077e-09 | 4.2302e-07 | 3.2264e-07 | 1.2355e-07 | 2.0561e-06 | 1.3265e-09 | 2.9878e-05 | 4.23e-10 | 1.7155e-10 | 2.1257e-06 | 0.008487 | 3.2591e-09 | 1.8828e-07 | 1.2556e-08 | 2.9768e-09 | 1.2088e-10 | 1.3479e-08 | 4.8777e-07 | 1.6251e-05 | 1.4611e-07 | 3.1347e-08 | 3.3236e-06 | 8.7196e-09 | 4.9036e-08 | 8.7412e-10 | 3.0977e-08 | 5.3716e-05 | 2.9159e-07 | 7.4274e-09 | 2.1525e-07 | 1.6477e-07 | 3.164e-11 | 2.1448e-09 | 2.7746e-10 | 1.254e-05 | 3.1212e-11 | 2.8053e-07 | 2.0918e-09 | 4.1473e-07 | 1.2686e-06 | 2.2573e-10 | 2.07e-09 | 3.3479e-06 | 8.8084e-10 | 1.8788e-06 | 9.1375e-06 | 1.7737e-08 | 3.7205e-09 | 0.0025239 | 2.0051e-08 | 5.7235e-05 | 8.426e-08 | 3.6155e-09 | 0.00014341 | 4.4772e-06 | 4.3797e-07 | 1.2028e-08 | 4.1323e-10 | 3.9314e-11 | 5.2113e-09 | 7.6354e-09 | 2.0286e-06 | 1.1851e-06 | 9.9242e-09 | 8.7296e-10 | 3.3889e-10 | 3.2323e-07 | 1.391e-08 | 1.2834e-05 | 4.9099e-05 | 3.4546e-10 | 3.8611e-09 | 1.4034e-10 | 2.1914e-06 | 5.0141e-10 | 1.3661e-08 | 8.4926e-12 | 4.1056e-09 | 1.8547e-07 | 5.9449e-12 | 1.4309e-09 | 4.3433e-08 | 1.2953e-05 | 2.3683e-09 | 4.6717e-06 | 3.826e-10 | 5.9093e-09 | 1.354e-09 | 4.0859e-09 | 7.9696e-05 | 5.5404e-08 | 1.5926e-06 | 0.00036976 | 1.8071e-09 | 1.0493e-07 | 0.00018488 | 7.7907e-08 | 2.6931e-08 | 4.093e-10 | 5.9103e-08 | 3.8364e-06 | 2.1232e-06 | 6.3137e-07 | 4.6581e-05 | 3.6967e-10 | 4.5756e-08 | 8.3073e-07 | 6.2815e-07 | 7.8452e-08 | 0.00014455 | 0.00027529 | 4.3539e-09 | 9.1937e-10 | 2.7406e-06 | 0.00067792 | 2.0412e-10 | 4.3307e-06 | 1.1589e-09 | 0.00022496 | 3.9239e-11 | 9.4359e-07 | 1.5594e-09 | 4.5392e-08 | 1.8008e-05 | 2.1623e-09 | 7.8106e-09 | 1.0212e-09 | 3.1663e-07 | 1.9927e-06 | 1.646e-08 | 2.8539e-08 | 3.1694e-09 | 2.7838e-08 | 6.033e-09 | 0.00010019 | 1.584e-08 | 9.4783e-07 | 0.00014142 | 3.0886e-06 | 6.8108e-06 | 1.5397e-09 | 7.1937e-08 | 2.2246e-05 | 1.0291e-08 | 1.7042e-09 | 1.6456e-07 | 1.3072e-09 | 2.2192e-09 | 1.6844e-07 | 1.2411e-08 | 2.3684e-09 | 1.0058e-08 | 8.9372e-09 | 4.286e-08 | 1.6684e-08 | 3.2623e-06 | 1.0917e-06 | 2.6692e-08 | 2.0781e-08 | 1.8519e-06 | 0.0024051 | 5.3369e-10 | 5.0305e-09 | 1.1256e-07 | 2.8545e-09 | 3.6639e-07 | 3.338e-06 | 0.0043279 | 3.7626e-07 | 1.4544e-10 | 5.3911e-07 | 2.3422e-10 | 8.4992e-08 | 1.3426e-06 | 5.0886e-07 | 2.036e-09 | 1.0827e-07 | 4.3981e-10 | 8.5572e-09 | 5.4603e-07 | 7.2015e-09 | 3.3123e-09 | 7.8332e-09 | 2.8929e-06 | 6.8911e-06 | 5.7184e-11 | 6.1523e-11 | 1.3686e-08 | 7.2686e-06 | 1.3631e-07 | 6.1381e-10 | 1.3878e-09 | 1.3221e-09 | 1.2449e-06 | 1.4517e-07 | 3.7798e-06 | 1.053e-08 | 1.0337e-11 | 4.0433e-10 | 4.6444e-10 | 2.7904e-07 | 7.2448e-08 | 1.2048e-10 | 2.0742e-10 | 1.0665e-08 | 4.5381e-05 | 1.6124e-06 | 4.6246e-08 | 2.0431e-09 | 3.3673e-08 | 2.6887e-08 | 2.3959e-07 | 9.3553e-07 | 1.8695e-08 | 1.4977e-06 | 9.949e-07 | 5.606e-11 | 3.3623e-08 | 1.8199e-10 | 1.523e-07 | 1.3865e-06 | 2.2653e-05 | 1.4025e-08 | 1.3705e-06 | 4.5888e-08 | 6.2365e-08 | 1.0785e-08 | 1.0462e-05 | 8.2406e-08 | 8.3058e-07 | 4.3393e-06 | 2.4901e-07 | 1.021e-08 | 3.3694e-06 | 1.3406e-07 | 5.7985e-07 | 6.6325e-06 | 3.1977e-08 | 5.9439e-10 | 1.0634e-07 | 8.7696e-06 | 4.8761e-07 | 1.7858e-07 | 6.524e-10 | 2.0583e-06 | 1.742e-08 | 1.4756e-08 | 0.00044035 | 1.6429e-06 | 1.4724e-05 | 0.012898 | 1.3489e-06 | 2.0086e-10 | 1.755e-06 | 2.1683e-07 | 2.3505e-09 | 1.778e-06 | 2.2075e-09 | 2.2496e-09 | 4.9043e-08 | 0.00026956 | 9.903e-07 | 3.6246e-09 | 2.1904e-08 | 2.7508e-05 | 6.6831e-09 | 4.9831e-07 | 3.4805e-09 | 2.1095e-11 | 6.0524e-13 | 4.1151e-10 | 2.1288e-09 | 2.4807e-07 | 3.9333e-08 | 1.4879e-08 | 3.0245e-09 | 8.1868e-10 | 1.4824e-10 | 2.612e-07 | 2.5786e-09 | 3.5799e-10 | 4.1252e-10 | 5.2577e-05 | 1.0267e-07 | 3.2297e-07 | 4.6881e-08 | 2.9221e-07 | 3.5893e-10 | 3.2931e-09 | 3.6212e-06 | 1.1317e-05 | 1.0423e-06 | 5.759e-09 | 2.7595e-09 | 4.5723e-07 | 2.2165e-10 | 7.9247e-11 | 6.3519e-08 | 1.7788e-09 | 8.2472e-06 | 9.5966e-10 | 4.55e-10 | 8.0683e-07 | 0.00012841 | 9.8536e-08 | 3.264e-07 | 3.9813e-08 | 1.6966e-06 | 2.3515e-09 | 2.3973e-08 | 6.6518e-07 | 3.0002e-06 | 3.0672e-08 | 9.6254e-08 | 1.1588e-08 | 3.666e-07 | 0.011159 | 8.2147e-12 | 5.8057e-07 | 8.581e-09 | 2.3521e-07 | 1.2148e-08 | 5.6698e-06 | 5.5087e-07 | 5.2879e-09 | 3.9102e-08 | 7.1051e-08 | 8.1563e-10 | 6.0046e-06 | 3.0487e-09 | 2.9819e-08 | 1.4967e-07 | 1.4489e-07 | 1.5318e-11 | 2.136e-06 | 8.1522e-07 | 2.624e-08 | 4.9967e-06 | 7.9591e-09 | 3.1433e-06 | 3.7773e-09 | 3.4393e-10 | 1.5546e-10 | 1.2762e-08 | 1.6071e-05 | 1.6713e-07 | 2.2327e-10 | 3.5245e-07 | 2.9406e-07 | 5.5915e-10 | 8.6332e-08 | 1.1599e-10 | 3.4014e-07 | 2.5492e-08 | 2.938e-05 | 4.4799e-06 | 3.3329e-08 | 1.5637e-13 | 1.7058e-10 | 3.477e-06 | 1.4742e-07 | 6.8996e-11 | 3.029e-05 | 1.4021e-07 | 3.15e-09 | 1.8013e-06 | 2.8039e-07 | 3.2164e-08 | 3.1837e-08 | 6.6837e-08 | 1.8392e-10 | 6.8237e-09 | 6.6609e-08 | 7.1544e-09 | 9.9704e-07 | 3.1571e-08 | 2.6992e-08 | 4.205e-08 | 0.011362 | 3.1943e-06 | 2.37e-08 | 8.3984e-08 | 9.5866e-05 | 1.29e-05 | 1.1631e-05 | 1.9682e-08 | 2.1879e-08 | 1.6063e-07 | 3.375e-10 | 4.994e-06 | 9.3221e-08 | 9.3096e-05 | 6.0728e-07 | 7.0698e-08 | 1.0248e-05 | 9.9738e-08 | 5.3703e-07 | 5.8389e-07 | 1.7197e-07 | 1.0964e-07 | 8.8291e-09 | 7.052e-06 | 1.3198e-09 | 6.395e-07 | 9.2831e-07 | 1.2614e-08 | 9.7616e-05 | 1.2768e-07 | 4.071e-10 | 4.2658e-07 | 2.252e-07 | 6.383e-07 | 6.2546e-07 | 1.1829e-05 | 1.5603e-06 | 2.7522e-08 | 1.8908e-08 | 1.5668e-09 | 1.3977e-06 | 2.3748e-08 | 7.5155e-09 | 2.1209e-06 | 1.6812e-07 | 1.8986e-07 | 4.0567e-06 | 3.8464e-08 | 3.6007e-06 | 5.237e-09 | 1.2518e-08 | 4.9475e-09 | 8.1567e-10 | 4.4197e-08 | 2.2539e-10 | 9.8962e-09 | 3.1929e-05 | 3.2083e-05 | 9.7957e-10 | 3.7634e-07 | 2.8827e-09 | 5.8547e-07 | 2.101e-08 | 6.421e-08 | 2.6121e-08 | 4.1647e-07 | 3.5281e-08 | 1.3845e-07 | 4.326e-08 | 5.2725e-11 | 7.6674e-07 | 1.3792e-09 | 4.9979e-08 | 1.6367e-09 | 2.2363e-08 | 1.9445e-09 | 1.2304e-08 | 2.7131e-06 | 3.2301e-06 | 1.1431e-09 | 1.2213e-07 | 1.9401e-10 | 8.1708e-07 | 3.8204e-07 | 1.5353e-07 | 4.1184e-08 | 4.0458e-07 | 4.0332e-08 | 1.5074e-09 | 2.3421e-07 | 1.8152e-06 | 2.6161e-07 | 1.2518e-09 | 8.11e-06 | 0.00035314 | 5.6914e-07 | 8.9905e-08 | 7.9088e-11 | 9.0678e-06 | 2.3936e-08 | 1.2057e-09 | 2.8226e-08 | 1.3474e-06 | 4.635e-09 | 1.2101e-06 | 3.9992e-10 | 4.21e-07 | 1.4286e-07 | 5.7035e-07 | 2.1432e-06 | 2.5472e-05 | 7.4632e-05 | 9.5067e-06 | 1.2511e-05 | 5.4036e-07 | 4.6296e-09 | 0.0013172 | 1.1346e-08 | 2.0411e-05 | 1.2767e-08 | 6.1779e-07 | 7.3133e-10 | 4.407e-06 | 8.9037e-08 | 5.5236e-05 | 1.0189e-07 | 2.1214e-07 | 2.0252e-08 | 1.6073e-06 | 0.00045351 | 5.2367e-07 | 3.5497e-07 | 1.8311e-08 | 1.4053e-06 | 1.1723e-07 | 3.813e-09 | 2.1327e-07 | 2.4283e-10 | 4.8635e-12 | 3.5914e-08 | 3.8543e-08 | 3.1044e-09 | 2.4721e-06 | 9.4122e-09 | 1.1641e-09 | 7.7936e-08 | 4.3081e-09 | 1.0396e-08 | 2.2233e-09 | 6.2963e-09 | 1.7209e-09 | 1.4655e-06 | 1.2212e-07 | 1.8201e-07 | 1.1228e-08 | 1.1675e-09 | 9.692e-05 | 4.6067e-06 | 3.8137e-08 | 4.2525e-06 | 1.0573e-07 | 1.2666e-07 | 5.2577e-09 | 0.0008346 | 7.7403e-13 | 2.1093e-10 | 7.2867e-07 | 3.8543e-07 | 6.0701e-08 | 3.2347e-07 | 8.6891e-10 | 1.0029e-08 | 2.0761e-09 | 3.7376e-06 | 9.8906e-09 | 2.8422e-05 | 6.7981e-08 | 5.319e-11 | 1.65e-08 | 2.4714e-06 | 3.7438e-09 | 1.0205e-10 | 4.6378e-07 | 8.6288e-06 | 6.5774e-11 | 1.2495e-09 | 2.1711e-08 | 8.4189e-08 | 5.3131e-07 | 1.8912e-09 | 2.1277e-06 | 5.2146e-06 | 3.7591e-05 | 1.2396e-07 | 2.1609e-08 | 4.425e-09 | 1.7621e-07 | 3.8517e-07 | 8.8804e-09 | 9.3094e-07 | 1.9762e-08 | 1.7771e-08 | 3.031e-07 | 2.6111e-07 | 2.5456e-07 | 7.0055e-11 | 1.6128e-09 | 4.626e-10 | 3.358e-09 | 5.7457e-08 | 2.2477e-06 | 1.0374e-07 | 3.3415e-08 | 3.5501e-07 | 6.6304e-10 | 9.3052e-07 | 5.3273e-09 | 4.8815e-10 | 3.2732e-08 | 1.2601e-05 | 9.0282e-07 | 2.3014e-06 | 2.3515e-09 | 1.7499e-08 | 1.8553e-11 | 3.9978e-06 | 2.5558e-06 | 7.3225e-08 | 2.222e-08 | 1.1926e-07 | 1.7939e-11 | 7.9168e-14 | 1.2601e-06 | 1.5062e-09 | 5.0347e-08 | 6.7204e-08 | 7.2806e-07 | 1.3244e-06 | 1.9914e-11 | 1.4895e-09 | 0.00013982 | 2.2196e-08 | 5.8666e-10 | 1.9393e-05 | 1.165e-09 | 0.061608 | 0.00096429 | 1.2206e-08 | 9.3439e-09 | 1.1865e-08 | 1.4203e-09 | 1.5133e-08 | 1.3097e-05 | 2.8532e-07 | 4.045e-09 | 5.2083e-09 | 1.0592e-07 | 1.5538e-09 | 2.8717e-10 | 3.0229e-07 | 5.855e-09 | 9.4512e-08 | 5.6668e-12 | 7.9205e-12 | 1.1043e-07 | 1.2304e-07 | 5.1557e-05 | 8.2664e-05 | 5.6685e-09 | 9.9121e-05 | 2.6061e-07 | 1.631e-08 | 4.6133e-11 | 2.9655e-10 | 1.1849e-07 | 2.9061e-08 | 1.3465e-06 | 1.7536e-08 | 5.6158e-08 | 6.8359e-08 | 4.9881e-06 | 2.5118e-08 | 1.7294e-08 | 1.3782e-06 | 0.00041967 | 8.9731e-07 | 1.8632e-07 | 1.499e-08 | 2.9488e-06 | 1.1046e-08 | 4.8487e-09 | 6.8301e-05 | 5.0689e-11 | 3.8096e-05 | 3.4184e-09 | 3.5945e-07 | 3.2908e-11 | 9.0173e-10 | 2.304e-10 | 6.3832e-10 | 2.2944e-06 | 5.889e-08 | 2.9353e-08 | 1.9788e-05 | 6.9129e-06 | 1.102e-08 | 8.8433e-08 | 1.2081e-06 | 9.3403e-09 | 2.3808e-05 | 1.7782e-10 | 1.1904e-07 | 8.1284e-12 | 1.4947e-05 | 2.1145e-07 | 5.2823e-08 | 2.4539e-07 | 8.7869e-09 | 1.0912e-08 | 2.8952e-08 | 1.3133e-06 | 0.0048436 | 3.6026e-10 | 8.3227e-06 | 3.6908e-08 | 7.2665e-07 | 2.5034e-06 | 1.9085e-05 | 3.231e-08 | 1.3042e-07 | 4.3722e-09 | 1.5822e-09 | 2.4226e-07 | 1.4428e-05 | 1.0669e-07 | 1.9742e-08 | 3.7671e-12 | 3.6405e-10 | 4.728e-08 | 5.9983e-08 | 1.6769e-11 | 1.6693e-07 | 3.1902e-07 | 5.5049e-10 | 1.8125e-06 | 2.7262e-07 | 4.1606e-09 | 5.6046e-08 | 1.6984e-07 | 1.0013e-06 | 7.7316e-07 | 3.8197e-07 | 1.4593e-07 | 4.8886e-08 | 1.1989e-06 | 1.2693e-05 | 7.7683e-10 | 2.6064e-07 | 6.9973e-09 | 9.6367e-06 | 1.3908e-06 | 5.1722e-07 | 3.7146e-09 | 4.5721e-09 | 5.8671e-08 | 1.8898e-07 | 2.5017e-09 | 4.9641e-08 | 1.0054e-10 | 5.0756e-09 | 1.4896e-05 | 1.6766e-06 | 1.021e-08 | 6.2085e-09 | 1.115e-09 | 1.6658e-06 | 6.2266e-09 | 1.3293e-07 | 8.9311e-09 | 1.4644e-08 | 1.3986e-08 | 1.1718e-08 | 4.2364e-08 | 5.4793e-12 | 8.1426e-07 | 4.1287e-08 | 1.5368e-10 | 5.7946e-05 | 9.056e-11 | 6.4398e-08 | 3.8796e-05 | 8.7627e-09 | 1.0754e-07 | 1.5132e-08 | 9.5927e-08 | 3.6548e-06 | 2.0571e-07 | 1.1856e-06 | 5.4706e-07 | 0.062284 | 8.0294e-09 | 4.6829e-07 | 1.6484e-09 | 1.9696e-05 | 2.0514e-05 | 2.4194e-10 | 5.7559e-07 | 1.1416e-05 | 7.5888e-06 | 6.4086e-10 | 6.33e-11 | 4.8382e-08 | 5.0915e-08 | 1.1767e-07 | 2.4806e-11 | 2.3993e-10 | 9.5749e-07 | 8.988e-10 | 1.5863e-06 | 4.1818e-06 | 9.5765e-06 | 3.403e-06 | 2.4988e-06 | 1.3551e-06 | 1.2578e-10 | 1.7273e-07 | 4.5405e-10 | 1.4735e-06 | 2.2908e-06 | 5.5448e-05 | 2.1269e-06 | 3.4069e-10 | 0.0008384 | 8.5186e-07 | 1.6662e-10 | 9.533e-06 | 2.2435e-10 | 2.4557e-07 | 1.6545e-06 | 1.9596e-06 | 3.1732e-09 | 9.7456e-10 | 8.4666e-05 | 7.1917e-06 | 4.3845e-05 | 5.629e-05 | 2.1972e-10 | 6.0295e-09 | 2.1182e-07 | 3.6767e-07 | 8.9613e-07 | 5.8035e-09 | 8.6308e-11 | 3.6067e-09 | 1.657e-05 | 2.8683e-09 | 1.6287e-08 | 3.334e-05 | 1.65e-06 | 2.8115e-08 | 2.592e-11 | 5.1028e-08 | 7.9903e-12 | 3.2122e-08 | 3.4579e-06 | 1.092e-06 | 6.3514e-07 | 2.5165e-06 | 1.1512e-06 | 2.5237e-10 | 1.8341e-06 | 1.5632e-05 | 1.1701e-09 | 9.3541e-09 | 7.6579e-09 | 2.5317e-05 | 3.0726e-08 | 4.2195e-08 | 2.4429e-08 | 4.7121e-06 | 1.8004e-07 | 8.0008e-07 | 1.9291e-10 | 1.0676e-08 | 7.7231e-07 | 6.3964e-06 | 2.8748e-07 | 0.00014959 | 3.8596e-06 | 2.1789e-07 | 3.0987e-05 | 3.3522e-08 | 2.1055e-06 | 3.5924e-11 | 3.0395e-06 | 2.1145e-10 | 1.8745e-11 | 1.9188e-08 | 6.0161e-08 | 6.1234e-06 | 6.6091e-10 | 2.7219e-09 | 3.6591e-07 | 1.4418e-08 | 1.8254e-08 | 2.0291e-06 | 1.7115e-07 | 4.6025e-07 | 4.343e-08 | 3.2445e-07 | 2.6044e-09 | 1.187e-07 | 2.3199e-06 | 1.5686e-07 | 3.948e-08 | 2.3606e-09 | 2.4621e-06 | 7.4206e-10 | 4.0061e-07 | 5.767e-05 | 7.5085e-09 | 1.6752e-09 | 1.4958e-10 | 8.3406e-07 | 3.3766e-11 | 1.0676e-10 | 1.546e-07 | 3.4811e-06 | 6.4936e-07 | 0.00026927 | 8.8155e-07 | 1.9671e-11 | 2.8507e-08 | 5.7164e-09 | 0.0002512 | 7.3282e-07 | 9.5398e-06 | 1.5714e-06 | 3.4834e-10 | 1.6912e-07 | 4.3371e-08 | 1.4891e-07 | 1.3939e-09 | 2.3568e-10 | 4.841e-11 | 3.8169e-11 | 4.3974e-07 | 2.3406e-06 | 1.7938e-09 | 2.3047e-08 | 2.0098e-07 | 1.9904e-08 | 2.1378e-07 | 1.2223e-05 | 2.5022e-12 | 1.5388e-08 | 2.11e-11 | 1.4352e-07 | 2.4423e-06 | 9.7316e-06 | 1.5631e-08 | 2.2058e-06 | 1.8035e-06 | 3.4764e-07 | 4.8385e-08 | 3.3621e-07 | 1.2391e-08 | 2.057e-08 | 1.0892e-08 | 4.0109e-07 | 1.5772e-09 | 5.8792e-07 | 1.0717e-07 | 8.3692e-07 | 4.162e-06 | 9.6427e-09 | 6.495e-13 | 3.3258e-10 | 3.6984e-07 | 5.924e-09 | 1.6274e-08 | 0.0012161 | 3.178e-06 | 3.018e-10 | 2.8171e-07 | 2.5118e-06 | 1.0745e-07 | 9.5361e-05 | 5.317e-06 | 3.3097e-09 | 1.2273e-09 | 1.3235e-06 | 2.7538e-10 | 1.039e-05 | 9.9097e-07 | 4.7147e-09 | 7.7006e-10 | 1.2869e-06 | 2.5524e-07 | 2.537e-09 | 1.8414e-08 | 1.2198e-09 | 4.6743e-06 | 8.4225e-10 | 5.2097e-08 | 0.00020121 | 1.1254e-07 | 1.1631e-07 | 1.1152e-05 | 1.1219e-06 | 1.7762e-06 | 5.9617e-08 | 1.0395e-05 | 7.3318e-08 | 7.3248e-05 | 2.089e-10 | 3.9202e-07 | 4.6806e-09 | 9.8612e-08 | 3.3206e-08 | 9.7259e-07 | 4.4071e-06 | 3.5535e-08 | 4.7131e-07 | 1.4175e-09 | 5.7552e-10 | 2.1775e-09 | 2.2896e-08 | 6.8979e-06 | 1.3884e-08 | 4.6839e-08 | 1.5615e-08 | 3.4697e-07 | 1.8593e-07 | 2.8228e-09 | 5.2732e-07 | 1.107e-08 | 4.2424e-09 | 8.4888e-09 | 6.6945e-08 | 1.2999e-07 | 1.74e-05 | 2.9857e-08 | 1.9197e-08 | 5.1146e-06 | 1.8065e-07 | 2.6926e-08 | 1.8178e-09 | 4.3834e-07 | 1.4053e-07 | 9.515e-08 | 4.3321e-08 | 7.9095e-08 | 1.8263e-08 | 7.2818e-05 | 5.3035e-08 | 1.0463e-09 | 1.185e-07 | 3.3217e-07 | 2.613e-06 | 2.2829e-10 | 8.3691e-09 | 1.335e-06 | 3.4138e-08 | 2.0224e-07 | 7.4231e-09 | 1.3772e-06 | 6.8606e-11 | 7.4213e-07 | 1.1751e-08 | 5.7923e-06 | 2.3277e-10 | 8.1564e-06 | 7.1451e-10 | 2.275e-08 | 1.9336e-07 | 1.2652e-05 | 8.3106e-05 | 2.8319e-08 | 5.1421e-06 | 2.854e-10 | 1.1962e-07 | 3.0084e-08 | 5.746e-08 | 7.2337e-09 | 6.7972e-10 | 6.9202e-08 | 1.7487e-06 | 6.0154e-08 | 1.1703e-07 | 1.9036e-06 | 3.6392e-08 | 1.8078e-06 | 3.7666e-08 | 8.6227e-07 | 8.4821e-05 | 3.0604e-09 | 1.9071e-11 | 1.7863e-09 | 7.1835e-08 | 1.4919e-06 | 7.9147e-08 | 5.9905e-06 | 7.2226e-05 | 4.6953e-07 | 4.1529e-08 | 1.0848e-07 | 2.6065e-07 | 2.8501e-10 | 1.6976e-05 | 4.3034e-09 | 2.1078e-10 | 5.6626e-12 | 3.1659e-08 | 0.0046284 | 5.7361e-08 | 6.2868e-09 | 9.7572e-05 | 1.6307e-07 | 4.1723e-11 | 2.1654e-09 | 2.0092e-07 | 1.8245e-06 | 5.1348e-09 | 2.6834e-06 | 5.0353e-08 | 1.8538e-10 | 7.1806e-08 | 5.4262e-08 | 1.0837e-07 | 8.9396e-08 | 8.688e-09 | 8.195e-07 | 3.0958e-08 | 9.6771e-06 | 3.5302e-10 | 3.2765e-06 | 3.1635e-06 | 1.0579e-08 | 2.1371e-08 | 1.1657e-06 | 1.2921e-07 | 1.5246e-08 | 5.4604e-07 | 1.3382e-11 | 1.0621e-07 | 1.7e-10 | 1.7029e-08 | 1.5123e-11 | 2.5384e-08 | 9.9783e-07 | 5.984e-12 | 2.332e-08 | 2.6038e-09 | 3.8766e-09 | 7.928e-10 | 7.0019e-07 | 3.9485e-06 | 4.6165e-08 | 9.5955e-09 | 4.8865e-08 | 6.7281e-06 | 2.9046e-05 | 7.1956e-09 | 2.1174e-08 | 1.9839e-05 | 2.5763e-07 | 4.0234e-07 | 1.471e-08 | 1.2456e-06 | 0.0001572 | 1.7516e-11 | 1.3974e-08 | 7.5116e-11 | 1.1414e-05 | 1.8205e-08 | 2.4945e-07 | 1.1424e-07 | 0.001927 | 9.0707e-08 | 3.3246e-08 | 3.6629e-06 | 8.7563e-08 | 2.5381e-11 | 1.0748e-05 | 6.7156e-09 | 2.2056e-07 | 5.1735e-09 | 1.2053e-12 | 2.0866e-07 | 2.7192e-06 | 3.2609e-08 | 2.5484e-07 | 1.766e-06 | 6.748e-07 | 5.8417e-08 | 5.0066e-08 | 2.4516e-07 | 4.7187e-10 | 2.2632e-08 | 9.0516e-08 | 1.6967e-08 | 4.2774e-09 | 7.6554e-09 | 3.1316e-06 | 7.0177e-06 | 2.7301e-08 | 2.5275e-05 | 8.0862e-06 | 4.1503e-07 | 8.1459e-07 | 0.00012284 | 8.2125e-08 | 3.1612e-07 | 1.053e-07 | 1.9542e-10 | 1.0834e-06 | 2.1871e-07 | 8.4024e-06 | 1.6989e-06 | 7.4658e-07 | 4.267e-07 | 1.0198e-09 | 1.68e-12 | 0.00073843 | 1.9194e-08 | 1.2587e-08 | 1.3723e-08 | 1.6603e-05 | 7.1267e-07 | 1.9169e-06 | 5.6897e-10 | 1.7236e-07 | 1.4051e-08 | 3.1561e-09 | 7.9703e-06 | 1.2235e-07 | 4.0281e-08 | 5.0022e-08 | 3.3962e-06 | 2.3207e-09 | 1.9792e-11 | 6.2816e-08 | 3.5108e-09 | 4.2151e-09 | 6.9338e-07 | 8.5244e-08 | 1.2125e-08 | 2.339e-07 | 5.8932e-07 | 1.0536e-07 | 1.8981e-07 | 4.9469e-09 | 1.1643e-09 | 3.8714e-07 | 1.0324e-09 | 1.8692e-10 | 9.3806e-09 | 6.8726e-07 | 2.2974e-06 | 2.1253e-08 | 2.803e-09 | 0.00019819 | 6.6449e-07 | 4.4684e-11 | 0.00016674 | 5.9637e-07 | 5.5174e-06 | 1.0229e-05 | 1.6128e-10 | 1.6682e-07 | 4.8104e-08 | 8.3787e-09 | 1.1821e-08 | 2.4217e-07 | 5.0957e-06 | 2.358e-11 | 1.396e-10 | 8.6592e-09 | 8.1392e-06 | 1.1936e-05 | 2.9458e-10 | 6.913e-06 | 3.5739e-10 | 1.3312e-05 | 3.1052e-07 | 8.8671e-06 | 1.1089e-09 | 3.1642e-10 | 7.82e-09 | 1.3721e-06 | 5.7407e-09 | 5.2757e-07 | 7.5732e-05 | 9.2118e-07 | 1.4377e-05 | 3.2921e-11 | 3.2174e-08 | 1.1937e-10 | 2.5314e-07 | 2.9418e-08 | 5.0711e-05 | 4.6216e-08 | 1.3225e-06 | 2.9358e-09 | 6.5713e-12 | 2.8534e-06 | 7.9351e-07 | 2.2121e-09 | 1.8629e-07 | 1.054e-09 | 1.4258e-10 | 1.2486e-06 | 9.4464e-10 | 3.3878e-05 | 9.4691e-10 | 4.3922e-05 | 8.7571e-10 | 9.5185e-08 | 9.2304e-09 | 2.6073e-08 | 4.889e-08 | 1.6523e-08 | 1.1363e-06 | 1.6971e-07 | 2.5721e-08 | 7.4272e-10 | 3.1194e-10 | 1.0817e-09 | 5.3277e-08 | 0.00039912 | 2.0289e-08 | 3.9531e-10 | 1.3392e-07 | 2.2483e-09 | 4.0125e-07 | 8.2686e-11 | 1.6836e-11 | 2.7144e-08 | 1.184e-08 | 8.0046e-08 | 0.00010551 | 1.7038e-06 | 3.8462e-10 | 3.7082e-09 | 5.353e-09 | 1.0403e-07 | 2.2555e-10 | 2.6909e-10 | 1.4656e-06 | 1.069e-09 | 5.3421e-10 | 5.0871e-07 | 3.3708e-06 | 3.5306e-10 | 1.017e-08 | 1.0861e-10 | 4.0562e-10 | 2.5533e-09 | 1.0601e-08 | 2.3846e-06 | 3.6095e-08 | 6.0194e-06 | 1.0197e-09 | 6.7055e-10 | 5.9734e-08 | 2.5834e-11 | 2.0618e-06 | 4.2063e-08 | 2.3356e-07 | 1.9521e-09 | 5.7687e-06 | 2.0722e-09 | 2.8433e-10 | 3.6616e-09 | 1.2746e-07 | 2.3608e-09 | 1.5606e-10 | 0.001093 | 3.2462e-06 | 7.1799e-09 | 1.2685e-08 | 1.2769e-07 | 5.0223e-09 | 3.3876e-08 | 5.7355e-06 | 5.6653e-10 | 3.5493e-05 | 2.2027e-07 | 6.9502e-08 | 8.0131e-08 | 5.3317e-10 | 2.8586e-09 | 7.9716e-09 | 9.4774e-10 | 9.2042e-07 | 1.2776e-06 | 2.6882e-09 | 3.4316e-11 | 7.7621e-07 | 1.3661e-07 | 1.0639e-07 | 4.7341e-09 | 1.5417e-05 | 3.8643e-09 | 1.644e-07 | 6.5439e-09 | 5.8565e-07 | 1.4055e-06 | 2.04e-11 | 1.016e-09 | 5.6901e-06 | 4.7842e-09 | 3.6135e-07 | 1.4076e-08 | 2.8207e-06 | 4.4967e-07 | 2.747e-11 | 2.9656e-05 | 0.00012484 | 8.6746e-12 | 9.3655e-08 | 5.0183e-08 | 6.0479e-08 | 1.8211e-07 | 4.5495e-09 | 1.631e-05 | 2.3947e-05 | 8.0996e-10 | 4.7019e-10 | 1.6455e-05 | 2.0282e-09 | 2.6506e-08 | 1.6533e-10 | 1.9799e-08 | 1.328e-07 | 3.0705e-09 | 0.092104 | 1.796e-09 | 5.8598e-07 | 1.8643e-07 | 2.0152e-07 | 2.3819e-09 | 0.00018485 | 1.8345e-11 | 4.321e-08 | 9.7147e-08 | 2.7401e-10 | 2.1271e-10 | 6.1388e-08 | 1.2965e-06 | 1.4187e-08 | 8.7319e-08 | 5.3617e-08 | 3.4841e-06 | 1.261e-08 | 3.5639e-05 | 8.0985e-09 | 7.9317e-08 | 2.7957e-08 | 7.7002e-08 | 8.5428e-10 | 1.6107e-10 | 2.0063e-08 | 3.0407e-09 | 1.794e-07 | 1.6487e-08 | 1.6387e-09 | 9.8138e-06 | 7.4004e-06 | 5.2624e-08 | 1.1948e-09 | 2.0864e-09 | 1.123e-09 | 3.1392e-07 | 2.0764e-09 | 2.4249e-07 | 2.6168e-05 | 2.3115e-05 | 2.2935e-08 | 0.00016662 | 1.3613e-08 | 1.9507e-09 | 0.00062511 | 3.0386e-12 | 5.1975e-09 | 2.2445e-08 | 5.5767e-08 | 4.2941e-07 | 2.3077e-06 | 2.6485e-07 | 3.0903e-09 | 1.5293e-06 | 0.00029732 | 1.6391e-06 | 4.8135e-11 | 9.1101e-05 | 3.7795e-09 | 9.2376e-09 | 6.8042e-06 | 9.0704e-08 | 1.7382e-07 | 4.5915e-09 | 4.7946e-07 | 1.6917e-07 | 5.5867e-08 | 3.3753e-08 | 1.3125e-10 | 4.4556e-06 | 1.1116e-07 | 2.0906e-06 | 7.4319e-08 | 1.4391e-09 | 2.3384e-08 | 9.1721e-09 | 5.3523e-06 | 0.00018312 | 1.0538e-07 | 7.265e-07 | 1.8694e-06 | 4.7415e-07 | 5.1045e-08 | 7.4596e-09 | 1.3325e-08 | 5.5352e-09 | 1.0559e-05 | 5.0693e-06 | 4.7649e-08 | 7.7773e-07 | 5.9978e-09 | 7.2856e-10 | 7.9935e-07 | 0.00012794 | 2.2409e-08 | 0.00063124 | 1.1261e-07 | 3.7072e-10 | 5.6565e-08 | 2.0212e-08 | 1.4004e-06 | 3.3743e-07 | 5.3655e-08 | 2.1319e-08 | 8.6986e-11 | 3.1293e-09 | 7.0182e-11 | 2.3578e-09 | 5.1591e-10 | 4.6963e-07 | 1.5696e-07 | 4.066e-08 | 4.4151e-08 | 1.3935e-05 | 1.1893e-05 | 9.7944e-08 | 2.4968e-07 | 1.0103e-10 | 8.6726e-08 | 1.3318e-06 | 4.3115e-10 | 5.8345e-06 | 2.4652e-07 | 7.206e-08 | 1.1166e-07 | 1.1291e-08 | 0.00047214 | 7.8436e-07 | 0.00016761 | 3.5898e-08 | 1.6028e-09 | 4.7158e-08 | 1.763e-08 | 4.9741e-07 | 3.9375e-08 | 2.6747e-08 | 8.2993e-10 | 7.8201e-09 | 6.1043e-05 | 2.7579e-10 | 8.4103e-09 | 1.4291e-07 | 9.2671e-08 | 5.17e-10 | 1.9973e-08 | 1.0382e-09 | 3.1073e-10 | 9.3216e-07 | 1.4293e-09 | 2.8307e-10 | 3.9791e-09 | 7.5906e-10 | 2.6701e-09 | 6.3717e-08 | 1.9217e-07 | 6.2193e-07 | 3.7785e-09 | 8.4352e-11 | 6.7797e-05 | 3.4333e-06 | 9.2432e-06 | 7.954e-08 | 1.1182e-11 | 1.3692e-11 | 1.2634e-09 | 1.6691e-08 | 7.5619e-08 | 4.2571e-06 | 4.0039e-08 | 7.3508e-11 | 5.3415e-08 | 3.2554e-06 | 1.5338e-06 | 1.0366e-05 | 2.6327e-08 | 1.4384e-07 | 4.3677e-05 | 0.00011824 | 4.8955e-07 | 2.1801e-07 | 2.0255e-12 | 8.1403e-08 | 4.4165e-07 | 2.9418e-05 | 4.2772e-08 | 1.9021e-08 | 1.31e-07 | 8.2564e-07 | 4.5824e-05 | 1.2099e-09 | 2.4464e-09 | 3.7145e-05 | 1.5776e-06 | 1.5874e-08 | 4.3074e-09 | 1.4542e-08 | 3.9902e-05 | 3.3251e-07 | 3.2432e-07 | 3.2327e-06 | 3.0921e-09 | 9.031e-08 | 2.2524e-05 | 8.5029e-07 | 2.5744e-08 | 1.8014e-08 | 1.2561e-09 | 5.1882e-08 | 4.5719e-09 | 1.1356e-11 | 0.00092072 | 2.4109e-10 | 1.1351e-07 | 4.7593e-05 | 1.8521e-09 | 4.6209e-10 | 0.021855 | 1.3548e-08 | 5.9864e-06 | 4.448e-07 | 9.3589e-05 | 1.4955e-06 | 3.4452e-11 | 4.7242e-11 | 6.3765e-09 | 1.5566e-09 | 2.9572e-08 | 4.1e-08 | 3.9831e-06 | 1.9074e-07 | 1.3415e-07 | 2.673e-10 | 5.081e-09 | 4.6829e-08 | 1.517e-10 | 3.4901e-08 | 9.9814e-07 | 3.6801e-07 | 8.325e-08 | 1.0318e-09 | 1.0358e-08 | 5.7802e-10 | 1.0048e-06 | 7.299e-08 | 9.6438e-08 | 1.3256e-05 | 8.1202e-06 | 5.5101e-10 | 0.00043712 | 1.0467e-06 | 8.8588e-09 | 1.7477e-08 | 2.253e-10 | 1.085e-08 | 2.0526e-08 | 2.7487e-10 | 5.324e-08 | 1.062e-08 | 9.5646e-09 | 5.3106e-08 | 2.9307e-08 | 5.5203e-10 | 3.3199e-06 | 8.3445e-08 | 2.9805e-09 | 2.7164e-07 | 2.6926e-09 | 9.2941e-06 | 6.2379e-09 | 4.9603e-08 | 8.6949e-07 | 0.00057134 | 3.3811e-11 | 6.0829e-08 | 3.335e-08 | 3.1983e-07 | 2.669e-06 | 2.8577e-07 | 1.2877e-06 | 6.7709e-08 | 7.0464e-09 | 2.134e-11 | 2.4603e-07 | 1.0106e-07 | 3.2422e-07 | 5.5937e-10 | 4.2456e-07 | 4.0565e-09 | 6.8098e-09 | 8.7246e-08 | 2.8892e-10 | 4.8507e-09 | 6.8177e-10 | 2.3536e-09 | 5.3629e-09 | 3.1937e-07 | 2.8859e-06 | 5.2118e-09 | 1.7387e-05 | 1.8261e-10 | 1.9803e-06 | 6.4501e-09 | 2.0229e-05 | 7.981e-09 | 5.3256e-08 | 2.9721e-08 | 5.9641e-09 | 2.5135e-08 | 1.3079e-06 | 1.1584e-08 | 2.5304e-09 | 8.7418e-09 | 1.1645e-07 | 6.2944e-08 | 1.5878e-07 | 4.5302e-05 | 4.8083e-09 | 3.6349e-08 | 9.7494e-10 | 2.347e-06 | 1.5347e-09 | 5.5082e-07 | 1.6459e-05 | 5.8857e-07 | 5.4332e-07 | 1.7109e-08 | 7.7099e-09 | 8.6336e-09 | 1.8943e-07 | 3.1003e-05 | 1.2358e-08 | 1.6119e-08 | 6.0609e-11 | 7.2608e-09 | 2.9215e-08 | 9.8429e-09 | 8.2286e-07 | 8.2878e-09 | 3.1177e-07 | 1.712e-08 | 1.8564e-09 | 4.5191e-13 | 4.1075e-08 | 2.3001e-08 | 1.2693e-08 | 1.4353e-07 | 2.2862e-09 | 2.3044e-11 | 5.3617e-08 | 8.6182e-08 | 7.7176e-07 | 2.7915e-07 | 2.3915e-07 | 9.5112e-07 | 9.3363e-09 | 5.1484e-06 | 7.5612e-07 | 1.6389e-05 | 1.8093e-08 | 7.2961e-08 | 1.41e-06 | 4.4886e-09 | 1.4489e-06 | 2.264e-08 | 9.6404e-10 | 5.8221e-09 | 5.1031e-10 | 6.4952e-06 | 7.3146e-08 | 9.0698e-08 | 1.9031e-09 | 3.1823e-06 | 1.694e-10 | 1.0464e-05 | 7.8898e-08 | 2.2717e-07 | 9.0063e-05 | 5.8432e-06 | 4.9285e-09 | 1.6218e-09 | 2.4834e-08 | 9.5638e-08 | 6.7359e-10 | 4.5323e-08 | 1.2648e-09 | 1.1436e-06 | 9.7244e-12 | 1.3576e-08 | 9.3725e-14 | 7.6827e-06 | 5.4801e-09 | 4.6239e-08 | 4.0076e-09 | 2.0141e-09 | 9.6122e-09 | 2.2368e-05 | 3.3556e-09 | 1.5796e-06 | 9.936e-11 | 8.3443e-06 | 5.5202e-07 | 9.5158e-11 | 1.1719e-10 | 3.4493e-07 | 5.6188e-08 | 0.00027761 | 4.9537e-07 | 3.1056e-09 | 4.576e-08 | 4.5093e-06 | 4.2115e-12 | 5.1852e-07 | 8.6384e-08 | 4.5899e-08 | 6.3318e-08 | 4.7691e-09 | 1.5704e-07 | 4.5666e-08 | 0.00036985 | 3.8966e-08 | 3.2292e-07 | 7.3535e-06 | 1.692e-10 | 4.0344e-10 | 2.2676e-07 | 4.1067e-11 | 2.7807e-05 | 2.5976e-06 | 4.9887e-06 | 8.5171e-07 | 3.1358e-13 | 2.6464e-09 | 1.2531e-07 | 1.5858e-10 | 8.2651e-08 | 1.1855e-06 | 1.1765e-07 | 2.2402e-12 | 4.561e-10 | 2.7725e-09 | 3.7025e-09 | 4.1717e-09 | 9.592e-10 | 9.4501e-09 | 6.4526e-07 | 4.1301e-06 | 7.5652e-10 | 1.9024e-10 | 1.3993e-05 | 1.673e-07 | 4.0444e-08 | 5.1001e-05 | 3.1073e-08 | 2.7965e-07 | 6.3707e-09 | 4.6782e-07 | 1.5329e-06 | 6.7462e-10 | 5.529e-10 | 2.8408e-07 | 1.5729e-05 | 4.6173e-06 | 1.7571e-05 | 0.0056795 | 4.0355e-11 | 0.00043225 | 2.092e-09 | 7.7602e-10 | 4.8158e-08 | 1.327e-08 | 1.6487e-07 | 1.5461e-08 | 1.1121e-06 | 7.0279e-07 | 4.924e-06 | 2.4419e-06 | 5.9262e-08 | 2.1813e-09 | 0.0014374 | 6.3371e-07 | 9.143e-06 | 6.0242e-09 | 2.3246e-07 | 9.4391e-07 | 5.5217e-08 | 8.907e-08 | 1.0371e-08 | 1.7339e-10 | 1.9533e-08 | 1.0994e-08 | 2.5969e-06 | 2.0578e-08 | 1.1737e-06 | 1.6624e-07 | 1.9255e-06 | 1.3956e-07 | 1.191e-07 | 8.9837e-07 | 1.9097e-08 | 3.7874e-06 | 1.0909e-07 | 1.4365e-05 | 7.0184e-07 | 5.9938e-08 | 4.9962e-09 | 2.1292e-09 | 1.4692e-06 | 9.1967e-07 | 3.879e-07 | 1.2308e-06 | 6.5312e-09 | 7.7319e-07 | 7.2634e-05 | 3.3977e-06 | 2.9697e-09 | 7.2402e-07 | 3.3919e-06 | 2.154e-07 | 2.4782e-08 | 2.0667e-07 | 2.6832e-09 | 2.8839e-10 | 1.5488e-08 | 9.1299e-09 | 2.5541e-05 | 1.8551e-08 | 1.8694e-06 | 3.8962e-07 | 6.6829e-08 | 5.021e-06 | 7.917e-09 | 1.1262e-10 | 9.6947e-08 | 5.8685e-06 | 2.5582e-09 | 2.4868e-05 | 7.6118e-08 | 7.0943e-09 | 2.6115e-08 | 8.002e-10 | 5.4541e-08 | 2.0609e-09 | 2.429e-07 | 6.9658e-07 | 3.6255e-07 | 7.0545e-06 | 6.5948e-08 | 1.1676e-09 | 4.9718e-08 | 1.1518e-11 | 7.3244e-07 | 1.0307e-11 | 6.4323e-06 | 2.7859e-10 | 3.0857e-11 | 2.7006e-08 | 1.1992e-09 | 1.2585e-09 | 1.7148e-06 | 3.1651e-07 | 2.6384e-09 | 3.386e-05 | 1.1216e-05 | 8.3105e-08 | 7.2898e-09 | 6.1657e-09 | 1.2462e-12 | 3.7408e-09 | 2.9058e-08 | 1.6182e-08 | 8.8442e-09 | 9.6174e-08 | 2.9683e-06 | 2.5225e-09 | 5.264e-09 | 1.6911e-09 | 1.411e-05 | 1.6344e-06 | 4.2095e-06 | 9.3245e-07 | 7.1371e-08 | 2.1769e-09 | 2.0815e-06 | 6.2454e-08 | 4.9701e-08 | 4.888e-05 | 5.2283e-09 | 5.9567e-07 | 6.075e-10 | 3.3864e-10 | 3.8265e-07 | 1.197e-10 | 8.2623e-08 | 7.7692e-07 | 1.486e-06 | 1.6695e-12 | 0.00031251 | 1.0125e-10 | 1.071e-05 | 7.1463e-07 | 2.9649e-07 | 3.6316e-10 | 1.209e-08 | 5.9048e-08 | 6.9289e-09 | 8.2257e-09 | 8.5689e-08 | 1.4244e-06 | 8.8844e-08 | 1.4668e-05 | 1.7418e-08 | 5.0828e-08 | 1.0197e-06 | 8.1443e-05 | 5.3162e-07 | 1.9457e-11 | 1.19e-11 | 3.3171e-09 | 2.3187e-08 | 8.5923e-09 | 6.763e-08 | 2.2439e-10 | 1.4529e-07 | 2.5244e-08 | 6.5606e-11 | 6.5148e-07 | 1.9056e-06 | 1.4375e-08 | 4.5587e-05 | 6.6515e-06 | 1.355e-07 | 2.5915e-06 | 2.3744e-06 | 8.5953e-10 | 5.5314e-08 | 1.4649e-06 | 4.5799e-07 | 1.1e-06 | 8.932e-09 | 1.5071e-06 | 1.5433e-10 | 2.7416e-07 | 2.3361e-10 | 1.5869e-05 | 7.2025e-06 | 2.8603e-07 | 5.2183e-07 | 1.9584e-11 | 1.5471e-05 | 3.42e-08 | 8.5957e-09 | 3.9836e-10 | 8.0044e-05 | 1.4572e-09 | 1.6965e-09 | 6.658e-06 | 4.6719e-07 | 2.9238e-07 | 1.3507e-07 | 7.3694e-07 | 1.0689e-10 | 1.2168e-05 | 6.8551e-05 | 7.3871e-06 | 4.5133e-06 | 3.0704e-11 | 5.5324e-06 | 5.1925e-06 | 5.1079e-08 | 1.3115e-12 | 6.58e-06 | 5.5938e-05 | 3.9179e-07 | 1.1846e-05 | 1.2083e-06 | 4.4894e-05 | 5.7366e-05 | 5.1718e-08 | 9.5737e-10 | 2.8868e-09 | 8.5738e-11 | 3.4517e-08 | 9.017e-10 | 2.7792e-08 | 2.2153e-07 | 1.7606e-06 | 0.00070721 | 1.1202e-05 | 3.3518e-08 | 1.832e-10 | 2.4366e-09 | 1.2102e-05 | 6.8965e-08 | 2.0482e-09 | 1.4646e-06 | 5.9194e-09 | 3.4399e-08 | 2.4762e-09 | 1.9281e-07 | 3.9436e-10 | 6.2284e-09 | 2.0434e-07 | 3.1851e-09 | 2.2979e-07 | 9.3013e-07 | 9.2791e-09 | 2.8254e-06 | 2.0922e-08 | 7.6254e-07 | 8.4383e-07 | 1.6058e-09 | 2.6078e-06 | 1.4207e-11 | 0.0021764 | 4.6915e-09 | 4.14e-07 | 9.5104e-06 | 1.3014e-08 | 3.7671e-11 | 7.7864e-06 | 8.2828e-12 | 7.4895e-07 | 3.5648e-09 | 3.5089e-07 | 3.981e-06 | 3.4547e-07 | 1.8342e-07 | 1.1925e-08 | 7.6482e-06 | 1.6024e-06 | 1.2681e-06 | 8.1049e-07 | 2.7903e-07 | 4.2725e-08 | 1.7454e-05 | 4.6795e-06 | 4.5592e-08 | 2.5678e-09 | 1.2647e-06 | 6.3953e-09 | 1.4157e-06 | 1.4224e-08 | 1.1513e-07 | 5.8884e-07 | 0.00012762 | 1.8478e-08 | 9.3191e-08 | 1.4247e-08 | 6.8251e-09 | 6.2163e-10 | 2.2917e-07 | 8.5975e-09 | 5.3778e-10 | 4.0976e-08 | 2.3732e-08 | 2.6456e-10 | 2.8742e-10 | 1.9982e-09 | 1.0906e-08 | 5.7899e-08 | 1.13e-11 | 2.1745e-09 | 1.0364e-06 | 2.7718e-10 | 1.2453e-07 | 4.2159e-09 | 3.2402e-06 | 2.413e-13 | 3.5258e-05 | 1.0426e-06 | 1.045e-08 | 6.7545e-09 | 3.593e-09 | 1.3065e-10 | 1.0612e-07 | 3.4369e-09 | 4.3741e-06 | 1.7976e-08 | 8.2383e-08 | 5.8621e-08 | 1.4909e-07 | 1.1031e-08 | 2.8275e-10 | 1.4086e-05 | 4.4798e-08 | 1.0216e-07 | 2.5632e-07 | 3.2549e-07 | 1.1412e-10 | 1.5732e-08 | 1.7423e-05 | 6.8953e-07 | 6.3903e-07 | 4.4373e-11 | 7.9145e-08 | 5.7552e-05 | 1.7022e-10 | 1.5987e-09 | 2.6141e-08 | 5.7765e-07 | 1.2677e-09 | 8.7447e-08 | 2.9676e-08 | 4.3141e-07 | 1.5213e-08 | 7.0452e-09 | 1.9948e-11 | 1.9047e-07 | 4.1483e-05 | 2.3991e-06 | 3.279e-08 | 4.9225e-06 | 1.7594e-07 | 1.0023e-06 | 1.4279e-07 | 3.0061e-07 | 3.7078e-05 | 1.6065e-08 | 1.5042e-06 | 1.3326e-05 | 1.9401e-08 | 9.5762e-08 | 0.00074707 | 2.3955e-07 | 1.3382e-06 | 6.6004e-10 | 1.2524e-08 | 1.6038e-07 | 1.0161e-07 | 2.2774e-07 | 5.882e-08 | 1.5661e-06 | 1.0554e-10 | 9.5948e-06 | 6.75e-07 | 1.1908e-06 | 9.1922e-07 | 3.1458e-09 | 1.6076e-08 | 1.6864e-07 | 4.1294e-09 | 7.0206e-07 | 2.5095e-06 | 9.1435e-09 | 0.00014499 | 1.1158e-06 | 5.7871e-07 | 9.3852e-11 | 1.9716e-07 | 2.8537e-06 | 5.3651e-10 | 1.6419e-06 | 1.6491e-10 | 3.1958e-06 | 1.0029e-06 | 1.2812e-07 | 1.3754e-08 | 2.1276e-05 | 4.4541e-09 | 2.0639e-06 | 5.9397e-09 | 2.8707e-08 | 6.9934e-06 | 1.022e-08 | 4.3096e-05 | 3.8288e-08 | 7.5614e-10 | 4.3787e-09 | 2.3312e-06 | 8.6802e-09 | 1.3865e-05 | 1.4605e-05 | 1.1038e-09 | 9.9901e-11 | 9.0343e-08 | 5.3403e-07 | 3.3095e-08 | 8.0509e-06 | 2.2343e-07 | 0.01686 | 9.216e-09 | 7.3433e-06 | 4.3063e-08 | 2.1168e-10 | 1.1258e-10 | 2.1271e-07 | 1.4032e-08 | 1.0212e-07 | 1.3723e-06 | 2.6619e-05 | 3.115e-07 | 6.0782e-08 | 1.2262e-10 | 3.0768e-08 | 8.3054e-09 | 2.1334e-10 | 1.1157e-09 | 7.4135e-09 | 8.9748e-11 | 2.3636e-07 | 0.00026811 | 3.1868e-09 | 8.3024e-06 | 1.2068e-05 | 2.4935e-08 | 1.1841e-07 | 2.8688e-06 | 0.0015447 | 2.4113e-08 | 2.708e-08 | 1.4924e-07 | 2.738e-07 | 9.5605e-09 | 1.2836e-08 | 1.0671e-10 | 2.2159e-07 | 3.3811e-09 | 1.5496e-08 | 0.0040677 | 0.0010834 | 8.4197e-09 | 4.9934e-05 | 1.6221e-06 | 2.5661e-06 | 1.7354e-09 | 9.4899e-09 | 2.5766e-08 | 6.2503e-08 | 2.2206e-07 | 3.9356e-09 | 2.9461e-09 | 4.153e-12 | 5.2458e-06 | 5.7767e-06 | 3.484e-10 | 0.00044798 | 1.4023e-07 | 7.8526e-09 | 3.4783e-10 | 2.4933e-08 | 1.6938e-07 | 2.6535e-07 | 3.0783e-10 | 2.1248e-07 | 8.7916e-08 | 5.2279e-07 | 1.7605e-07 | 9.7552e-05 | 2.9175e-08 | 5.9732e-05 | 2.9082e-11 | 4.1473e-09 | 3.9924e-09 | 4.2513e-07 | 2.974e-08 | 5.9477e-08 | 1.9152e-08 | 9.6092e-09 | 9.1643e-09 | 5.1466e-08 | 2.9687e-08 | 3.2723e-06 | 7.1336e-09 | 3.4223e-06 | 4.4915e-07 | 9.4902e-09 | 1.2726e-08 | 2.3637e-08 | 1.4963e-05 | 3.6722e-11 | 3.3835e-10 | 6.5646e-06 | 1.0002e-07 | 8.88e-09 | 3.3118e-06 | 0.00074346 | 2.1177e-07 | 3.1057e-05 | 3.1814e-05 | 3.2362e-07 | 8.4345e-09 | 4.6641e-10 | 5.6293e-08 | 1.7494e-07 | 9.1743e-11 | 1.4889e-10 | 2.7595e-08 | 7.9407e-08 | 2.7371e-08 | 3.9394e-05 | 1.0294e-11 | 2.514e-07 | 8.006e-09 | 7.2598e-09 | 6.3256e-07 | 1.1896e-06 | 1.125e-05 | 5.8071e-08 | 1.6104e-06 | 4.5131e-09 | 2.1942e-11 | 0.00060077 | 7.0827e-09 | 1.4043e-08 | 8.5925e-10 | 8.9018e-10 | 3.0003e-09 | 6.5519e-09 | 8.9171e-09 | 7.8293e-09 | 7.2021e-11 | 0.00026534 | 1.9896e-06 | 1.4507e-08 | 3.2077e-06 | 8.803e-06 | 3.4011e-09 | 0.00032797 | 8.6974e-05 | 5.7525e-07 | 1.0449e-11 | 7.1296e-11 | 3.8009e-07 | 3.2134e-10 | 0.00030532 | 2.7326e-09 | 5.7501e-07 | 2.2779e-09 | 5.7983e-07 | 2.106e-12 | 6.7499e-08 | 2.4114e-06 | 8.1984e-07 | 7.6864e-07 | 3.0222e-09 | 1.1138e-07 | 5.9221e-11 | 5.8819e-07 | 2.7351e-10 | 0.00091887 | 3.5374e-05 | 2.8692e-06 | 7.6144e-08 | 1.6091e-07 | 8.08e-05 | 4.3824e-05 | 3.0528e-10 | 1.8519e-07 | 1.8454e-05 | 5.386e-07 | 1.4212e-08 | 3.1409e-09 | 2.9155e-06 | 7.8173e-06 | 4.3052e-06 | 2.2204e-09 | 4.2334e-10 | 8.2962e-07 | 3.8861e-06 | 1.2587e-08 | 2.2198e-06 | 0.00096819 | 7.3842e-13 | 2.5879e-07 | 2.1411e-08 | 1.651e-07 | 1.3572e-07 | 8.377e-08 | 4.3028e-09 | 5.7612e-08 | 5.8857e-08 | 2.738e-10 | 7.9559e-06 | 2.4206e-07 | 1.5817e-07 | 6.5064e-09 | 5.0545e-06 | 2.1394e-08 | 1.575e-06 | 3.0345e-09 | 1.2764e-07 | 4.7151e-05 | 7.6867e-07 | 1.7556e-06 | 6.32e-08 | 1.279e-08 | 2.1107e-08 | 6.8594e-07 | 2.4355e-05 | 4.383e-10 | 3.3843e-08 | 1.4245e-09 | 2.112e-07 | 9.6862e-08 | 1.5435e-06 | 1.897e-06 | 1.5997e-06 | 3.5935e-06 | 8.5156e-11 | 2.9332e-07 | 1.2204e-07 | 7.5566e-08 | 5.2519e-09 | 2.2537e-10 | 5.3417e-11 | 3.2369e-07 | 4.0976e-06 | 0.00079924 | 5.216e-05 | 3.1474e-08 | 1.9765e-10 | 1.066e-05 | 7.3514e-05 | 0.00011869 | 1.0545e-05 | 3.5901e-08 | 1.4498e-09 | 1.0463e-05 | 8.8887e-10 | 1.1329e-06 | 1.9256e-08 | 3.4396e-05 | 3.3881e-08 | 3.2722e-08 | 2.1507e-10 | 7.4054e-08 | 9.1968e-08 | 6.5033e-08 | 3.5021e-07 | 8.0368e-09 | 8.5799e-08 | 2.38e-07 | 7.8199e-11 | 3.612e-05 | 4.9961e-09 | 1.7479e-08 | 6.6238e-09 | 8.3407e-08 | 9.8103e-08 | 2.4914e-08 | 4.4865e-09 | 6.5918e-10 | 6.0936e-09 | 4.9399e-08 | 8.1201e-08 | 2.1186e-09 | 3.8985e-12 | 1.3979e-06 | 2.3406e-07 | 2.408e-08 | 1.9832e-08 | 5.2088e-09 | 2.7629e-07 | 6.5111e-08 | 1.8503e-08 | 5.6191e-08 | 1.3488e-06 | 1.2534e-07 | 5.7286e-12 | 7.9949e-07 | 2.5826e-09 | 5.9202e-07 | 2.502e-07 | 1.6247e-08 | 2.894e-09 | 2.9861e-08 | 2.6731e-06 | 1.07e-06 | 2.8126e-09 | 6.1524e-09 | 3.9149e-07 | 8.3763e-05 | 4.645e-11 | 7.5306e-08 | 3.0132e-09 | 2.1209e-10 | 4.1913e-12 | 6.4028e-06 | 2.1202e-08 | 1.6034e-06 | 2.5088e-08 | 5.9571e-08 | 2.8499e-06 | 1.4706e-05 | 1.1158e-05 | 2.8816e-07 | 2.2847e-06 | 6.6426e-06 | 2.9867e-07 | 6.736e-08 | 4.6571e-07 | 1.978e-08 | 1.8158e-08 | 3.8002e-05 | 2.7869e-08 | 2.3302e-08 | 9.0683e-09 | 2.7696e-08 | 7.3189e-10 | 2.7108e-11 | 9.6611e-09 | 8.8106e-12 | 4.764e-10 | 4.1493e-10 | 0.0002247 | 2.3834e-08 | 1.3032e-10 | 1.5826e-07 | 1.3782e-06 | 5.6557e-05 | 3.9991e-07 | 3.6156e-06 | 3.9131e-07 | 1.5812e-06 | 2.3604e-09 | 8.0208e-06 | 1.5687e-08 | 6.9964e-11 | 8.5365e-09 | 3.5587e-08 | 3.0768e-08 | 3.8251e-11 | 2.8547e-10 | 3.8401e-07 | 4.552e-07 | 2.5182e-11 | 2.1423e-07 | 7.72e-06 | 2.9311e-08 | 8.88e-06 | 3.8086e-10 | 1.7746e-08 | 3.6145e-10 | 3.6767e-06 | 3.128e-07 | 2.3172e-08 | 4.0399e-05 | 2.026e-09 | 2.7966e-07 | 7.5966e-08 | 4.1505e-06 | 4.2653e-07 | 4.2502e-09 | 8.5932e-10 | 1.93e-07 | 1.1858e-08 | 1.6349e-06 | 1.1641e-10 | 6.2135e-05 | 4.4599e-07 | 1.3662e-10 | 0.0001617 | 3.5561e-08 | 4.1662e-09 | 3.0552e-08 | 3.354e-06 | 1.7e-08 | 1.4236e-10 | 1.7566e-07 | 9.2796e-07 | 2.5485e-08 | 2.5186e-09 | 5.0331e-09 | 2.1268e-09 | 8.978e-12 | 1.4954e-06 | 5.9534e-09 | 1.7377e-09 | 1.1537e-05 | 5.5855e-09 | 7.6392e-05 | 1.8503e-09 | 1.9661e-06 | 3.2344e-07 | 1.829e-07 | 4.1976e-10 | 5.1311e-06 | 2.1786e-08 | 8.3193e-11 | 6.6123e-08 | 5.5635e-06 | 1.2971e-06 | 1.4272e-06 | 7.7163e-07 | 1.1359e-09 | 4.3151e-09 | 7.7249e-11 | 9.2066e-07 | 3.1718e-10 | 0.0015861 | 1.2522e-09 | 1.6224e-10 | 3.7055e-06 | 9.1574e-08 | 2.4392e-07 | 6.1873e-05 | 3.9162e-05 | 1.6266e-08 | 7.1096e-08 | 8.436e-06 | 2.5692e-08 | 1.1914e-06 | 6.9315e-09 | 9.6558e-08 | 8.6853e-08 | 1.1013e-08 | 6.2243e-07 | 1.1672e-08 | 6.2767e-07 | 1.9993e-08 | 9.1244e-09 | 7.478e-10 | 1.0803e-08 | 1.942e-09 | 0.000121 | 5.1675e-06 | 1.4648e-05 | 7.4666e-11 | 5.1086e-07 | 9.3655e-09 | 1.906e-08 | 0.00050073 | 2.0702e-05 | 4.4605e-08 | 1.0465e-10 | 0.0001334 | 7.1015e-08 | 3.0057e-10 | 5.2561e-07 | 3.5304e-11 | 8.0917e-09 | 1.1071e-06 | 5.9749e-06 | 7.205e-09 | 7.8178e-06 | 7.5166e-07 | 0.0001041 | 3.2768e-11 | 4.4558e-05 | 2.2313e-10 | 1.8774e-07 | 3.4186e-07 | 1.8119e-11 | 3.5664e-05 | 1.019e-06 | 3.343e-09 | 2.7778e-11 | 2.5204e-08 | 2.0372e-08 | 2.5239e-09 | 1.0678e-06 | 2.8918e-05 | 1.1823e-06 | 6.0586e-06 | 3.4404e-07 | 1.9958e-10 | 2.0651e-08 | 5.706e-10 | 2.501e-08 | 2.2067e-08 | 5.9243e-09 | 4.0184e-08 | 2.9035e-09 | 1.3539e-11 | 1.6382e-07 | 3.3917e-09 | 4.7462e-10 | 5.274e-09 | 1.1003e-06 | 1.5205e-10 | 4.0747e-05 | 3.0574e-06 | 1.5146e-06 | 9.0346e-07 | 2.7346e-10 | 6.1979e-10 | 2.8331e-07 | 3.8536e-07 | 1.322e-09 | 1.6749e-07 | 1.113e-07 | 3.3889e-08 | 7.6228e-08 | 4.4882e-07 | 4.8088e-07 | 7.5176e-09 | 1.5572e-08 | 2.4998e-05 | 3.9124e-07 | 6.0619e-11 | 1.4463e-08 | 6.9051e-07 | 1.2523e-06 | 2.336e-07 | 5.5792e-07 | 2.8015e-07 | 7.5941e-07 | 2.2701e-06 | 5.8381e-07 | 4.5314e-06 | 2.4789e-10 | 6.9961e-07 | 4.5945e-07 | 3.1176e-10 | 1.5515e-06 | 1.7667e-09 | 2.6904e-07 | 6.7079e-08 | 9.0053e-07 | 1.4295e-07 | 4.3292e-10 | 6.7569e-07 | 1.0757e-05 | 5.471e-12 | 1.3876e-08 | 3.4608e-07 | 3.4677e-06 | 2.0863e-08 | 1.091e-06 | 1.7825e-08 | 2.0712e-09 | 3.7787e-07 | 3.0552e-08 | 2.4823e-08 | 1.6016e-07 | 4.4738e-07 | 0.00017145 | 6.3377e-07 | 3.3417e-08 | 3.2214e-08 | 1.0633e-05 | 6.5183e-08 | 8.4438e-09 | 7.2339e-10 | 1.4308e-07 | 7.491e-08 | 1.3256e-12 | 8.5268e-05 | 0.00015183 | 9.3773e-12 | 1.3842e-06 | 2.6823e-08 | 1.0714e-09 | 8.7757e-07 | 2.3009e-07 | 3.3104e-08 | 7.7905e-08 | 6.1383e-09 | 2.6184e-06 | 7.9825e-10 | 3.8308e-10 | 6.5299e-08 | 5.6518e-06 | 5.7272e-08 | 1.1451e-08 | 7.2159e-06 | 1.0729e-06 | 1.3774e-05 | 0.00013511 | 3.5979e-11 | 2.1884e-09 | 1.8866e-08 | 3.3839e-08 | 1.2941e-06 | 2.9867e-06 | 9.3397e-08 | 3.1874e-07 | 5.9876e-09 | 1.0819e-08 | 1.1931e-09 | 0.0014116 | 1.4523e-09 | 8.3775e-08 | 4.5652e-09 | 1.4204e-08 | 5.2642e-11 | 8.6649e-06 | 1.604e-09 | 3.0177e-06 | 1.7884e-06 | 1.6323e-08 | 1.0905e-07 | 1.365e-07 | 2.5054e-06 | 1.4173e-09 | 2.1554e-08 | 5.1651e-07 | 2.2266e-11 | 1.437e-10 | 2.2505e-07 | 9.3038e-08 | 1.569e-06 | 7.9241e-08 | 5.3473e-09 | 1.3919e-08 | 5.2459e-07 | 1.7744e-07 | 1.05e-07 | 4.6329e-10 | 4.909e-08 | 2.4256e-08 | 5.8393e-08 | 2.2088e-07 | 2.558e-05 | 4.0534e-09 | 3.4154e-06 | 3.4201e-08 | 1.6066e-08 | 0.00050828 | 6.6724e-08 | 4.6247e-07 | 1.3914e-10 | 1.4255e-08 | 5.3506e-10 | 1.7026e-10 | 3.3167e-07 | 2.4659e-07 | 7.5148e-09 | 1.116e-08 | 2.4799e-11 | 2.0047e-06 | 3.3143e-09 | 1.7461e-08 | 1.1614e-08 | 3.5353e-09 | 5.6329e-07 | 1.7968e-07 | 0.00016415 | 2.9608e-07 | 1.5056e-08 | 3.8276e-08 | 5.7202e-06 | 2.6536e-08 | 1.8471e-08 | 5.9509e-06 | 2.7679e-10 | 1.8883e-08 | 2.6045e-07 | 1.4175e-10 | 1.1129e-12 | 1.0492e-09 | 3.7366e-11 | 1.5906e-09 | 4.2288e-07 | 1.0713e-08 | 1.446e-08 | 1.3926e-10 | 1.0222e-11 | 3.3852e-11 | 2.8205e-07 | 9.0595e-08 | 3.7035e-08 | 1.307e-07 | 2.1737e-09 | 5.7678e-08 | 5.5779e-07 | 1.3812e-07 | 5.2514e-09 | 9.268e-06 | 3.0479e-05 | 9.115e-07 | 3.0809e-08 | 2.6839e-06 | 5.807e-09 | 3.1506e-06 | 1.9677e-05 | 1.0125e-10 | 6.9958e-07 | 1.6532e-06 | 3.5933e-11 | 8.2906e-08 | 3.1075e-08 | 4.8357e-09 | 5.744e-08 | 3.4227e-05 | 5.6536e-06 | 1.5902e-07 | 1.6606e-09 | 1.2925e-07 | 2.5922e-06 | 8.1455e-09 | 5.1644e-09 | 2.3037e-09 | 1.5561e-08 | 9.6717e-08 | 2.7541e-07 | 1.7866e-08 | 2.2994e-07 | 1.7167e-08 | 4.2482e-07 | 2.5953e-08 | 6.5945e-08 | 7.6633e-09 | 0.00064439 | 8.1979e-08 | 1.4346e-09 | 1.6368e-06 | 1.4875e-08 | 7.7718e-07 | 1.8299e-07 | 1.4263e-06 | 2.55e-05 | 5.2338e-09 | 4.47e-07 | 3.8651e-08 | 2.8321e-07 | 3.1843e-06 | 5.5689e-11 | 2.4993e-06 | 3.3011e-09 | 0.79042 | 1.8169e-06 | 4.3319e-06 | 1.0222e-09 | 9.5636e-09 | 1.6128e-08 | 0.00025385 | 6.0762e-10 | 1.0197e-09 | 2.4032e-08 | 4.5588e-08 | 1.8776e-06 | 4.5163e-06 | 2.1645e-08 | 2.4709e-09 | 4.9262e-11 | 4.2365e-05 | 2.6867e-05 | 1.2217e-07 | 5.6149e-08 | 6.8464e-09 | 8.1317e-08 | 9.6873e-08 | 1.5167e-06 | 9.6775e-08 | 3.0296e-08 | 4.8792e-05 | 1.4097e-08 | 2.5135e-07 | 9.6644e-05 | 8.0426e-07 | 8.22e-09 | 2.0273e-05 | 6.8707e-09 | 1.0327e-09 | 3.0665e-10 | 2.7719e-08 | 9.3372e-07 | 3.4796e-08 | 3.123e-10 | 1.6068e-07 | 5.8817e-07 | 8.6434e-08 | 0.00028895 | 2.8411e-07 | 6.3428e-06 | 3.0371e-09 | 6.6997e-06 | 8.2779e-09 | 3.5241e-06 | 6.3362e-08 | 1.4433e-05 | 2.9747e-06 | 5.0907e-11 | 3.0707e-11 | 3.4492e-09 | 1.5774e-07 | 9.0167e-08 | 5.2419e-09 | 2.45e-07 | 4.1947e-05 | 6.3062e-11 | 2.7927e-08 | 4.2941e-09 | 5.3483e-09 | 1.9046e-07 | 6.1835e-07 | 2.7002e-10 | 1.6848e-13 | 3.0887e-09 | 1.096e-08 | 9.3415e-09 | 3.0513e-08 | 8.4625e-11 | 2.7408e-07 | 9.7517e-08 | 4.5694e-07 | 1.5642e-06 | 1.7276e-08 | 1.0233e-10 | 4.6529e-06 | 1.2936e-06 | 0.001039 | 1.693e-10 | 1.0012e-08 | 7.9023e-08 | 1.6701e-07 | 1.0752e-06 | 2.7329e-11 | 2.6855e-07 | 1.9624e-08 | 1.0414e-10 | 7.5778e-08 | 1.6401e-10 | 1.0213e-05 | 9.5488e-06 | 3.5256e-09 | 1.0178e-05 | 2.9186e-05 | 4.4308e-08 | 2.8785e-07 | 0.00017664 | 9.488e-05 | 1.1879e-08 | 2.8222e-07 | 4.8112e-07 | 1.642e-08 | 4.9412e-11 | 3.5296e-09 | 9.3037e-09 | 2.8014e-07 | 9.7867e-11 | 7.1219e-06 | 9.0564e-08 | 0.0001059 | 4.8915e-05 | 3.7238e-09 | 4.0575e-09 | 5.0211e-09 | 7.7002e-08 | 2.1943e-09 | 8.303e-09 | 2.7713e-07 | 2.1822e-06 | 2.3121e-08 | 3.9987e-08 | 2.4153e-07 | 1.4189e-08 | 4.16e-06 | 2.8722e-08 | 4.6129e-07 | 5.0764e-05 | 7.4511e-06 | 6.6937e-08 | 0.00014015 | 4.0056e-09 | 3.0483e-07 | 1.553e-07 | 5.0779e-08 | 3.7292e-07 | 3.0706e-09 | 5.7091e-09 | 2.1872e-06 | 1.1528e-09 | 1.964e-08 | 4.964e-10 | 1.6904e-07 | 2.0928e-10 | 2.2262e-06 | 2.8755e-08 | 1.9392e-08 | 3.1192e-06 | 2.3748e-07 | 2.0734e-07 | 3.4364e-06 | 1.5135e-06 | 8.7139e-09 | 5.0184e-07 | 6.3167e-10 | 2.987e-08 | 8.4096e-07 | 5.1966e-07 | 3.9532e-09 | 3.2405e-08 | 7.5037e-09 | 4.5406e-10 | 2.4065e-09 | 1.1651e-10 | 4.1172e-08 | 8.0881e-08 | 1.0649e-09 | 1.836e-06 | 1.1938e-05 | 7.3916e-09 | 1.2792e-07 | 1.8025e-09 | 3.0881e-07 | 0.00016092 | 6.6265e-08 | 1.1514e-07 | 1.2578e-09 | 7.0804e-08 | 1.1493e-09 | 5.7727e-07 | 4.7414e-08 | 9.1164e-09 | 3.5873e-08 | 1.6566e-08 | 9.0143e-10 | 4.9152e-07 | 1.0662e-06 | 4.2361e-09 | 3.9841e-08 | 7.7072e-10 | 2.031e-08 | 1.4442e-06 | 6.1663e-07 | 3.054e-06 | 8.4898e-05 | 5.3511e-12 | 1.9133e-09 | 1.2698e-10 | 5.5747e-08 | 2.1007e-08 | 2.2034e-09 | 8.7313e-06 | 3.7519e-07 | 3.955e-08 | 6.8098e-07 | 1.0397e-06 | 5.9995e-08 | 5.9857e-06 | 6.1176e-11 | 2.8201e-08 | 5.1826e-08 | 1.084e-07 | 7.8215e-07 | 1.4278e-05 | 7.0515e-09 | 7.0085e-10 | 7.3723e-10 | 2.0581e-07 | 5.2787e-09 | 3.8114e-06 | 0.00083441 | 3.0614e-07 | 2.2914e-09 | 7.9804e-06 | 2.0812e-07 | 1.1028e-07 | 9.7727e-07 | 0.00099893 | 6.0275e-05 | 1.0398e-06 | 2.1323e-05 | 8.3347e-06 | 1.6241e-08 | 2.5711e-07 | 1.5269e-09 | 3.7882e-10 | 4.9762e-07 | 0.0012499 | 6.4253e-05 | 6.1203e-08 | 4.4674e-06 | 6.9674e-07 | 5.7368e-08 | 5.656e-09 | 2.763e-07 | 3.2633e-05 | 9.7264e-10 | 0.00013706 | 2.3796e-07 | 8.6839e-07 | 3.2402e-08 | 1.7028e-08 | 8.9203e-09 | 1.6643e-08 | 1.0864e-07 | 8.2359e-10 | 6.5812e-09 | 1.1347e-09 | 1.0372e-05 | 2.6514e-11 | 4.0371e-07 | 3.484e-06 | 2.5675e-08 | 1.1518e-05 | 9.7567e-10 | 4.5767e-08 | 1.0128e-07 | 1.9707e-10 | 3.2302e-09 | 1.6843e-10 | 1.3183e-05 | 2.8746e-06 | 5.1302e-07 | 2.1482e-06 | 1.3887e-07 | 9.188e-08 | 1.1493e-06 | 9.6896e-07 | 1.4008e-05 | 8.7756e-07 | 3.0807e-08 | 8.438e-08 | 3.7057e-07 | 1.5129e-07 | 2.7258e-10 | 1.2846e-07 | 5.1358e-08 | 1.6139e-08 | 1.3656e-06 | 1.0293e-07 | 9.154e-10 | 9.7587e-07 | 3.248e-11 | 1.1368e-09 | 1.0625e-06 | 1.8131e-09 | 0.00042739 | 1.1728e-08 | 5.2841e-10 | 8.4855e-10 | 2.7357e-08 | 7.105e-10 | 4.0583e-10 | 6.8225e-08 | 1.1615e-05 | 3.3811e-07 | 2.1606e-10 | 1.8126e-07 | 8.9855e-08 | 5.2609e-08 | 8.5573e-09 | 1.0373e-07 | 5.6013e-10 | 2.4034e-07 | 2.0212e-08 | 5.0918e-06 | 1.3213e-08 | 0.007831 | 2.119e-09 | 1.3661e-05 | 0.00038658 | 2.2983e-10 | 4.7257e-08 | 0.00037379 | 4.0293e-09 | 2.4793e-08 | 8.0813e-06 | 1.6342e-10 | 2.127e-09 | 0.00058641 | 1.5839e-09 | 1.4193e-07 | 7.5693e-09 | 4.5053e-10 | 1.2587e-07 | 4.3263e-06 | 1.1621e-08 | 7.391e-07 | 9.4782e-09 | 9.6548e-07 | 3.4624e-07 | 6.8898e-08 | 4.2068e-08 | 0.00040141 | 7.5118e-07 | 2.0679e-10 | 6.8543e-06 | 9.3685e-08 | 2.4159e-08 | 2.5072e-06 | 1.871e-08 | 2.0401e-06 | 3.229e-05 | 8.7596e-05 | 8.4882e-08 | 2.624e-06 | 8.6345e-06 | 1.0652e-07 | 2.7276e-08 | 3.4595e-09 | 6.0752e-05 | 2.336e-11 | 1.4391e-07 | 8.77e-05 | 3.7452e-09 | 7.1403e-10 | 8.5063e-10 | 2.9132e-09 | 3.1793e-07 | 6.9878e-08 | 9.6538e-08 | 2.1002e-05 | 9.5779e-10 | 2.6912e-05 | 5.1963e-08 | 5.3868e-09 | 1.5443e-05 | 3.8204e-05 | 6.8753e-07 | 3.7001e-11 | 1.4951e-09 | 2.4585e-06 | 7.9965e-06 | 6.0165e-08 | 2.4572e-09 | 4.3199e-08 | 1.2553e-05 | 5.7949e-09 | 8.0907e-10 | 1.1022e-08 | 3.3964e-07 | 4.0082e-07 | 4.2014e-08 | 2.0411e-07 | 0.00015381 | 2.8673e-10 | 4.4872e-11 | 1.866e-08 | 1.1281e-08 | 1.4118e-08 | 6.6752e-09 | 1.3754e-09 | 2.031e-08 | 1.1182e-06 | 6.6766e-11 | 1.2958e-08 | 9.412e-08 | 2.4837e-08 | 2.3559e-10 | 6.1562e-07 | 1.7616e-05 | 1.1428e-06 | 1.4634e-07 | 3.9579e-10 | 6.9242e-09 | 8.8212e-11 | 8.6244e-09 | 7.94e-07 | 6.8139e-09 | 5.1243e-07 | 2.1409e-07 | 1.1033e-09 | 1.4167e-07 | 3.0604e-08 | 7.2381e-08 | 1.3432e-08 | 2.8539e-09 | 5.7782e-08 | 2.3854e-07 | 6.1049e-10 | 5.2241e-06 | 2.7808e-06 | 4.7731e-08 | 1.2912e-06 | 1.073e-08 | 1.7997e-06 | 7.671e-08 | 4.5599e-09 | 1.7252e-05 | 1.9236e-07 | 6.3453e-05 | 6.4881e-08 | 2.3538e-06 | 7.8817e-07 | 2.994e-09 | 4.9462e-07 | 7.1345e-08 | 5.1576e-09 | 5.2001e-06 | 5.0119e-11 | 2.9432e-09 | 5.0665e-08 | 4.8016e-08 | 7.71e-09 | 8.9855e-07 | 8.8269e-08 | 1.8517e-09 | 3.9394e-08 | 3.1623e-07 | 9.5213e-06 | 1.6967e-08 | 3.3407e-06 | 6.0966e-08 | 1.454e-07 | 2.7513e-06 | 3.0315e-07 | 1.6725e-06 | 2.2349e-06 | 3.4775e-08 | 2.4562e-09 | 1.4708e-05 | 1.205e-08 | 5.0627e-05 | 6.4908e-05 | 2.7224e-11 | 1.6482e-06 | 3.3555e-08 | 6.7065e-09 | 6.1548e-08 | 8.7135e-06 | 9.3128e-08 | 2.7004e-06 | 2.2362e-08 | 5.3074e-10 | 8.0879e-07 | 7.914e-07 | 4.0931e-09 | 1.8723e-08 | 6.9074e-07 | 1.247e-10 | 4.8149e-07 | 1.4695e-06 | 1.1592e-08 | 1.049e-09 | 5.9734e-08 | 7.7915e-10 | 1.8529e-10 | 1.1479e-05 | 2.6818e-08 | 1.5772e-08 | 2.1385e-07 | 6.6767e-08 | 4.9015e-06 | 2.0979e-09 | 3.5361e-11 | 9.8115e-08 | 3.5348e-07 | 7.3308e-10 | 1.9239e-10 | 2.8441e-09 | 3.4381e-09 | 2.2433e-07 | 2.1303e-11 | 6.1392e-07 | 1.8999e-08 | 1.2518e-10 | 2.8925e-10 | 1.101e-08 | 1.5782e-06 | 1.0029e-08 | 1.485e-10 | 6.1473e-12 | 3.6334e-09 | 6.1848e-09 | 2.0797e-07 | 1.1114e-06 | 1.1238e-08 | 2.0502e-05 | 1.8502e-07 | 1.888e-09 | 2.862e-06 | 2.1378e-08 | 1.6807e-09 | 1.3875e-09 | 8.1415e-06 | 1.2989e-07 | 5.041e-08 | 7.9141e-10 | 1.2782e-08 | 3.5882e-10 | 4.1761e-07 | 9.3724e-08 | 2.4408e-07 | 4.3239e-09 | 3.9096e-08 | 9.4218e-09 | 1.531e-07 | 3.1488e-07 | 1.2367e-06 | 1.1364e-07 | 1.0873e-09 | 3.3942e-08 | 4.2125e-07 | 5.4593e-06 | 1.4403e-08 | 9.2666e-11 | 2.0981e-11 | 1.0871e-09 | 3.4704e-09 | 5.3096e-12 | 7.3306e-09 | 0.00010399 | 5.0884e-07 | 3.9734e-09 | 4.0538e-11 | 1.7914e-10 | 1.2577e-05 | 4.4839e-06 | 2.2401e-08 | 1.6174e-07 | 5.1536e-05 | 1.416e-06 | 5.0308e-08 | 5.7711e-08 | 3.8996e-10 | 2.9652e-07 | 2.7694e-06 | 1.3423e-08 | 7.4887e-12 | 5.2403e-09 | 1.3882e-08 | 9.0532e-11 | 2.6731e-06 | 2.6593e-07 | 1.2692e-06 | 2.2073e-10 | 1.6232e-08 | 5.0387e-09 | 0.0014131 | 2.4698e-07 | 5.5844e-05 | 5.2101e-12 | 1.4309e-07 | 0.0085644 | 1.5495e-10 | 4.5443e-07 | 1.1845e-07 | 1.8254e-08 | 7.8644e-08 | 6.0339e-07 | 1.09e-09 | 1.7816e-05 | 1.4623e-07 | 3.4852e-10 | 1.3375e-08 | 1.3206e-08 | 6.9356e-08 | 1.3424e-09 | 6.9666e-08 | 4.7202e-07 | 1.1149e-08 | 9.2619e-07 | 5.1976e-05 | 5.2599e-09 | 2.0214e-10 | 6.9945e-07 | 1.2932e-07 | 2.6945e-10 | 8.6426e-08 | 3.2451e-09 | 8.1526e-10 | 5.6322e-07 | 2.5212e-07 | 4.0651e-08 | 1.3504e-05 | 2.2798e-07 | 3.0139e-07 | 8.3735e-07 | 2.5668e-08 | 5.726e-09 | 0.00016361 | 7.0586e-08 | 3.0435e-06 | 1.3671e-10 | 1.0235e-09 | 2.4798e-08 | 3.931e-06 | 5.865e-07 | 1.8459e-07 | 1.5076e-09 | 5.5681e-08 | 2.3731e-10 | 2.6369e-08 | 4.5813e-09 | 9.5464e-07 | 2.6449e-07 | 1.9893e-06 | 2.1868e-07 | 1.5655e-06 | 4.154e-10 | 2.8009e-05 | 9.0964e-10 | 1.4468e-07 | 3.9918e-06 | 4.1679e-11 | 0.00062049 | 1.6885e-07 | 7.4438e-08 | 1.045e-06 | 4.6508e-10 | 5.839e-05 | 2.7041e-10 | 0.00012025 | 8.9105e-07 | 2.2036e-06 | 3.6466e-08 | 4.6688e-07 | 1.222e-07 | 1.4226e-12 | 6.2116e-05 | 1.0587e-05 | 0.00067577 | 6.9051e-07 | 3.9557e-11 | 1.2937e-06 | 2.1821e-10 | 1.8038e-09 | 4.4928e-05 | 1.0369e-07 | 3.9896e-08 | 6.9395e-05 | 1.0439e-07 | 1.5385e-06 | 4.1569e-10 | 7.4685e-10 | 2.5366e-10 | 2.6064e-08 | 2.3615e-06 | 0.00057448 | 4.1509e-07 | 3.4373e-05 | 1.9313e-08 | 1.6527e-11 | 3.475e-09 | 5.3629e-08 | 1.2701e-09 | 1.3428e-08 | 5.1152e-10 | 4.1482e-08 | 3.5024e-05 | 1.7831e-07 | 3.5475e-10 | 3.7405e-10 | 2.8386e-06 | 1.4728e-09 | 4.1833e-05 | 2.2694e-10 | 4.3377e-08 | 1.5579e-05 | 1.6916e-10 | 8.5788e-12 | 7.2088e-07 | 1.2089e-12 | 5.0234e-10 | 9.2399e-05 | 3.9678e-10 | 3.0441e-09 | 2.3813e-09 | 1.8331e-09 | 0.00013539 | 8.8378e-10 | 1.7226e-06 | 0.0018835 | 1.2482e-08 | 2.4371e-08 | 4.5144e-08 | 3.2994e-09 | 3.6958e-06 | 2.0399e-07 | 1.0635e-09 | 2.0155e-09 | 2.7845e-07 | 3.0691e-09 | 0.00013876 | 4.9131e-08 | 0.00011213 | 1.2939e-06 | 5.0769e-09 | 1.3591e-09 | 3.7928e-08 | 1.8584e-10 | 1.2802e-06 | 6.3106e-08 | 2.06e-12 | 4.1237e-09 | 0.062116 | 2.8842e-09 | 4.9946e-08 | 5.7898e-08 | 1.3464e-05 | 4.2021e-07 | 3.9924e-06 | 2.9981e-08 | 4.7279e-10 | 0.00018805 | 5.0757e-08 | 1.8281e-08 | 5.5187e-09 | 6.1758e-10 | 9.9812e-08 | 1.3807e-08 | 2.0431e-08 | 3.0154e-07 | 1.7847e-07 | 8.1708e-10 | 4.9605e-08 | 0.00014851 | 5.9228e-06 | 1.12e-05 | 3.2604e-07 | 7.3827e-09 | 0.00073396 | 8.3301e-08 | 2.1709e-09 | 1.3529e-05 | 1.251e-08 | 1.7573e-05 | 8.9926e-07 | 1.5073e-10 | 3.6021e-06 | 5.432e-08 | 6.3178e-08 | 4.5346e-07 | 2.617e-08 | 1.0228e-05 | 9.2136e-08 | 5.8942e-07 | 8.251e-08 | 2.8202e-07 | 2.033e-05 | 3.0559e-10 | 1.6742e-07 | 1.48e-05 | 1.0279e-05 | 7.9469e-10 | 5.08e-07 | 1.3231e-08 | 4.9489e-11 | 1.389e-07 | 2.0102e-08 | 1.9438e-08 | 1.8443e-07 | 2.6011e-06 | 1.942e-10 | 1.0855e-07 | 2.7521e-09 | 2.5811e-06 | 1.9875e-08 | 2.1573e-06 | 2.0317e-05 | 6.0209e-06 | 4.9649e-09 | 9.034e-09 | 1.9713e-07 | 1.9782e-09 | 3.0262e-06 | 2.7721e-06 | 9.1739e-06 | 3.2953e-09 | 1.0844e-06 | 8.7619e-10 | 1.9337e-05 | 3.6212e-08 | 4.4444e-10 | 2.4887e-07 | 1.0145e-05 | 3.1264e-08 | 1.2736e-09 | 1.7664e-08 | 1.6245e-06 | 3.5892e-11 | 4.4716e-05 | 1.2538e-06 | 1.7985e-07 | 1.004e-07 | 1.802e-07 | 6.0075e-05 | 2.4904e-09 | 2.0757e-05 | 1.442e-11 | 3.0968e-08 | 3.2906e-10 | 1.3614e-07 | 3.3155e-10 | 1.7444e-07 | 2.0718e-09 | 3.6098e-08 | 8.0031e-07 | 7.9378e-08 | 4.865e-10 | 7.3582e-08 | 2.7373e-07 | 4.4852e-08 | 3.0965e-06 | 1.123e-06 | 1.6916e-08 | 3.0289e-05 | 3.3062e-05 | 1.1685e-05 | 9.1489e-08 | 9.7487e-08 | 4.0148e-10 | 2.9331e-09 | 3.9136e-07 | 1.4278e-06 | 1.5073e-07 | 9.3283e-11 | 2.3745e-08 | 5.4395e-10 | 9.072e-07 | 1.3588e-07 | 7.7948e-11 | 1.7194e-06 | 2.0707e-05 | 1.6673e-05 | 1.5691e-07 | 5.7668e-06 | 1.7011e-09 | 1.9697e-08 | 9.1979e-08 | 3.4126e-08 | 1.9493e-06 | 2.8216e-09 | 9.5589e-06 | 1.4435e-07 | 1.074e-10 | 2.2428e-07 | 4.2287e-07 | 4.7107e-09 | 4.1308e-06 | 7.308e-06 | 9.6278e-06 | 1.173e-09 | 7.5896e-08 | 8.0317e-08 | 6.1746e-11 | 0.00021481 | 5.0298e-07 | 6.7849e-06 | 1.0412e-05 | 1.1584e-08 | 2.2366e-07 | 6.3236e-08 | 3.5021e-07 | 9.993e-07 | 5.2504e-09 | 6.2138e-09 | 2.8604e-06 | 1.1944e-05 | 1.1458e-07 | 1.9662e-09 | 2.741e-09 | 4.4907e-10 | 1.992e-09 | 3.6358e-07 | 1.2196e-09 | 1.9226e-07 | 8.1743e-11 | 0.0004235 | 3.9568e-09 | 1.2176e-09 | 8.6589e-07 | 1.5958e-10 | 2.5152e-06 | 0.00011318 | 4.225e-08 | 2.4601e-06 | 4.0731e-10 | 3.2991e-06 | 4.4718e-06 | 1.644e-05 | 2.5859e-06 | 1.0419e-06 | 0.0048147 | 4.9532e-06 | 1.517e-06 | 1.8456e-10 | 2.3829e-10 | 2.1728e-08 | 2.4775e-05 | 9.5091e-12 | 8.0885e-08 | 6.4301e-10 | 3.2503e-08 | 1.0076e-06 | 5.4373e-10 | 1.9951e-07 | 3.2076e-08 | 1.5248e-06 | 1.2001e-08 | 3.1633e-09 | 1.4423e-08 | 8.2814e-08 | 4.0431e-07 | 5.1313e-07 | 2.1502e-06 | 3.0567e-10 | 1.9617e-09 | 1.4561e-06 | 9.1613e-05 | 2.9126e-07 | 0.00010055 | 4.0145e-08 | 4.0371e-05 | 3.687e-08 | 3.6631e-08 | 1.5861e-09 | 1.9579e-06 | 5.8218e-07 | 1.7388e-09 | 8.6252e-08 | 4.1072e-07 | 1.1411e-06 | 1.2471e-05 | 9.3254e-09 | 5.1767e-05 | 6.7109e-07 | 4.4726e-10 | 0.00010294 | 5.7161e-08 | 4.8899e-09 | 2.8905e-08 | 2.658e-07 | 1.2152e-11 | 4.2334e-07 | 1.464e-07 | 2.4839e-06 | 1.4095e-10 | 4.5234e-09 | 1.0264e-07 | 1.2824e-06 | 1.1762e-07 | 9.1454e-07 | 4.3245e-06 | 2.4295e-06 | 1.4647e-07 | 4.3057e-07 | 1.2846e-06 | 1.2369e-05 | 3.5431e-09 | 5.4265e-05 | 3.1752e-06 | 6.4461e-09 | 3.582e-08 | 7.1043e-07 | 1.7017e-08 | 1.7872e-07 | 2.1515e-09 | 3.7912e-05 | 5.488e-10 | 3.176e-05 | 2.3312e-06 | 5.1069e-09 | 3.8906e-06 | 5.849e-08 | 2.8868e-05 | 1.3381e-08 | 3.1823e-06 | 5.8654e-10 | 1.5932e-08 | 8.9116e-05 | 3.411e-08 | 3.5812e-08 | 1.8204e-09 | 3.1167e-07 | 0.00027769 | 4.0462e-10 | 1.8035e-08 | 1.2342e-07 | 3.8846e-09 | 3.6834e-09 | 3.6983e-07 | 1.3919e-07 | 4.579e-08 | 1.113e-06 | 1.9033e-08 | 2.8443e-10 | 2.8962e-09 | 3.9899e-08 | 1.2416e-11 | 7.8616e-09 | 7.0635e-09 | 1.4168e-08 | 1.2013e-10 | 2.5213e-07 | 3.6363e-09 | 6.237e-09 | 9.501e-07 | 4.6017e-10 | 4.0186e-08 | 3.8842e-08 | 4.8712e-07 | 3.6399e-08 | 2.1903e-08 | 7.487e-08 | 1.6031e-05 | 3.1086e-10 | 8.9288e-07 | 3.3774e-09 | 3.7588e-10 | 5.449e-06 | 2.3418e-07 | 1.5737e-09 | 1.2931e-07 | 2.7901e-05 | 7.3967e-08 | 8.5106e-10 | 1.4414e-09 | 4.0868e-09 | 1.8838e-07 | 1.4244e-06 | 4.1965e-09 | 2.0456e-06 | 3.4947e-09 | 3.9513e-08 | 6.6303e-08 | 9.6662e-08 | 2.7359e-11 | 5.5437e-08 | 9.3617e-11 | 1.0079e-07 | 6.9862e-07 | 3.1228e-07 | 0.0036447 | 1.7073e-08 | 1.8678e-09 | 7.0239e-07 | 6.8687e-10 | 3.9817e-07 | 0.00019337 | 2.5626e-11 | 5.7557e-07 | 2.9081e-05 | 9.7378e-07 | 2.7244e-07 | 6.1915e-10 | 2.9672e-09 | 4.41e-06 | 1.5319e-06 | 1.8408e-05 | 1.6124e-08 | 1.6044e-08 | 2.2445e-07 | 4.7212e-08 | 1.5168e-08 | 1.1263e-07 | 1.8643e-08 | 2.5295e-08 | 1.2873e-07 | 1.9066e-07 | 1.7188e-08 | 1.1069e-07 | 1.3689e-08 | 4.7714e-07 | 2.9825e-09 | 1.8396e-07 | 2.4996e-05 | 4.6826e-09 | 9.2998e-09 | 2.3822e-09 | 4.3285e-07 | 7.6372e-08 | 1.1304e-07 | 7.4721e-08 | 8.2838e-10 | 2.3682e-11 | 2.43e-08 | 8.6193e-11 | 1.0834e-07 | 2.4836e-05 | 2.0344e-06 | 8.2924e-07 | 3.676e-08 | 2.1842e-07 | 0.00010866 | 1.8154e-07 | 7.4215e-08 | 0.00036417 | 8.8058e-08 | 5.5728e-10 | 3.463e-08 | 2.0903e-05 | 1.4613e-11 | 1.1004e-05 | 3.8221e-06 | 3.0151e-09 | 2.6498e-06 | 4.8323e-07 | 2.1695e-06 | 1.2925e-07 | 8.3515e-08 | 2.044e-10 | 1.3255e-06 | 5.1542e-09 | 9.3251e-08 | 2.2678e-07 | 5.9717e-07 | 3.0075e-06 | 4.0021e-07 | 0.00069346 | 6.4771e-07 | 7.4502e-10 | 8.5676e-07 | 5.1672e-08 | 2.0498e-07 | 6.6357e-09 | 2.9567e-06 | 5.8422e-10 | 2.2128e-07 | 1.8292e-05 | 1.4892e-07 | 2.5974e-07 | 3.9662e-08 | 2.7863e-10 | 1.1045e-09 | 6.1209e-09 | 8.1035e-10 | 1.7672e-08 | 4.2738e-09 | 5.9987e-07 | 4.2219e-10 | 8.593e-08 | 7.1787e-06 | 1.0342e-09 | 3.1662e-06 | 1.0617e-10 | 6.8645e-08 | 2.6786e-10 | 3.754e-07 | 3.022e-10 | 3.2111e-09 | 3.9903e-06 | 6.4134e-09 | 1.7528e-09 | 0.00023617 | 1.9669e-08 | 3.0438e-09 | 3.2003e-08 | 3.5055e-10 | 4.228e-06 | 2.2941e-06 | 2.6406e-07 | 1.6084e-06 | 5.2516e-08 | 7.0044e-07 | 5.6002e-11 | 7.062e-07 | 1.0132e-10 | 5.1559e-10 | 2.2428e-07 | 2.1126e-09 | 2.0434e-06 | 2.2022e-08 | 1.8445e-08 | 5.937e-08 | 4.9191e-06 | 2.6069e-10 | 1.2579e-06 | 2.8015e-09 | 2.5252e-06 | 0.00024706 | 8.1541e-09 | 3.9602e-05 | 3.7624e-08 | 9.6259e-05 | 4.2939e-06 | 3.1973e-08 | 2.7082e-09 | 2.7343e-07 | 3.9856e-07 | 3.5168e-06 | 1.2495e-07 | 5.6149e-07 | 1.5604e-07 | 3.8013e-10 | 4.4213e-09 | 3.1143e-09 | 3.8941e-11 | 6.7239e-07 | 4.1973e-09 | 5.1216e-10 | 3.0451e-08 | 1.2531e-06 | 1.9637e-09 | 3.2412e-09 | 2.8823e-10 | 2.1482e-05 | 8.2817e-08 | 6.9409e-10 | 1.577e-09 | 1.0151e-06 | 3.5326e-09 | 7.3348e-08 | 8.4946e-09 | 3.6515e-07 | 4.9109e-10 | 1.1571e-10 | 1.0315e-06 | 2.342e-06 | 2.8539e-07 | 5.8953e-11 | 2.4947e-06 | 5.5688e-08 | 4.0841e-09 | 2.0255e-07 | 6.4084e-10 | 1.7312e-08 | 1.7954e-08 | 1.1155e-08 | 1.3672e-09 | 5.0805e-08 | 2.3447e-09 | 4.9244e-08 | 7.2626e-09 | 1.7267e-09 | 2.6382e-07 | 2.1914e-09 | 1.6037e-09 | 3.735e-08 | 2.8417e-08 | 3.0226e-08 | 1.3501e-09 | 1.6519e-08 | 8.3592e-09 | 1.2685e-06 | 8.6453e-06 | 1.5885e-06 | 2.634e-12 | 1.2644e-07 | 5.8191e-06 | 1.3659e-09 | 3.9538e-07 | 1.0272e-07 | 6.1877e-08 | 3.766e-10 | 2.4698e-07 | 1.0036e-05 | 1.3126e-06 | 3.959e-06 | 1.8486e-07 | 1.4744e-09 | 6.8533e-10 | 8.4728e-07 | 2.1511e-11 | 5.4824e-08 | 8.35e-09 | 9.9398e-10 | 1.2775e-08 | 9.6199e-09 | 1.7626e-06 | 8.434e-08 | 5.1465e-10 | 2.132e-09 | 1.8674e-08 | 7.3308e-08 | 1.8374e-09 | 1.402e-08 | 3.5991e-07 | 1.4209e-08 | 0.0013244 | 6.3825e-07 | 5.4787e-07 | 4.11e-06 | 3.5211e-08 | 2.157e-07 | 4.69e-07 | 2.2219e-07 | 2.4777e-07 | 9.2334e-06 | 0.00086623 | 6.393e-08 | 5.1655e-10 | 3.0708e-09 | 1.6019e-06 | 8.2333e-07 | 4.3445e-08 | 5.0698e-06 | 1.0888e-07 | 1.4242e-08 | 5.2522e-06 | 4.3145e-08 | 2.5051e-08 | 8.702e-08 | 2.9984e-06 | 8.9365e-09 | 1.1427e-05 | 1.2213e-06 | 8.0893e-08 | 2.8091e-10 | 4.2274e-05 | 0.025376 | 1.0485e-09 | 3.6959e-11 | 4.5665e-10 | 7.9327e-06 | 9.1051e-08 | 5.8346e-06 | 9.1498e-08 | 7.2432e-09 | 1.2926e-07 | 7.5466e-09 | 1.7673e-08 | 1.6145e-08 | 6.3198e-09 | 8.7349e-06 | 4.1626e-08 | 1.0188e-09 | 2.3685e-10 | 1.5871e-07 | 8.3263e-07 | 2.9671e-11 | 6.7315e-07 | 6.1906e-07 | 1.0343e-08 | 1.7218e-05 | 5.7744e-08 | 1.4066e-09 | 2.3016e-05 | 1.8041e-10 | 8.8983e-08 | 1.3912e-07 | 1.5016e-09 | 2.0984e-07 | 4.7096e-07 | 6.2597e-09 | 1.1585e-07 | 1.7687e-08 | 4.9072e-09 | 1.7409e-09 | 5.6373e-06 | 1.2356e-08 | 3.1276e-08 | 5.3963e-08 | 2.9923e-07 | 1.4997e-08 | 1.7392e-09 | 1.8295e-09 | 1.8836e-06 | 4.1521e-07 | 3.1424e-09 | 3.2281e-11 | 4.7715e-07 | 4.3129e-08 | 2.8129e-07 | 6.3302e-07 | 3.1287e-09 | 3.9612e-08 | 6.7972e-09 | 2.0567e-07 | 3.3371e-09 | 4.2735e-07 | 4.1133e-08 | 9.0001e-09 | 1.6936e-06 | 3.0629e-08 | 1.2711e-09 | 4.2262e-10 | 1.3349e-08 | 2.5858e-10 | 2.2456e-06 | 2.5324e-08 | 6.0199e-08 | 2.408e-07 | 4.5475e-11 | 1.1263e-08 | 0.0094676 | 4.209e-09 | 1.9849e-09 | 2.6778e-10 | 2.8719e-10 | 2.2475e-07 | 1.4805e-05 | 2.8572e-10 | 2.0859e-08 | 5.5598e-05 | 2.24e-06 | 3.7382e-06 | 3.7846e-07 | 0.0016096 | 1.8796e-08 | 1.1242e-06 | 4.0195e-07 | 6.4109e-08 | 1.1238e-10 | 8.8503e-09 | 2.3991e-12 | 8.41e-08 | 3.3436e-05 | 1.1376e-06 | 4.5725e-06 | 1.0567e-08 | 2.3583e-10 | 7.5064e-09 | 2.3174e-09 | 8.7642e-07 | 1.2226e-07 | 1.1117e-07 | 9.8516e-05 | 5.1782e-07 | 4.2557e-06 | 4.8484e-06 | 1.7978e-07 | 0.00053594 | 3.6016e-06 | 5.0799e-07 | 3.2861e-09 | 5.3944e-07 | 9.8356e-06 | 1.8441e-08 | 5.5822e-08 | 2.9114e-10 | 4.9753e-08 | 1.5319e-05 | 9.6686e-09 | 1.2295e-09 | 5.581e-08 | 4.4191e-08 | 9.8038e-05 | 5.0593e-08 | 1.1746e-05 | 7.7397e-09 | 2.2801e-09 | 6.082e-07 | 1.0383e-07 | 5.9531e-08 | 2.2295e-08 | 8.5236e-09 | 1.0574e-07 | 1.0888e-10 | 1.0476e-07 | 3.432e-10 | 1.2675e-08 | 2.4866e-09 | 7.5119e-06 | 2.2591e-05 | 2.2149e-11 | 1.7924e-10 | 7.6792e-08 | 6.3166e-08 | 1.3423e-07 | 2.4227e-09 | 5.012e-05 | 9.8692e-09 | 4.1177e-07 | 1.3923e-07 | 6.8447e-08 | 3.5763e-10 | 4.8877e-08 | 0.00058393 | 1.7282e-07 | 8.26e-08 | 1.0609e-09 | 2.1312e-08 | 4.1335e-09 | 2.8427e-10 | 7.0371e-07 | 6.2088e-08 | 9.149e-07 | 4.8833e-08 | 2.7078e-09 | 1.0789e-09 | 5.8318e-07 | 6.7253e-06 | 3.881e-07 | 1.5862e-09 | 4.1779e-08 | 7.2345e-10 | 2.1343e-07 | 2.7138e-06 | 0.00021062 | 1.4958e-11 | 8.3974e-05 | 1.6754e-07 | 7.0708e-08 | 2.488e-07 | 4.8559e-10 | 6.8329e-06 | 2.1852e-09 | 1.4573e-06 | 2.2427e-07 | 4.0516e-08 | 1.0822e-05 | 6.0634e-10 | 5.835e-08 | 4.7376e-07 | 1.2852e-05 | 1.0003e-05 | 1.4309e-07 | 7.5775e-09 | 6.8277e-07 | 9.0909e-09 | 8.1783e-08 | 9.7862e-07 | 1.0357e-05 | 1.6439e-09 | 8.3884e-06 | 7.8881e-06 | 8.1513e-08 | 9.6288e-08 | 1.8733e-05 | 2.6004e-06 | 1.7652e-08 | 8.998e-07 | 4.5148e-06 | 3.7124e-10 | 3.5818e-08 | 2.6513e-08 | 7.2613e-13 | 6.4578e-11 | 1.3191e-09 | 3.3518e-08 | 2.778e-08 | 3.4957e-10 | 3.5254e-07 | 2.787e-08 | 3.2673e-07 | 1.9514e-09 | 3.4971e-11 | 1.5958e-05 | 4.6054e-08 | 1.5146e-09 | 2.148e-09 | 4.5527e-05 | 2.1673e-09 | 4.1048e-09 | 4.8301e-07 | 2.7881e-05 | 3.5586e-05 | 7.9462e-09 | 1.06e-08 | 8.8627e-07 | 0.00011949 | 1.8051e-06 | 9.2787e-07 | 1.8837e-10 | 1.9529e-05 | 4.6237e-08 | 1.2968e-10 | 6.0877e-08 | 1.2683e-08 | 9.2203e-09 | 4.4898e-09 | 3.6855e-07 | 2.574e-08 | 7.5054e-08 | 1.384e-06 | 3.6238e-08 | 3.1538e-08 | 2.9415e-07 | 0.035366 | 1.5552e-07 | 5.0106e-09 | 1.2463e-07 | 5.9825e-09 | 1.3288e-07 | 1.083e-08 | 2.6136e-09 | 3.6455e-07 | 3.3475e-05 | 0.00015291 | 1.1896e-07 | 7.3124e-10 | 7.6473e-07 | 1.2011e-08 | 5.3047e-07 | 1.1618e-09 | 3.6454e-07 | 1.892e-07 | 5.8065e-06 | 5.1947e-10 | 2.1026e-10 | 4.7225e-10 | 1.5246e-06 | 6.453e-08 | 2.6479e-06 | 2.3577e-08 | 0.0011279 | 1.4576e-10 | 4.8658e-10 | 2.3703e-06 | 1.0711e-07 | 6.4182e-08 | 9.6936e-05 | 5.0932e-08 | 1.7003e-07 | 3.1937e-06 | 3.5726e-08 | 1.0814e-07 | 4.5333e-11 | 8.0721e-05 | 5.8639e-06 | 1.1056e-06 | 1.4901e-07 | 0.0018091 | 8.0037e-07 | 1.9407e-07 | 9.0934e-08 | 2.7003e-07 | 1.9174e-10 | 0.00012107 | 1.5921e-09 | 4.7578e-10 | 2.5923e-07 | 2.7124e-06 | 2.3419e-07 | 6.2202e-08 | 5.0266e-07 | 4.7328e-07 | 1.4841e-05 | 2.7129e-09 | 2.4879e-11 | 8.2057e-08 | 1.975e-06 | 1.1711e-07 | 6.1554e-07 | 2.2341e-07 | 1.4994e-07 | 3.8627e-10 | 6.2259e-07 | 4.8805e-10 | 2.1788e-06 | 2.2022e-09 | 8.7392e-08 | 1.0653e-09 | 3.6441e-08 | 1.9302e-10 | 1.0222e-07 | 3.1158e-11 | 2.3703e-07 | 2.3625e-11 | 9.044e-08 | 2.1015e-06 | 5.9005e-06 | 1.0455e-08 | 7.7991e-08 | 1.543e-09 | 1.5603e-11 | 7.0097e-10 | 1.0294e-06 | 1.5203e-09 | 5.0814e-10 | 3.8525e-06 | 2.1107e-11 | 5.5386e-08 | 3.8503e-11 | 1.4976e-06 | 8.3526e-06 | 1.1218e-08 | 3.0514e-07 | 3.0449e-08 | 1.663e-09 | 5.7285e-08 | 1.7191e-05 | 5.8645e-09 | 9.0368e-07 | 5.5138e-05 | 6.5428e-09 | 2.8364e-07 | 6.1535e-10 | 1.6222e-09 | 5.5852e-09 | 9.4936e-09 | 1.4997e-08 | 2.1573e-10 | 2.24e-08 | 9.5145e-11 | 4.325e-10 | 1.1831e-07 | 3.9561e-06 | 1.5622e-07 | 1.5681e-07 | 1.4518e-06 | 9.1743e-10 | 7.0136e-07 | 2.7542e-08 | 1.0905e-07 | 2.4656e-09 | 0.0033947 | 2.7956e-08 | 5.1736e-06 | 2.4572e-07 | 2.8003e-06 | 6.2769e-06 | 4.1715e-06 | 3.3082e-12 | 1.2043e-09 | 3.8481e-06 | 5.8484e-05 | 4.5826e-07 | 2.1829e-10 | 7.2778e-07 | 3.0328e-07 | 3.6866e-07 | 2.2627e-09 | 1.0458e-08 | 1.914e-07 | 6.5266e-09 | 3.7955e-09 | 7.4844e-08 | 7.9252e-06 | 1.4723e-10 | 1.7964e-12 | 4.486e-08 | 2.6134e-08 | 1.3783e-07 | 1.8171e-07 | 2.8954e-08 | 1.1051e-07 | 1.647e-05 | 7.4414e-07 | 7.5015e-09 | 2.2436e-08 | 1.0395e-08 | 9.4398e-08 | 8.9196e-08 | 4.1898e-13 | 1.247e-09 | 8.0195e-11 | 3.4605e-05 | 6.4558e-09 | 2.8927e-10 | 2.3567e-09 | 1.6389e-07 | 1.2416e-05 | 3.4699e-09 | 4.6643e-08 | 2.164e-06 | 2.7423e-07 | 3.5202e-09 | 7.4785e-07 | 0.0027964 | 1.8703e-08 | 5.6753e-11 | 7.2188e-10 | 6.5766e-06 | 6.6301e-07 | 0.00019036 | 2.8627e-09 | 5.0357e-11 | 1.5438e-06 | 1.5657e-08 | 2.31e-06 | 1.2873e-09 | 1.5435e-10 | 1.8518e-09 | 2.3697e-07 | 2.0641e-05 | 2.9488e-08 | 5.304e-08 | 2.592e-09 | 1.5543e-09 | 3.7821e-09 | 8.7507e-07 | 8.4104e-08 | 1.5647e-08 | 1.3605e-06 | 1.4966e-10 | 3.3368e-08 | 7.9895e-09 | 3.3836e-08 | 1.0192e-09 | 2.0068e-06 | 3.5985e-09 | 4.2973e-08 | 3.6941e-09 | 1.4936e-06 | 1.9254e-07 | 3.8119e-09 | 2.4292e-09 | 3.6346e-09 | 7.5121e-08 | 3.071e-06 | 6.474e-05 | 2.0786e-09 | 3.0925e-10 | 3.7452e-07 | 1.1357e-08 | 8.9929e-06 | 4.1832e-08 | 1.0451e-06 | 1.0939e-10 | 2.5626e-10 | 1.476e-10 | 1.7621e-07 | 1.1111e-07 | 1.6473e-07 | 4.0797e-11 | 2.398e-09 | 1.2045e-09 | 6.2629e-11 | 6.6544e-08 | 1.9094e-09 | 2.6456e-06 | 1.6093e-06 | 4.3371e-07 | 1.1533e-06 | 2.7183e-08 | 1.2509e-05 | 7.6179e-08 | 4.4209e-06 | 2.3424e-07 | 3.4878e-08 | 2.7274e-07 | 2.8652e-08 | 2.7844e-10 | 4.469e-05 | 7.8192e-08 | 1.214e-05 | 7.5569e-09 | 8.6954e-09 | 3.2013e-07 | 2.6073e-10 | 1.1215e-08 | 2.0035e-11 | 6.9308e-07 | 3.4063e-07 | 1.2961e-08 | 1.7045e-09 | 1.6091e-05 | 1.1646e-08 | 2.9944e-09 | 2.3337e-10 | 9.6348e-09 | 1.7624e-10 | 8.6848e-09 | 7.5183e-07 | 7.8932e-08 | 4.2927e-07 | 5.8527e-08 | 2.6919e-05 | 1.5295e-07 | 1.1994e-08 | 1.7157e-05 | 2.0942e-08 | 6.4825e-08 | 2.3831e-09 | 3.3653e-07 | 8.8307e-07 | 2.2635e-11 | 1.1931e-06 | 4.1495e-07 | 1.8691e-08 | 3.2774e-10 | 1.5604e-06 | 9.7055e-08 | 1.4361e-06 | 1.0953e-07 | 3.9171e-10 | 3.5852e-07 | 1.1253e-05 | 5.6704e-08 | 8.4898e-10 | 1.0245e-07 | 2.3357e-08 | 1.4755e-08 | 0.00027942 | 3.9048e-07 | 1.0709e-08 | 3.8616e-10 | 1.7005e-07 | 6.6139e-09 | 1.8926e-06 | 3.8075e-08 | 1.4585e-05 | 1.1342e-09 | 3.1235e-08 | 9.856e-06 | 7.0448e-08 | 2.5647e-07 | 1.3676e-10 | 1.1959e-09 | 6.0752e-11 | 3.3819e-11 | 6.1256e-11 | 5.6729e-08 | 6.3224e-09 | 8.0868e-05 | 2.4613e-08 | 1.2435e-05 | 1.8232e-08 | 3.5311e-12 | 6.6405e-06 | 9.7499e-09 | 1.6392e-11 | 1.7975e-07 | 1.1704e-09 | 1.3726e-07 | 6.2339e-09 | 3.9262e-08 | 4.2819e-09 | 3.2634e-07 | 3.1088e-09 | 3.8494e-08 | 0.0025639 | 2.8655e-07 | 4.9188e-07 | 2.0391e-07 | 8.3434e-10 | 1.4417e-07 | 4.8038e-07 | 3.8673e-06 | 6.4186e-09 | 1.2256e-06 | 3.1197e-09 | 1.187e-09 | 4.3023e-06 | 1.5915e-08 | 8.7674e-07 | 1.6634e-07 | 1.0584e-08 | 1.1973e-08 | 4.2687e-11 | 1.922e-08 | 4.1883e-08 | 5.2077e-07 | 4.4966e-07 | 1.4826e-07 | 2.3781e-08 | 2.7498e-07 | 2.8172e-07 | 3.6889e-06 | 2.0724e-05 | 1.327e-07 | 2.0715e-08 | 1.9128e-09 | 1.1822e-09 | 5.3126e-08 | 8.5256e-09 | 1.7228e-12 | 8.268e-06 | 9.9293e-08 | 4.1014e-05 | 4.2817e-06 | 1.462e-09 | 4.1313e-08 | 1.9452e-06 | 1.7421e-06 | 6.3714e-07 | 6.3577e-07 | 3.8692e-06 | 1.1738e-06 | 4.8448e-07 | 5.1695e-06 | 1.3734e-10 | 1.4603e-10 | 2.6372e-08 | 1.163e-06 | 2.2653e-06 | 2.5626e-08 | 2.9376e-06 | 1.1969e-05 | 1.0905e-05 | 3.9231e-09 | 1.9215e-06 | 9.5382e-10 | 1.889e-05 | 0.00010582 | 4.498e-05 | 3.6183e-07 | 2.715e-11 | 8.9614e-10 | 7.7798e-10 | 3.5653e-08 | 5.1118e-07 | 9.0759e-08 | 0.00018225 | 7.7983e-07 | 3.6496e-06 | 1.1881e-09 | 1.8772e-10 | 2.4382e-11 | 3.5179e-10 | 1.7181e-07 | 1.3584e-06 | 5.3063e-08 | 2.1787e-07 | 3.889e-10 | 1.2925e-09 | 6.8648e-06 | 4.0393e-10 | 4.5677e-08 | 2.9497e-08 | 3.1483e-05 | 2.7859e-06 | 1.1807e-06 | 9.023e-08 | 2.7196e-05 | 1.35e-06 | 1.3736e-12 | 2.6873e-09 | 6.8084e-07 | 5.5999e-09 | 1.9554e-09 | 5.1896e-08 | 3.5108e-11 | 8.3954e-07 | 1.1796e-06 | 3.5766e-08 | 7.6546e-09 | 1.6641e-05 | 1.1988e-07 | 1.1489e-05 | 1.0519e-06 | 3.6505e-08 | 9.5206e-10 | 1.4242e-07 | 0.00026053 | 1.2661e-07 | 1.692e-07 | 0.00068215 | 2.8207e-07 | 4.3442e-05 | 6.0718e-10 | 4.1035e-07 | 5.9931e-08 | 4.1843e-09 | 0.0001814 | 8.0384e-06 | 1.1008e-08 | 9.9875e-06 | 4.2e-08 | 5.4785e-07 | 7.9174e-09 | 8.2522e-08 | 5.2646e-10 | 2.3982e-05 | 1.0923e-07 | 5.7468e-07 | 4.0223e-10 | 6.7585e-11 | 3.5861e-09 | 5.6547e-09 | 4.5209e-10 | 3.815e-08 | 4.2029e-10 | 0.00053702 | 3.7615e-08 | 1.5492e-08 | 9.1134e-08 | 5.5787e-07 | 3.0184e-06 | 1.7338e-07 | 1.3298e-07 | 1.909e-09 | 1.3261e-06 | 6.5987e-11 | 1.0645e-07 | 1.017e-09 | 6.4271e-09 | 4.929e-11 | 7.9922e-05 | 9.6556e-06 | 8.3056e-10 | 5.227e-09 | 1.3312e-08 | 9.2354e-09 | 2.2815e-09 | 3.8742e-05 | 1.3446e-08 | 1.4551e-08 | 0.00025812 | 3.199e-09 | 1.5921e-06 | 1.0334e-08 | 4.7177e-08 | 0.001271 | 7.1704e-08 | 1.2538e-05 | 2.4906e-08 | 5.89e-08 | 0.00023616 | 4.1554e-10 | 8.3435e-09 | 2.4388e-09 | 1.9037e-06 | 4.0751e-11 | 8.1605e-08 | 7.2289e-09 | 6.6727e-05 | 2.2606e-06 | 9.9412e-08 | 1.0214e-07 | 1.8702e-08 | 1.1826e-09 | 4.7634e-10 | 5.1926e-09 | 6.8032e-07 | 7.7943e-09 | 1.6709e-09 | 0.0002994 | 1.68e-07 | 6.287e-10 | 1.8924e-07 | 1.1223e-07 | 1.3303e-05 | 1.6044e-06 | 9.0179e-08 | 5.6422e-09 | 1.7286e-08 | 9.4849e-11 | 7.1181e-05 | 9.0951e-07 | 9.3713e-08 | 1.9953e-07 | 3.6936e-09 | 4.4088e-06 | 1.7495e-07 | 4.5421e-08 | 8.1856e-06 | 5.3531e-10 | 1.4541e-06 | 5.2226e-09 | 8.7874e-09 | 2.7207e-08 | 1.5597e-06 | 8.7628e-09 | 2.3387e-07 | 4.524e-09 | 0.00016988 | 9.5301e-12 | 1.3555e-06 | 3.771e-07 | 6.7611e-10 | 5.0417e-08 | 0.00028821 | 2.5787e-09 | 1.7074e-08 | 2.8119e-06 | 7.9126e-06 | 6.1968e-07 | 8.7895e-09 | 6.1644e-11 | 3.8835e-08 | 1.7434e-06 | 1.6261e-05 | 2.169e-07 | 9.1993e-10 | 1.6936e-05 | 2.9629e-06 | 1.7537e-06 | 1.2068e-06 | 4.2407e-09 | 1.0197e-09 | 2.9333e-06 | 1.5959e-10 | 2.6263e-08 | 0.00012063 | 3.4368e-08 | 8.9061e-10 | 1.991e-09 | 2.8043e-10 | 2.2662e-08 | 2.726e-10 | 6.5275e-09 | 7.2937e-07 | 2.4277e-08 | 7.625e-08 | 4.5736e-07 | 1.5027e-06 | 3.5283e-11 | 4.4837e-05 | 1.252e-09 | 3.8767e-08 | 1.7214e-07 | 3.3323e-11 | 1.7395e-09 | 1.3825e-07 | 1.5147e-06 | 6.4652e-08 | 1.6233e-06 | 2.3033e-05 | 2.2498e-06 | 8.6054e-08 | 4.5611e-08 | 1.1127e-06 | 1.7278e-10 | 6.359e-08 | 3.7314e-09 | 1.1078e-05 | 1.0188e-07 | 1.5649e-08 | 6.8987e-09 | 2.3443e-06 | 0.00062333 | 3.0833e-07 | 2.2256e-07 | 3.8949e-07 | 1.1174e-06 | 1.2063e-08 | 4.2438e-11 | 9.8683e-06 | 3.108e-06 | 6.0567e-06 | 1.7969e-08 | 1.2938e-10 | 3.277e-07 | 1.9729e-09 | 4.7275e-08 | 9.0849e-08 | 2.9902e-05 | 8.3155e-08 | 3.9314e-12 | 3.9634e-07 | 7.308e-08 | 8.8259e-08 | 8.7946e-08 | 5.585e-10 | 1.5179e-07 | 1.8982e-07 | 1.5153e-09 | 4.3788e-10 | 3.0759e-07 | 2.3593e-05 | 2.322e-08 | 0.0023309 | 2.172e-06 | 5.9895e-05 | 2.3503e-07 | 8.1967e-09 | 1.266e-07 | 2.002e-07 | 6.9615e-08 | 3.7997e-06 | 1.4065e-07 | 5.0365e-08 | 1.2214e-07 | 1.3612e-07 | 3.2968e-10 | 1.1476e-11 | 2.8645e-09 | 5.3698e-06 | 1.7118e-06 | 1.7971e-07 | 4.5716e-07 | 7.333e-09 | 4.9642e-10 | 2.08e-10 | 3.1726e-08 | 0.0026733 | 2.0842e-09 | 1.7663e-07 | 2.7396e-06 | 4.1602e-06 | 4.4013e-05 | 4.1271e-06 | 1.669e-09 | 4.0033e-08 | 4.5911e-10 | 1.8911e-08 | 9.4511e-07 | 4.6014e-05 | 3.0751e-06 | 3.4953e-11 | 2.2647e-07 | 1.5925e-05 | 3.7785e-09 | 2.1434e-07 | 1.4494e-07 | 3.8143e-09 | 2.5662e-08 | 6.5713e-06 | 4.1899e-07 | 3.1321e-08 | 2.9698e-08 | 3.6406e-08 | 5.1752e-09 | 5.4064e-08 | 5.3583e-10 | 2.2857e-05 | 0.00044088 | 4.7505e-09 | 5.5091e-07 | 4.734e-08 | 2.5711e-06 | 7.4918e-07 | 2.1948e-09 | 1.4486e-07 | 8.3992e-09 | 1.918e-08 | 5.6158e-10 | 1.5522e-08 | 3.1475e-08 | 7.5622e-08 | 9.6396e-09 | 1.8805e-07 | 2.4728e-06 | 2.8027e-12 | 1.1624e-06 | 3.8043e-09 | 1.8282e-08 | 1.6191e-09 | 2.0056e-07 | 1.3879e-06 | 4.487e-08 | 8.7135e-05 | 2.9897e-06 | 2.0159e-07 | 2.3978e-05 | 1.0828e-08 | 3.3874e-11 | 8.7376e-09 | 4.0309e-06 | 6.7659e-07 | 7.9702e-07 | 1.2406e-09 | 2.4161e-11 | 9.4713e-10 | 1.8656e-05 | 8.6873e-10 | 1.409e-07 | 6.5093e-09 | 9.0569e-11 | 1.4668e-11 | 4.0245e-10 | 2.9423e-10 | 7.0219e-08 | 7.3729e-07 | 2.9247e-09 | 1.617e-07 | 1.3079e-05 | 2.2985e-09 | 1.7874e-06 | 0.00037271 | 9.0775e-09 | 6.2656e-08 | 7.9869e-10 | 3.1727e-09 | 1.5998e-10 | 5.8774e-07 | 1.0349e-08 | 1.1197e-07 | 2.1927e-11 | 9.4765e-09 | 2.7868e-08 | 8.8357e-08 | 5.1847e-10 | 2.6843e-10 | 2.5173e-11 | 3.4571e-10 | 4.0972e-08 | 3.2245e-07 | 0.0022581 | 1.2472e-07 | 2.7569e-06 | 4.4721e-09 | 1.4441e-10 | 1.7382e-10 | 4.4014e-08 | 3.8677e-09 | 1.8114e-08 | 2.3872e-07 | 7.6869e-06 | 1.1981e-11 | 1.3938e-08 | 7.8929e-09 | 1.6492e-05 | 7.9759e-09 | 1.8682e-10 | 4.2876e-07 | 6.0657e-11 | 4.3281e-09 | 5.1461e-07 | 1.2162e-09 | 5.0141e-07 | 9.6708e-09 | 8.5245e-06 | 6.825e-06 | 8.7289e-08 | 2.1348e-09 | 8.1941e-05 | 0.007895 | 1.4244e-07 | 2.647e-08 | 6.6995e-07 | 2.4219e-10 | 4.0157e-07 | 5.0275e-07 | 2.0536e-06 | 1.5316e-09 | 1.4495e-09 | 3.9313e-07 | 4.0439e-06 | 9.179e-08 | 6.7745e-09 | 1.1997e-06 | 9.1437e-07 | 5.2389e-10 | 0.00031261 | 2.3576e-07 | 1.6498e-09 | 4.9906e-08 | 1.586e-07 | 4.9882e-11 | 2.53e-09 | 5.7053e-09 | 1.7913e-07 | 3.4156e-06 | 1.0545e-06 | 6.8234e-09 | 0.01623 | 1.803e-08 | 1.3939e-10 | 1.7799e-05 | 3.1974e-08 | 2.5429e-09 | 4.9813e-09 | 2.8991e-08 | 2.3213e-08 | 3.3391e-10 | 9.1919e-07 | 4.3927e-09 | 2.987e-10 | 2.4748e-07 | 2.1547e-10 | 2.3705e-10 | 1.1528e-08 | 1.0331e-07 | 2.9489e-08 | 1.0542e-07 | 1.2824e-07 | 5.0352e-08 | 3.9004e-09 | 8.9788e-06 | 1.1864e-10 | 7.8672e-07 | 2.2838e-06 | 2.1295e-09 | 7.5953e-08 | 1.2418e-07 | 0.00067468 | 4.5753e-11 | 8.7354e-09 | 4.7288e-05 | 0.00089427 | 6.8148e-07 | 3.2877e-07 | 9.9802e-09 | 6.811e-08 | 5.2388e-08 | 1.9482e-06 | 1.6176e-08 | 3.7999e-08 | 1.7069e-08 | 1.9763e-09 | 1.6638e-06 | 2.1448e-08 | 9.3871e-08 | 3.5222e-05 | 1.8489e-11 | 3.1431e-07 | 2.6706e-11 | 4.7695e-05 | 7.7437e-08 | 1.9863e-06 | 6.4628e-10 | 7.0029e-05 | 3.8549e-09 | 4.3496e-09 | 1.284e-09 | 7.0628e-08 | 1.7317e-05 | 4.9565e-05 | 1.335e-07 | 1.6425e-09 | 2.6382e-05 | 2.824e-09 | 8.8917e-10 | 1.337e-09 | 1.5053e-06 | 3.4541e-06 | 3.5166e-08 | 6.218e-06 | 7.7284e-09 | 0.00042337 | 9.1545e-06 | 8.1825e-11 | 2.5507e-08 | 1.4505e-09 | 2.6175e-05 | 1.4294e-10 | 1.3586e-09 | 3.3298e-08 | 1.1466e-07 | 8.3462e-11 | 7.3606e-09 | 1.1632e-06 | 3.5775e-08 | 0.0012438 | 1.1946e-06 | 7.5473e-07 | 1.052e-07 | 8.9977e-09 | 6.1902e-09 | 3.2322e-08 | 5.321e-08 | 4.8301e-07 | 1.2651e-09 | 1.3663e-10 | 1.5626e-06 | 3.1991e-07 | 1.4818e-05 | 1.6652e-07 | 5.7035e-09 | 1.3586e-05 | 2.7777e-07 | 1.1719e-05 | 2.6901e-11 | 2.9033e-09 | 3.5197e-08 | 2.8376e-06 | 3.877e-07 | 1.3796e-07 | 3.4626e-05 | 5.4494e-08 | 4.9373e-10 | 8.277e-11 | 3.2314e-09 | 3.7544e-08 | 4.4714e-11 | 6.613e-10 | 4.6566e-09 | 1.1742e-07 | 2.583e-08 | 1.3408e-08 | 6.2888e-09 | 7.8013e-09 | 6.4298e-08 | 2.9151e-09 | 1.0068e-06 | 9.5005e-10 | 4.2594e-09 | 2.9239e-10 | 1.6498e-08 | 1.8466e-08 | 1.9768e-09 | 6.8454e-06 | 2.2056e-08 | 1.2822e-07 | 6.3088e-09 | 6.1093e-09 | 5.3555e-06 | 3.8936e-06 | 2.1178e-06 | 7.997e-07 | 2.836e-07 | 1.536e-06 | 7.9861e-08 | 2.0041e-06 | 2.2884e-10 | 4.8266e-05 | 5.4361e-07 | 9.4973e-07 | 7.3925e-09 | 1.7854e-05 | 1.2379e-06 | 4.6387e-06 | 4.2568e-08 | 6.7664e-07 | 2.6513e-07 | 1.3755e-07 | 0.00050574 | 4.4619e-09 | 1.1886e-08 | 1.0077e-08 | 5.2483e-08 | 0.00011584 | 1.3133e-09 | 2.4288e-08 | 6.6132e-07 | 3.7513e-09 | 2.5598e-07 | 2.8033e-09 | 4.0721e-09 | 4.6197e-08 | 8.4629e-11 | 2.8859e-07 | 5.5441e-07 | 2.6968e-06 | 2.5277e-06 | 5.6931e-07 | 1.8173e-09 | 3.1768e-08 | 3.4311e-10 | 2.0337e-12 | 3.9513e-07 | 2.5947e-08 | 3.216e-10 | 0.00028243 | 1.2463e-05 | 1.8499e-10 | 2.6103e-05 | 5.202e-09 | 1.1946e-09 | 7.5409e-08 | 3.2577e-09 | 3.4158e-05 | 1.6416e-08 | 2.6103e-06 | 1.1579e-08 | 5.0305e-07 | 4.7198e-06 | 3.3787e-08 | 3.7825e-07 | 6.1045e-08 | 6.2441e-12 | 1.3532e-06 | 2.3113e-08 | 6.7871e-05 | 2.1297e-07 | 1.2812e-07 | 1.0639e-08 | 2.1991e-07 | 0.00027645 | 5.4575e-11 | 2.0698e-07 | 1.4182e-10 | 1.0228e-06 | 2.6295e-06 | 3.0199e-06 | 1.2573e-05 | 1.403e-07 | 4.0584e-08 | 1.7456e-07 | 2.3086e-10 | 1.1744e-08 | 1.8923e-07 | 4.8773e-06 | 4.5246e-07 | 2.2993e-05 | 2.2975e-07 | 3.8368e-10 | 1.125e-11 | 1.2165e-11 | 3.2845e-06 | 3.9093e-06 | 4.5435e-07 | 9.1421e-09 | 1.6628e-06 | 3.4699e-09 | 4.5273e-06 | 3.489e-10 | 2.126e-05 | 2.5999e-08 | 1.8359e-06 | 0.00053204 | 3.9279e-09 | 2.3036e-05 | 1.9076e-10 | 1.1746e-07 | 1.0735e-07 | 8.5724e-06 | 7.9214e-07 | 3.9963e-09 | 1.4746e-05 | 9.9796e-09 | 1.7594e-08 | 9.2722e-08 | 0.00020338 | 5.9343e-08 | 6.7016e-11 | 6.0803e-09 | 1.4609e-07 | 8.6679e-07 | 3.5345e-10 | 2.1711e-05 | 5.4289e-06 | 2.5457e-09 | 3.9953e-08 | 3.411e-07 | 3.4176e-08 | 8.0493e-07 | 6.0573e-08 | 5.5392e-07 | 2.239e-07 | 2.338e-06 | 8.3994e-11 | 7.9092e-06 | 5.7775e-08 | 9.8348e-08 | 6.8547e-10 | 7.8643e-08 | 9.8354e-07 | 7.1195e-08 | 5.2657e-07 | 8.0212e-08 | 7.0988e-06 | 3.8822e-08 | 1.2909e-05 | 5.7705e-07 | 1.1557e-07 | 9.1866e-09 | 3.2641e-09 | 9.1479e-07 | 9.677e-06 | 2.6874e-09 | 5.2359e-10 | 1.6352e-09 | 2.4904e-10 | 3.6311e-06 | 4.5222e-08 | 5.5945e-09 | 8.5127e-08 | 3.9131e-06 | 4.9661e-07 | 8.041e-06 | 1.1673e-07 | 5.2822e-07 | 1.8285e-07 | 1.1609e-11 | 1.7374e-07 | 7.619e-10 | 2.4521e-07 | 1.4216e-05 | 4.3162e-11 | 2.0975e-10 | 8.2366e-11 | 3.9842e-06 | 2.8349e-07 | 9.3749e-07 | 6.4407e-07 | 1.1717e-09 | 7.0851e-07 | 2.2918e-08 | 4.9244e-06 | 1.1966e-06 | 2.0706e-09 | 7.8739e-07 | 2.4438e-11 | 1.3616e-07 | 2.0953e-07 | 1.3373e-07 | 2.3943e-10 | 3.3068e-09 | 1.6344e-06 | 1.8675e-07 | 0.00013547 | 5.9688e-08 | 1.2403e-07 | 6.7703e-11 | 0.00047312 | 2.5663e-07 | 2.0634e-10 | 2.1839e-09 | 8.5149e-09 | 1.9947e-08 | 1.9944e-07 | 1.3197e-07 | 1.5276e-06 | 1.5195e-06 | 1.4464e-08 | 9.5487e-09 | 1.7558e-08 | 4.0467e-08 | 2.1518e-05 | 2.0555e-10 | 8.93e-08 | 0.0003314 | 7.6962e-07 | 1.8897e-07 | 3.887e-08 | 1.4045e-06 | 3.6819e-08 | 5.7696e-09 | 1.9429e-07 | 2.1596e-08 | 4.6706e-07 | 3.4844e-07 | 0.00013562 | 4.7673e-10 | 4.595e-07 | 2.6303e-07 | 1.5012e-07 | 8.709e-08 | 7.7712e-06 | 1.7395e-08 | 3.2005e-09 | 5.3782e-10 | 4.4377e-06 | 3.6693e-06 | 2.0873e-08 | 1.3906e-06 | 6.7128e-06 | 3.6347e-09 | 2.7673e-06 | 3.2736e-12 | 6.6861e-11 | 5.0248e-08 | 4.6404e-08 | 3.5917e-10 | 2.7737e-06 | 6.0235e-07 | 0.00027128 | 3.2985e-10 | 6.0011e-07 | 1.7001e-09 | 1.8179e-06 | 3.3587e-08 | 1.1274e-05 | 1.2684e-05 | 3.5613e-10 | 6.1444e-06 | 1.0803e-08 | 5.7783e-09 | 9.4672e-08 | 6.3252e-12 | 8.1526e-06 | 9.0735e-06 | 3.9649e-09 | 8.2273e-09 | 3.9968e-06 | 1.1238e-11 | 1.2239e-09 | 9.475e-05 | 1.6468e-09 | 2.5826e-07 | 7.1487e-08 | 1.5802e-08 | 5.8289e-06 | 2.578e-09 | 1.5825e-10 | 5.4509e-09 | 1.2534e-06 | 2.0868e-09 | 1.2093e-07 | 2.426e-09 | 2.127e-09 | 0.00060328 | 7.6149e-08 | 1.2335e-07 | 2.7072e-08 | 1.3065e-07 | 9.3545e-09 | 4.2706e-06 | 2.3912e-06 | 3.1974e-08 | 7.1567e-06 | 1.6776e-10 | 5.4266e-10 | 5.3882e-06 | 1.5971e-07 | 1.1318e-06 | 1.6283e-08 | 6.3353e-07 | 5.1434e-09 | 1.1717e-10 | 8.9671e-06 | 5.2554e-07 | 4.4513e-07 | 1.086e-06 | 1.6329e-07 | 1.1806e-07 | 7.194e-09 | 1.9764e-08 | 2.428e-08 | 2.2703e-08 | 1.6604e-07 | 1.2207e-08 | 6.4517e-09 | 3.358e-07 | 2.9228e-09 | 2.4928e-07 | 2.4756e-07 | 1.6432e-07 | 4.2766e-08 | 3.9614e-08 | 1.0328e-09 | 1.689e-09 | 3.1676e-06 | 4.3242e-08 | 0.010204 | 1.0511e-07 | 2.4597e-06 | 2.0582e-10 | 1.9577e-07 | 2.1972e-07 | 5.0062e-10 | 0.00015237 | 3.8185e-09 | 4.2686e-07 | 2.5656e-10 | 2.693e-10 | 2.7739e-08 | 4.5752e-09 | 5.9971e-07 | 3.605e-05 | 1.8815e-06 | 1.7212e-09 | 2.3248e-05 | 7.5176e-11 | 1.2727e-07 | 9.9355e-08 | 5.5107e-08 | 2.0208e-06 | 2.1203e-08 | 2.1054e-08 | 1.0047e-08 | 3.8325e-08 | 2.2445e-07 | 2.1583e-06 | 2.2239e-05 | 6.0959e-08 | 1.8277e-08 | 2.5559e-09 | 8.5103e-11 | 0.00015816 | 1.8226e-08 | 3.3381e-08 | 1.1192e-07 | 3.3492e-09 | 5.054e-06 | 4.1481e-05 | 2.934e-08 | 6.2337e-08 | 2.8166e-06 | 8.0508e-08 | 9.6283e-07 | 8.6527e-10 | 9.7064e-09 | 2.0271e-06 | 3.2048e-08 | 3.5243e-07 | 2.1775e-10 | 3.1621e-07 | 6.3879e-08 | 1.7756e-05 | 6.4911e-07 | 3.6158e-05 | 7.203e-07 | 1.3816e-06 | 6.1596e-08 | 3.4663e-05 | 2.8677e-06 | 1.7194e-07 | 0.00025649 | 4.5524e-07 | 1.7702e-06 | 2.2515e-09 | 9.4626e-09 | 3.5448e-08 | 7.0986e-07 | 3.559e-06 | 3.97e-07 | 2.6712e-08 | 1.8867e-07 | 1.0028e-09 | 5.8186e-08 | 1.4928e-10 | 1.1021e-07 | 1.9695e-09 | 1.2018e-07 | 2.0099e-08 | 3.0115e-09 | 1.4368e-05 | 1.8428e-08 | 2.0719e-08 | 1.5322e-07 | 6.3612e-08 | 1.1504e-06 | 0.00011051 | 3.9506e-12 | 6.6887e-09 | 1.2508e-08 | 6.3039e-10 | 4.1234e-09 | 5.7656e-09 | 8.8695e-07 | 7.2951e-06 | 5.4836e-06 | 9.7231e-08 | 2.728e-10 | 1.8699e-11 | 7.7784e-07 | 5.2986e-07 | 6.6431e-07 | 1.5256e-07 | 2.5149e-07 | 1.185e-07 | 1.5922e-06 | 2.6993e-06 | 2.3828e-08 | 0.00015987 | 2.2469e-07 | 1.1777e-08 | 7.2303e-07 | 4.2856e-07 | 2.9969e-08 | 1.3295e-07 | 4.3242e-08 | 1.928e-11 | 5.6744e-07 | 2.386e-10 | 2.5461e-06 | 2.6221e-09 | 1.3981e-07 | 9.0415e-09 | 1.1912e-08 | 1.6159e-07 | 1.1395e-05 | 4.6551e-07 | 5.3834e-11 | 2.7227e-06 | 0.00017385 | 4.2592e-07 | 2.1633e-06 | 1.8754e-06 | 2.3851e-10 | 9.981e-10 | 5.4289e-08 | 5.3424e-09 | 6.1683e-10 | 1.0641e-09 | 2.0337e-08 | 9.1888e-06 | 6.8589e-07 | 2.2659e-07 | 1.3103e-06 | 1.034e-05 | 2.2142e-08 | 1.5181e-08 | 7.1792e-07 | 2.7019e-07 | 2.1871e-06 | 5.2091e-11 | 7.4329e-05 | 4.1736e-09 | 3.505e-07 | 6.1863e-10 | 1.2354e-07 | 3.3398e-06 | 2.5611e-06 | 4.3262e-08 | 3.8588e-06 | 3.222e-06 | 5.8531e-10 | 1.2359e-08 | 0.00029026 | 5.7524e-08 | 7.7856e-10 | 7.7682e-08 | 9.8819e-07 | 9.4673e-09 | 7.2119e-06 | 2.0486e-07 | 1.4937e-09 | 0.0020733 | 2.0315e-08 | 5.5486e-10 | 6.5246e-09 | 5.6862e-08 | 2.8685e-09 | 1.9398e-10 | 1.6383e-08 | 4.8629e-05 | 1.3425e-09 | 6.6168e-06 | 4.8759e-09 | 6.3062e-08 | 7.202e-10 | 3.8833e-08 | 0.0017772 | 2.3697e-10 | 5.0762e-05 | 1.685e-08 | 1.0075e-06 | 6.5645e-05 | 2.4596e-05 | 1.6978e-05 | 3.3542e-09 | 2.3766e-08 | 5.35e-10 | 5.089e-06 | 8.3192e-09 | 9.4632e-08 | 1.3274e-08 | 1.1107e-10 | 3.8364e-09 | 2.2573e-10 | 0.0012664 | 9.9751e-06 | 1.8178e-09 | 8.9662e-06 | 2.0715e-08 | 0.00015761 | 4.5013e-08 | 1.313e-08 | 2.3342e-06 | 2.1878e-05 | 2.8155e-09 | 6.0527e-10 | 2.8475e-07 | 3.9664e-10 | 3.4526e-07 | 5.6488e-07 | 4.5472e-09 | 9.2049e-07 | 1.5484e-10 | 7.9255e-09 | 1.0411e-07 | 2.9473e-08 | 9.1875e-08 | 1.8994e-09 | 3.723e-07 | 2.8468e-09 | 4.5969e-06 | 6.5568e-05 | 1.4486e-06 | 9.457e-10 | 2.9521e-09 | 0.0012628 | 1.882e-05 | 6.2746e-07 | 2.9859e-10 | 6.2588e-08 | 5.9967e-09 | 7.2415e-09 | 3.3779e-07 | 3.7838e-08 | 2.1514e-06 | 9.1396e-08 | 3.7702e-08 | 2.2204e-08 | 4.3579e-09 | 1.4524e-05 | 3.7061e-09 | 5.7933e-07 | 2.944e-08 | 1.8709e-05 | 1.4984e-07 | 4.6515e-09 | 1.0464e-09 | 2.553e-07 | 6.9281e-07 | 0.0015123 | 8.0529e-08 | 7.4721e-06 | 2.9769e-09 | 6.0434e-07 | 1.6291e-06 | 1.2972e-08 | 5.1155e-06 | 1.5019e-08 | 2.5138e-10 | 1.6182e-05 | 7.3729e-07 | 1.2318e-06 | 2.7507e-06 | 4.8732e-06 | 2.4292e-10 | 2.7921e-06 | 4.8345e-09 | 1.8259e-08 | 5.3728e-08 | 1.3912e-07 | 3.1605e-08 | 1.4782e-07 | 2.5837e-08 | 2.8105e-10 | 9.6425e-06 | 1.1521e-06 | 9.5905e-08 | 1.2711e-05 | 8.5737e-10 | 1.4667e-06 | 3.2063e-07 | 5.5033e-07 | 1.1017e-06 | 1.0562e-05 | 3.3632e-09 | 5.4799e-10 | 0.0016892 | 5.679e-07 | 1.6384e-09 | 4.3218e-10 | 2.7596e-06 | 5.2851e-09 | 1.1159e-07 | 7.8204e-10 | 3.2687e-07 | 3.9344e-07 | 2.8753e-05 | 3.7224e-10 | 8.4761e-07 | 2.054e-06 | 3.3713e-07 | 4.6096e-09 | 3.6094e-09 | 3.2802e-07 | 4.0033e-11 | 1.2661e-07 | 6.5664e-09 | 6.6479e-08 | 5.484e-08 | 1.0107e-06 | 4.1617e-08 | 1.2811e-09 | 5.0054e-10 | 3.0118e-07 | 0.00037139 | 1.886e-05 | 5.3177e-09 | 9.605e-08 | 2.014e-07 | 3.3034e-06 | 2.6932e-07 | 1.5436e-12 | 8.4126e-13 | 5.4721e-08 | 6.8296e-11 | 7.3145e-10 | 1.793e-06 | 0.00011578 | 3.0042e-09 | 7.066e-08 | 2.5156e-05 | 9.1241e-06 | 1.2536e-07 | 6.6111e-09 | 8.2688e-10 | 6.2116e-08 | 1.8064e-08 | 6.2252e-09 | 1.1155e-09 | 1.5392e-10 | 1.7627e-06 | 1.3061e-05 | 4.9893e-05 | 3.8606e-07 | 1.5839e-09 | 6.6532e-06 | 1.2816e-09 | 2.8877e-08 | 5.8002e-10 | 6.8688e-06 | 2.836e-08 | 1.5167e-09 | 3.8481e-10 | 9.7935e-08 | 1.3212e-08 | 1.518e-08 | 6.0249e-09 | 1.6047e-07 | 2.3201e-08 | 6.5623e-07 | 5.7168e-06 | 8.0198e-05 | 2.2989e-05 | 7.6331e-08 | 1.116e-06 | 3.5736e-11 | 3.3307e-08 | 2.5233e-07 | 3.852e-07 | 1.8696e-08 | 2.6418e-09 | 1.136e-09 | 1.2109e-07 | 1.4763e-05 | 1.7387e-10 | 2.704e-07 | 1.199e-08 | 3.1187e-07 | 2.7815e-07 | 5.1008e-07 | 1.1343e-07 | 3.6686e-08 | 1.1755e-06 | 1.399e-06 | 2.4766e-06 | 6.7599e-10 | 1.0921e-07 | 1.7297e-08 | 2.9789e-09 | 4.9945e-05 | 1.0055e-07 | 1.4635e-06 | 8.7766e-08 | 7.8407e-07 | 1.245e-08 | 6.7878e-07 | 0.0032679 | 1.331e-07 | 1.6469e-10 | 2.4001e-08 | 1.4381e-09 | 1.1212e-10 | 9.8901e-08 | 1.145e-06 | 1.4388e-08 | 1.7001e-08 | 1.3234e-07 | 4.214e-07 | 2.3606e-08 | 3.1717e-05 | 2.9794e-09 | 1.1562e-10 | 6.095e-07 | 8.2922e-07 | 1.8056e-08 | 1.4169e-07 | 1.2861e-08 | 5.9398e-07 | 8.2731e-06 | 1.2969e-06 | 2.3114e-06 | 5.7492e-07 | 7.6448e-07 | 1.5402e-08 | 1.2615e-07 | 6.4387e-09 | 2.8128e-09 | 1.9563e-08 | 5.6227e-06 | 1.6679e-05 | 1.1153e-11 | 7.2756e-05 | 3.9175e-08 | 1.7421e-08 | 4.6172e-08 | 2.3389e-08 | 1.2251e-06 | 6.729e-08 | 2.2873e-09 | 6.1548e-09 | 9.9489e-07 | 1.0527e-05 | 0.00015717 | 4.8376e-09 | 1.637e-07 | 1.3609e-09 | 3.6648e-08 | 1.9945e-06 | 2.1727e-08 | 1.0265e-08 | 7.4531e-08 | 2.1851e-09 | 2.1835e-05 | 1.4618e-08 | 6.2539e-13 | 8.7589e-11 | 3.8374e-08 | 8.2984e-09 | 1.7873e-05 | 4.6181e-09 | 3.6574e-08 | 1.1282e-06 | 2.4642e-05 | 2.1138e-06 | 1.7972e-06 | 1.2488e-09 | 1.094e-11 | 1.9966e-07 | 1.161e-06 | 4.8438e-09 | 2.1272e-08 | 9.809e-09 | 1.2176e-06 | 9.9656e-08 | 9.2191e-09 | 6.7387e-08 | 1.2014e-07 | 5.2889e-07 | 3.1337e-09 | 3.5606e-08 | 8.4622e-11 | 4.1352e-08 | 1.3998e-08 | 4.8698e-07 | 2.2285e-07 | 2.2975e-06 | 8.7316e-08 | 3.5814e-08 | 4.8027e-07 | 7.1232e-07 | 3.8312e-06 | 7.5663e-11 | 0.00016709 | 3.6563e-07 | 4.9243e-08 | 6.2229e-07 | 2.2217e-06 | 4.8592e-10 | 0.00014684 | 8.4238e-08 | 2.3673e-09 | 9.7052e-06 | 3.3005e-08 | 4.3153e-08 | 3.6265e-06 | 3.9219e-07 | 1.0757e-09 | 4.6425e-09 | 5.5773e-07 | 3.6649e-09 | 1.7012e-07 | 6.1594e-09 | 1.1753e-08 | 4.4126e-06 | 7.2965e-08 | 2.0612e-09 | 0.00015136 | 2.4091e-08 | 2.6294e-07 | 1.0055e-09 | 5.0691e-06 | 4.5314e-06 | 3.7903e-09 | 1.3238e-07 | 7.995e-09 | 3.3549e-09 | 9.424e-10 | 5.6012e-05 | 8.2241e-10 | 1.4762e-09 | 7.5083e-08 | 2.7339e-09 | 4.9545e-08 | 1.9616e-08 | 1.754e-08 | 8.181e-07 | 7.7583e-10 | 6.5693e-09 | 4.4701e-09 | 5.3165e-07 | 6.1867e-08 | 1.1861e-05 | 4.7075e-08 | 2.4508e-08 | 8.1791e-10 | 1.839e-09 | 7.3186e-07 | 2.4402e-07 | 8.7569e-07 | 6.7403e-08 | 7.6457e-10 | 1.7024e-08 | 1.3928e-09 | 2.1676e-05 | 3.3072e-09 | 7.1448e-05 | 1.6347e-11 | 1.6752e-06 | 2.3694e-07 | 3.0133e-06 | 1.6833e-05 | 5.2611e-11 | 1.8069e-05 | 1.6178e-11 | 1.0928e-07 | 1.3067e-06 | 5.3967e-07 | 3.3453e-08 | 7.7952e-09 | 9.5017e-08 | 1.4953e-07 | 4.5579e-08 | 8.735e-11 | 6.1137e-07 | 2.9768e-08 | 3.5978e-07 | 0.00018774 | 2.1631e-06 | 9.7028e-07 | 1.0256e-09 | 6.8837e-07 | 3.8604e-06 | 6.2572e-08 | 1.7169e-08 | 3.3548e-12 | 0.00033076 | 5.1278e-12 | 2.4124e-10 | 4.7802e-05 | 2.0301e-06 | 7.7147e-08 | 3.2656e-09 | 5.9092e-10 | 7.4603e-08 | 3.0561e-09 | 4.1825e-10 | 1.4919e-10 | 5.7212e-09 | 1.0935e-07 | 3.9033e-08 | 3.8704e-09 | 2.1822e-06 | 9.4126e-11 | 8.2952e-10 | 2.6293e-06 | 2.7837e-07 | 2.5827e-08 | 1.7198e-08 | 1.2287e-09 | 1.8456e-05 | 1.3608e-09 | 5.6107e-06 | 5.0421e-10 | 5.7585e-08 | 2.4093e-07 | 2.1188e-08 | 1.1163e-07 | 6.3411e-08 | 1.0829e-07 | 2.5593e-07 | 3.9367e-07 | 5.0114e-09 | 8.4165e-08 | 3.3138e-10 | 8.8697e-08 | 5.2372e-07 | 0.0073953 | 4.5536e-10 | 1.74e-11 | 6.0022e-08 | 1.344e-05 | 1.0804e-09 | 4.3155e-09 | 4.5203e-09 | 8.1876e-07 | 1.3701e-05 | 4.2179e-08 | 2.1971e-07 | 1.466e-08 | 4.2259e-09 | 1.5024e-09 | 5.1755e-09 | 5.2202e-08 | 1.2325e-06 | 3.7614e-07 | 1.3306e-06 | 3.4574e-09 | 1.4599e-06 | 2.0062e-06 | 3.2168e-06 | 2.0958e-10 | 8.0704e-07 | 2.0075e-08 | 3.286e-07 | 8.4936e-13 | 3.286e-08 | 9.4977e-08 | 1.3898e-08 | 5.7096e-07 | 5.967e-10 | 7.096e-07 | 6.9087e-10 | 6.7072e-06 | 7.249e-07 | 4.2005e-07 | 6.2256e-08 | 2.0279e-09 | 1.8532e-08 | 8.5239e-08 | 1.8147e-05 | 1.5586e-05 | 4.5302e-10 | 1.322e-07 | 2.9568e-09 | 0.00069776 | 3.7953e-08 | 6.2316e-10 | 2.0347e-08 | 8.6852e-06 | 3.013e-09 | 8.974e-08 | 1.8225e-08 | 1.2269e-05 | 6.7932e-09 | 5.9942e-07 | 5.1032e-09 | 4.6463e-10 | 7.3267e-06 | 2.6838e-08 | 5.2208e-08 | 6.2465e-05 | 1.2585e-09 | 3.4456e-07 | 1.1246e-08 | 2.9734e-08 | 9.2748e-07 | 2.0744e-10 | 2.0806e-07 | 8.3979e-09 | 4.7795e-07 | 7.6214e-05 | 1.1835e-07 | 2.2696e-07 | 2.0635e-08 | 5.6396e-07 | 1.8713e-06 | 9.324e-10 | 2.0328e-07 | 2.1411e-07 | 1.412e-07 | 1.2589e-07 | 1.433e-07 | 0.00011232 | 4.0603e-07 | 1.0654e-10 | 1.2797e-09 | 1.8448e-09 | 1.8059e-06 | 8.2438e-08 | 1.8209e-07 | 1.3087e-06 | 2.0623e-06 | 1.0155e-09 | 9.6879e-08 | 3.7327e-11 | 1.3312e-09 | 2.1044e-08 | 6.037e-05 | 3.4574e-07 | 1.1654e-07 | 3.535e-08 | 6.8132e-08 | 3.4936e-08 | 7.0889e-05 | 9.5603e-06 | 2.0257e-06 | 1.8405e-10 | 1.1426e-07 | 5.9814e-08 | 3.696e-07 | 0.00013151 | 2.1967e-07 | 4.4666e-06 | 7.9453e-08 | 3.5896e-06 | 1.4089e-07 | 6.238e-06 | 8.41e-07 | 1.3565e-06 | 4.0077e-09 | 5.4227e-10 | 3.3336e-09 | 5.3929e-08 | 1.2709e-10 | 1.9698e-09 | 2.8585e-08 | 5.1644e-09 | 4.4052e-06 | 1.0802e-08 | 6.1132e-10 | 7.2437e-09 | 5.414e-06 | 4.088e-07 | 3.1467e-05 | 1.7117e-09 | 8.0331e-07 | 2.5397e-11 | 3.0679e-07 | 0.0001294 | 4.2097e-09 | 3.8831e-07 | 1.2433e-05 | 5.158e-08 | 1.0818e-09 | 2.2633e-11 | 1.812e-10 | 7.4502e-09 | 1.8186e-08 | 8.4725e-09 | 1.8736e-09 | 3.7702e-08 | 1.7569e-05 | 2.7354e-09 | 1.2233e-08 | 2.7942e-09 | 3.1685e-08 | 6.7268e-07 | 4.1836e-10 | 1.0811e-08 | 7.0662e-10 | 1.5303e-08 | 1.2673e-09 | 5.0707e-09 | 1.2029e-08 | 3.9308e-10 | 2.1032e-10 | 5.6478e-08 | 1.1052e-07 | 1.6542e-06 | 6.4775e-08 | 4.2285e-08 | 1.3151e-09 | 2.0135e-07 | 2.4526e-07 | 6.7046e-09 | 6.1573e-08 | 2.2e-07 | 2.0269e-07 | 2.6613e-06 | 8.358e-07 | 0.0032222 | 8.6151e-07 | 2.965e-08 | 5.1906e-06 | 0.0017142 | 5.0018e-09 | 5.2824e-07 | 2.1738e-09 | 4.077e-08 | 2.8837e-11 | 0.00030006 | 1.966e-07 | 3.0617e-09 | 4.6308e-09 | 2.5178e-09 | 5.4337e-07 | 4.7674e-11 | 5.4651e-10 | 2.5627e-07 | 9.4111e-09 | 6.1736e-08 | 5.9508e-10 | 1.818e-08 | 1.5597e-05 | 4.4117e-09 | 6.397e-07 | 6.2907e-08 | 5.5886e-10 | 8.6101e-05 | 5.4095e-07 | 1.027e-05 | 7.2897e-07 | 3.8894e-08 | 0.0039371 | 4.3009e-08 | 5.3159e-09 | 1.7066e-05 | 8.5476e-06 | 5.1255e-09 | 7.7247e-09 | 2.1962e-07 | 3.0137e-06 | 2.5823e-06 | 3.7481e-08 | 2.412e-08 | 5.5328e-10 | 7.8062e-09 | 1.0829e-08 | 1.5251e-08 | 8.1231e-08 | 2.8933e-09 | 1.446e-06 | 4.1992e-07 | 6.6564e-09 | 5.9355e-08 | 6.4415e-09 | 1.3563e-09 | 3.7598e-10 | 1.9004e-05 | 7.7383e-09 | 0.017135 | 1.5277e-09 | 1.7627e-06 | 6.1607e-10 | 2.1605e-08 | 6.558e-07 | 1.9077e-08 | 2.1837e-08 | 5.396e-06 | 4.9677e-07 | 8.9626e-06 | 7.522e-09 | 1.6222e-08 | 0.00025706 | 2.0946e-07 | 3.9493e-06 | 4.2036e-09 | 1.6887e-08 | 4.3297e-07 | 6.3687e-10 | 9.5235e-08 | 2.5996e-06 | 7.0468e-12 | 1.3855e-09 | 1.5718e-11 | 3.092e-08 | 7.8864e-08 | 2.2577e-05 | 1.1457e-08 | 3.6202e-08 | 1.9395e-09 | 1.7107e-08 | 1.0879e-08 | 8.4063e-10 | 2.3133e-10 | 4.7021e-07 | 1.977e-09 | 1.2607e-06 | 2.2053e-06 | 3.2839e-05 | 7.0933e-08 | 1.8685e-06 | 1.7599e-06 | 8.8092e-07 | 9.9915e-12 | 1.0379e-05 | 4.3417e-08 | 9.5151e-06 | 1.1673e-05 | 5.1316e-05 | 1.4621e-08 | 2.4941e-05 | 6.2398e-09 | 1.5278e-08 | 2.7383e-09 | 2.3991e-08 | 2.1578e-09 | 4.4789e-06 | 0.00037442 | 0.015319 | 2.2293e-08 | 3.6638e-05 | 1.9214e-08 | 1.2361e-06 | 2.2895e-07 | 2.0286e-08 | 4.1735e-07 | 1.3639e-05 | 9.694e-07 | 1.5986e-08 | 2.6584e-09 | 1.117e-08 | 4.2192e-08 | 1.3782e-09 | 2.4421e-08 | 4.2476e-08 | 5.2394e-05 | 2.9464e-07 | 1.2951e-06 | 3.0268e-08 | 1.7951e-08 | 9.1537e-09 | 7.7139e-10 | 1.5617e-09 | 3.8992e-11 | 1.3481e-09 | 6.9463e-07 | 1.728e-07 | 2.8204e-05 | 5.1847e-08 | 5.2118e-09 | 4.2397e-06 | 1.5481e-06 | 9.2578e-08 | 5.1754e-10 | 3.1659e-07 | 8.0685e-06 | 2.0973e-05 | 3.6657e-06 | 5.4229e-06 | 2.5903e-08 | 1.6726e-05 | 6.7266e-06 | 8.4648e-10 | 6.822e-09 | 1.1621e-07 | 3.3628e-09 | 1.8244e-07 | 1.054e-08 | 5.8988e-05 | 7.6316e-09 | 1.3638e-06 | 7.0204e-10 | 4.4772e-08 | 2.1365e-09 | 2.3418e-09 | 8.4447e-06 | 5.6027e-09 | 3.3703e-09 | 1.3995e-10 | 1.9186e-06 | 2.4263e-06 | 1.1849e-11 | 1.3168e-09 | 2.4171e-10 | 5.0291e-07 | 1.3795e-09 | 1.1889e-09 | 2.4403e-07 | 2.5204e-08 | 1.5912e-06 | 2.2863e-11 | 5.4047e-12 | 3.6944e-05 | 5.2997e-08 | 1.0563e-07 | 7.6607e-08 | 5.207e-07 | 1.2235e-08 | 1.6346e-06 | 1.7386e-06 | 3.3811e-07 | 3.2666e-11 | 1.1254e-09 | 3.476e-07 | 1.651e-06 | 1.9472e-09 | 1.6405e-09 | 2.0247e-08 | 7.5941e-09 | 6.3256e-08 | 4.5321e-10 | 1.3007e-08 | 8.1849e-07 | 2.8294e-08 | 1.64e-09 | 2.8256e-08 | 5.7604e-06 | 2.2502e-07 | 1.0225e-05 | 2.7098e-09 | 5.1933e-08 | 2.6489e-08 | 8.6654e-06 | 2.0198e-09 | 1.1091e-06 | 2.3101e-08 | 1.6596e-06 | 6.7617e-08 | 1.2868e-07 | 3.3199e-08 | 1.7712e-07 | 3.4058e-07 | 4.9629e-07 | 6.6921e-11 | 2.2303e-06 | 2.6114e-10 | 6.8142e-09 | 1.9835e-10 | 1.057e-08 | 1.0987e-09 | 5.7109e-07 | 1.5538e-06 | 1.1267e-10 | 5.1229e-08 | 2.0257e-06 | 2.5108e-06 | 4.1529e-08 | 0.00030614 | 0.00036273 | 7.767e-07 | 7.5486e-08 | 2.3733e-08 | 4.4863e-06 | 8.0117e-08 | 3.6329e-08 | 6.3749e-09 | 2.9031e-09 | 0.00049585 | 9.2633e-11 | 1.3223e-06 | 1.3891e-10 | 8.817e-08 | 1.4232e-10 | 8.3148e-07 | 1.156e-06 | 4.0711e-06 | 1.5507e-06 | 9.468e-08 | 8.7349e-05 | 0.00031822 | 1.0542e-13 | 1.8732e-08 | 5.9985e-08 | 2.7803e-07 | 1.1405e-05 | 2.0038e-06 | 1.5089e-08 | 5.6268e-08 | 6.3345e-08 | 1.6684e-08 | 8.0584e-10 | 8.9364e-08 | 3.9953e-08 | 2.849e-06 | 5.0756e-07 | 4.3982e-12 | 1.9236e-12 | 5.1404e-13 | 2.9432e-09 | 1.208e-09 | 1.9929e-08 | 4.9957e-11 | 1.6071e-06 | 2.3486e-07 | 1.509e-10 | 9.0083e-09 | 3.0655e-06 | 2.1585e-09 | 2.9678e-09 | 7.9371e-07 | 2.4728e-05 | 2.0798e-08 | 2.6293e-09 | 1.126e-07 | 4.4671e-12 | 3.53e-09 | 5.8032e-08 | 7.9699e-07 | 5.8947e-07 | 1.4246e-07 | 9.9062e-08 | 2.4497e-09 | 0.00089777 | 3.4279e-05 | 7.1848e-11 | 3.6301e-10 | 4.5944e-06 | 8.7541e-07 | 2.2391e-08 | 2.7377e-10 | 1.0365e-09 | 1.9518e-07 | 4.9701e-09 | 1.262e-06 | 4.9047e-09 | 3.9133e-07 | 4.6356e-09 | 1.184e-05 | 5.7499e-06 | 1.553e-09 | 3.4521e-09 | 1.8845e-11 | 1.0892e-08 | 1.8714e-09 | 4.5326e-09 | 4.9051e-08 | 1.5464e-07 | 2.8831e-07 | 3.1569e-11 | 1.1119e-07 | 7.2718e-09 | 1.9967e-09 | 2.6915e-06 | 1.5993e-07 | 1.385e-08 | 3.889e-05 | 3.4288e-08 | 9.1961e-09 | 1.9893e-10 | 2.0092e-09 | 4.2815e-06 | 2.8415e-07 | 1.328e-08 | 8.2852e-10 | 0.00033759 | 3.933e-05 | 7.04e-08 | 8.6376e-09 | 1.0661e-10 | 4.031e-10 | 3.0144e-09 | 1.8357e-12 | 7.721e-08 | 2.5968e-06 | 1.3894e-09 | 2.78e-08 | 0.0034082 | 9.2555e-07 | 1.3133e-06 | 4.2077e-10 | 2.1701e-06 | 0.0001797 | 4.127e-06 | 6.0774e-06 | 0.001481 | 3.5023e-09 | 9.7398e-10 | 2.2854e-09 | 5.7553e-08 | 1.9133e-06 | 4.8345e-11 | 4.6017e-07 | 1.2275e-06 | 9.9656e-08 | 3.4471e-08 | 2.587e-10 | 2.2633e-09 | 3.3789e-08 | 2.317e-09 | 1.1588e-07 | 8.893e-11 | 2.9451e-09 | 4.6601e-06 | 2.8895e-07 | 7.2225e-07 | 9.0426e-08 | 1.9832e-07 | 0.0035923 | 4.2029e-09 | 3.3124e-10 | 2.1535e-06 | 0.00011002 | 2.7222e-06
Surface deposition rate | ϒ | uniform | 0.000143 | 0.000125 | /s | Surface deposition rate derived from Thatcher et al. (2002) | ϒ | 0.00013231 | 0.00013718 | 0.00012516 | 0.00013744 | 0.00013885 | 0.00013676 | 0.00013265 | 0.00014298 | 0.00013722 | 0.00013194 | 0.00014167 | 0.00013389 | 0.00014164 | 0.000135 | 0.00013499 | 0.00013661 | 0.00013507 | 0.00012728 | 0.00013853 | 0.00013216 | 0.00014245 | 0.00012857 | 0.00013253 | 0.00013166 | 0.00013419 | 0.00013907 | 0.00013617 | 0.00013114 | 0.00014151 | 0.00013319 | 0.00014188 | 0.00013172 | 0.00013499 | 0.00012837 | 0.00012586 | 0.00012969 | 0.00012916 | 0.00013872 | 0.00013149 | 0.00012945 | 0.00013764 | 0.00013579 | 0.00014018 | 0.00013437 | 0.00013949 | 0.00014201 | 0.00012653 | 0.00012763 | 0.00012512 | 0.00013843 | 0.00014218 | 0.00012766 | 0.00013042 | 0.00013952 | 0.00014245 | 0.00012595 | 0.00012886 | 0.00013248 | 0.00014041 | 0.00013752 | 0.000133 | 0.00013362 | 0.00013955 | 0.00012702 | 0.00012966 | 0.00014168 | 0.00014279 | 0.00012877 | 0.00013348 | 0.00013808 | 0.00013956 | 0.00013941 | 0.00014139 | 0.00013637 | 0.00012978 | 0.00013999 | 0.00013479 | 0.00012518 | 0.00013105 | 0.00014186 | 0.00013775 | 0.00013276 | 0.00014185 | 0.00012512 | 0.00012675 | 0.00012697 | 0.00013978 | 0.00013725 | 0.00013752 | 0.00013843 | 0.0001277 | 0.00013315 | 0.00014051 | 0.00013361 | 0.00012643 | 0.00013929 | 0.00013392 | 0.00013485 | 0.00012858 | 0.00013905 | 0.00013634 | 0.00013245 | 0.00013462 | 0.00012682 | 0.00013666 | 0.00014061 | 0.00013259 | 0.00013535 | 0.0001389 | 0.0001346 | 0.00013303 | 0.00012674 | 0.00013532 | 0.00012942 | 0.00013781 | 0.0001293 | 0.00013222 | 0.00013233 | 0.00013311 | 0.00012576 | 0.00013336 | 0.00014252 | 0.00013899 | 0.00012671 | 0.00012756 | 0.00014212 | 0.00013612 | 0.00014184 | 0.00014106 | 0.00012669 | 0.00012659 | 0.00013918 | 0.00014068 | 0.00013125 | 0.00012702 | 0.00012993 | 0.00014023 | 0.00013948 | 0.00014193 | 0.00012912 | 0.00012617 | 0.00012528 | 0.00013714 | 0.00012964 | 0.00012653 | 0.0001395 | 0.00013489 | 0.00013282 | 0.0001374 | 0.00013991 | 0.00013402 | 0.00013328 | 0.00013843 | 0.00012844 | 0.00013684 | 0.00012937 | 0.00013273 | 0.00013248 | 0.00013516 | 0.00012639 | 0.00014294 | 0.00013579 | 0.00014208 | 0.00012799 | 0.0001288 | 0.00013294 | 0.00012807 | 0.00012886 | 0.00013413 | 0.00013024 | 0.00013844 | 0.00013366 | 0.00013481 | 0.00014064 | 0.00013383 | 0.00012625 | 0.00013547 | 0.00013363 | 0.00012561 | 0.0001313 | 0.00012716 | 0.00012839 | 0.00012627 | 0.00012886 | 0.00013465 | 0.0001409 | 0.0001406 | 0.00013554 | 0.0001414 | 0.00013213 | 0.00012905 | 0.0001323 | 0.00014087 | 0.00013553 | 0.00013474 | 0.00013758 | 0.00012572 | 0.00012667 | 0.00013887 | 0.00013759 | 0.0001327 | 0.00012936 | 0.00013629 | 0.00012875 | 0.00013371 | 0.00012515 | 0.00013642 | 0.00012728 | 0.00013257 | 0.00013516 | 0.00013489 | 0.00013245 | 0.00012772 | 0.00012853 | 0.0001291 | 0.00013209 | 0.00013396 | 0.00013797 | 0.00013262 | 0.00012822 | 0.00013039 | 0.00012778 | 0.0001302 | 0.00013819 | 0.00013062 | 0.00012638 | 0.00013331 | 0.00013313 | 0.00013157 | 0.00012883 | 0.00013106 | 0.00012776 | 0.00012938 | 0.00014221 | 0.00013879 | 0.00013391 | 0.00013242 | 0.0001275 | 0.00013668 | 0.00013061 | 0.00012678 | 0.00013594 | 0.00013505 | 0.0001287 | 0.00013608 | 0.00013034 | 0.0001415 | 0.00013704 | 0.00012586 | 0.00012862 | 0.00013575 | 0.00013187 | 0.0001352 | 0.0001422 | 0.00013503 | 0.00013566 | 0.00012854 | 0.00013862 | 0.00013005 | 0.00013502 | 0.00012786 | 0.00014037 | 0.00013835 | 0.00013536 | 0.00013208 | 0.00013129 | 0.00013737 | 0.00013294 | 0.00014185 | 0.00012849 | 0.00012814 | 0.0001367 | 0.00013698 | 0.00013922 | 0.00012666 | 0.00013584 | 0.00013324 | 0.00012732 | 0.00013451 | 0.00012623 | 0.00013562 | 0.00013848 | 0.00012936 | 0.00013946 | 0.00013221 | 0.00013294 | 0.0001411 | 0.00013007 | 0.00013774 | 0.00012621 | 0.00013317 | 0.00013183 | 0.00013213 | 0.0001293 | 0.00012597 | 0.00013817 | 0.00012685 | 0.00013222 | 0.00013943 | 0.00013312 | 0.00013348 | 0.00013655 | 0.00013167 | 0.00014005 | 0.00013626 | 0.00013387 | 0.0001329 | 0.00013286 | 0.00013744 | 0.00012528 | 0.00013443 | 0.00013432 | 0.00012983 | 0.00013772 | 0.00012949 | 0.000127 | 0.00013964 | 0.00014039 | 0.00013474 | 0.00013146 | 0.00013461 | 0.00012824 | 0.00013183 | 0.00012613 | 0.00014289 | 0.00013975 | 0.000135 | 0.00014003 | 0.00013589 | 0.00014123 | 0.00013062 | 0.00013873 | 0.00013956 | 0.00014193 | 0.00013168 | 0.00014294 | 0.00013162 | 0.00013723 | 0.00013652 | 0.00013825 | 0.00013167 | 0.00013366 | 0.00012605 | 0.00013603 | 0.00013737 | 0.0001418 | 0.00013018 | 0.00012707 | 0.0001266 | 0.00014146 | 0.00013021 | 0.00013921 | 0.00014172 | 0.00014154 | 0.0001383 | 0.00013678 | 0.00012862 | 0.00014115 | 0.00014035 | 0.00012828 | 0.00014187 | 0.00013671 | 0.00013619 | 0.00013439 | 0.00013142 | 0.00014115 | 0.00013942 | 0.00014019 | 0.00013788 | 0.00012871 | 0.00013662 | 0.00013303 | 0.00012511 | 0.00013609 | 0.00013122 | 0.00014213 | 0.00013156 | 0.00013936 | 0.00014063 | 0.00012761 | 0.00014117 | 0.00013087 | 0.00013539 | 0.00013138 | 0.00012756 | 0.0001274 | 0.00013889 | 0.0001282 | 0.00014207 | 0.00013579 | 0.000134 | 0.00013572 | 0.00012774 | 0.00012833 | 0.00012824 | 0.00012604 | 0.00013792 | 0.00014288 | 0.00013836 | 0.00013776 | 0.00013911 | 0.00013507 | 0.00013553 | 0.00012769 | 0.00013893 | 0.0001349 | 0.00013804 | 0.00013713 | 0.00012907 | 0.0001423 | 0.00013396 | 0.00013393 | 0.00014005 | 0.00013494 | 0.00013549 | 0.00013714 | 0.00013525 | 0.00013011 | 0.00013472 | 0.00013534 | 0.00013635 | 0.00013834 | 0.00013849 | 0.00014176 | 0.00013623 | 0.00013322 | 0.00012953 | 0.00012955 | 0.00012645 | 0.00013681 | 0.00013397 | 0.00014282 | 0.00013498 | 0.00013149 | 0.00014099 | 0.00013259 | 0.00013022 | 0.00012957 | 0.00012567 | 0.0001393 | 0.00013894 | 0.00013639 | 0.00013243 | 0.00013848 | 0.00014124 | 0.00013364 | 0.00014273 | 0.0001387 | 0.00013499 | 0.00014264 | 0.00013079 | 0.00013164 | 0.00013931 | 0.00012945 | 0.00012605 | 0.00013031 | 0.00013204 | 0.00013866 | 0.00013228 | 0.00013114 | 0.00014203 | 0.00014086 | 0.00013087 | 0.00014191 | 0.00012698 | 0.00012963 | 0.00013352 | 0.00014038 | 0.00012906 | 0.00014091 | 0.00014032 | 0.00013415 | 0.00014141 | 0.00013485 | 0.00012815 | 0.00014021 | 0.00013258 | 0.00013283 | 0.00014258 | 0.0001405 | 0.00012948 | 0.00013759 | 0.00014277 | 0.00013792 | 0.00013671 | 0.000127 | 0.0001276 | 0.0001406 | 0.00013667 | 0.00013872 | 0.00013804 | 0.00014145 | 0.00012663 | 0.00013966 | 0.00012967 | 0.00013606 | 0.00012748 | 0.00013583 | 0.00012771 | 0.00013235 | 0.00014106 | 0.00013475 | 0.0001316 | 0.00013235 | 0.00014122 | 0.00012616 | 0.0001328 | 0.00013475 | 0.00014028 | 0.00013132 | 0.00012858 | 0.00014046 | 0.00012923 | 0.00012529 | 0.00014252 | 0.0001335 | 0.00013928 | 0.00013854 | 0.00012546 | 0.00013683 | 0.00013435 | 0.00013967 | 0.00013887 | 0.00014057 | 0.00013309 | 0.00013916 | 0.00013546 | 0.00013143 | 0.00013212 | 0.00013756 | 0.00012724 | 0.00012918 | 0.00013297 | 0.0001405 | 0.00014211 | 0.00013133 | 0.00012543 | 0.00012651 | 0.00012596 | 0.00013286 | 0.00014029 | 0.00013701 | 0.00013797 | 0.00013271 | 0.00013781 | 0.00013756 | 0.00012952 | 0.00013156 | 0.00013705 | 0.00012914 | 0.00013335 | 0.00013256 | 0.00012843 | 0.00014023 | 0.00012781 | 0.00012814 | 0.0001278 | 0.00013828 | 0.000134 | 0.00014189 | 0.00013946 | 0.00013027 | 0.00014235 | 0.00012953 | 0.00012804 | 0.00013822 | 0.00013113 | 0.00014097 | 0.00013567 | 0.00012653 | 0.00014076 | 0.00013766 | 0.00012781 | 0.00012981 | 0.00013687 | 0.00014208 | 0.00014188 | 0.00012634 | 0.00013223 | 0.00013056 | 0.00014231 | 0.00013449 | 0.00013562 | 0.00013869 | 0.00014074 | 0.0001389 | 0.0001371 | 0.00012838 | 0.00013902 | 0.00014265 | 0.00013367 | 0.00012847 | 0.00012663 | 0.00013675 | 0.00012627 | 0.00014102 | 0.00013632 | 0.00014213 | 0.0001379 | 0.00013785 | 0.00013464 | 0.00013186 | 0.00013346 | 0.00013976 | 0.00012836 | 0.00013997 | 0.0001413 | 0.00013877 | 0.00013956 | 0.0001419 | 0.00013912 | 0.00013546 | 0.00012708 | 0.00013385 | 0.00013173 | 0.00013661 | 0.00012921 | 0.00014041 | 0.0001365 | 0.0001346 | 0.00012546 | 0.00014236 | 0.00013395 | 0.00013456 | 0.00013477 | 0.00012707 | 0.00013405 | 0.00013069 | 0.00013622 | 0.00014063 | 0.00013428 | 0.00012808 | 0.00013553 | 0.00013358 | 0.00012851 | 0.00013888 | 0.00013332 | 0.00014212 | 0.00012619 | 0.00012899 | 0.00013725 | 0.00014266 | 0.00013778 | 0.00013739 | 0.00013266 | 0.00013418 | 0.0001406 | 0.00013941 | 0.00014169 | 0.00014205 | 0.00013607 | 0.00013395 | 0.00012715 | 0.00013729 | 0.00013518 | 0.00013203 | 0.00013173 | 0.00013038 | 0.00013195 | 0.00013605 | 0.00013619 | 0.00012789 | 0.00012894 | 0.00013532 | 0.0001257 | 0.00012632 | 0.00012656 | 0.00013361 | 0.00013469 | 0.00012658 | 0.00013586 | 0.00013047 | 0.00014066 | 0.00013296 | 0.00013794 | 0.00012639 | 0.00012739 | 0.00013517 | 0.00014182 | 0.00013578 | 0.00012666 | 0.00014289 | 0.00013956 | 0.00013037 | 0.00014004 | 0.00013386 | 0.00013831 | 0.00013049 | 0.00013295 | 0.00013984 | 0.00013825 | 0.00013799 | 0.00014065 | 0.00014137 | 0.00012883 | 0.00013492 | 0.00013986 | 0.00013743 | 0.00013662 | 0.00012533 | 0.00013643 | 0.0001258 | 0.00013127 | 0.00014267 | 0.00014048 | 0.00013874 | 0.00013248 | 0.00013349 | 0.00013792 | 0.00014295 | 0.00013211 | 0.00012744 | 0.00014089 | 0.00012694 | 0.00013532 | 0.00013879 | 0.00012758 | 0.00014009 | 0.00013275 | 0.00014119 | 0.00013819 | 0.00012843 | 0.00013761 | 0.00012847 | 0.00013821 | 0.000136 | 0.00013194 | 0.00014107 | 0.00014178 | 0.00012941 | 0.00013726 | 0.00013854 | 0.00013642 | 0.00012927 | 0.00013113 | 0.00013842 | 0.00012801 | 0.00013482 | 0.00013304 | 0.0001359 | 0.00013594 | 0.00012662 | 0.00014136 | 0.00012979 | 0.00012968 | 0.00014062 | 0.00013803 | 0.00013748 | 0.00013787 | 0.00014106 | 0.00013055 | 0.00013095 | 0.0001332 | 0.00013853 | 0.00013119 | 0.00013387 | 0.00013574 | 0.00013673 | 0.00013264 | 0.00013973 | 0.00013108 | 0.00014272 | 0.00012558 | 0.00013735 | 0.0001263 | 0.0001296 | 0.00012693 | 0.00013383 | 0.00013023 | 0.00013387 | 0.00013878 | 0.00012707 | 0.0001347 | 0.00012871 | 0.00013632 | 0.00014022 | 0.00013404 | 0.00014004 | 0.00012785 | 0.0001253 | 0.00013488 | 0.00013877 | 0.00013594 | 0.00014183 | 0.00012934 | 0.00013796 | 0.00013022 | 0.0001401 | 0.00014263 | 0.00013943 | 0.00012685 | 0.00014299 | 0.00014126 | 0.00014059 | 0.00012814 | 0.00014216 | 0.00013019 | 0.00013479 | 0.00012645 | 0.0001413 | 0.00012671 | 0.00013718 | 0.00013834 | 0.00012698 | 0.00013268 | 0.0001422 | 0.00013582 | 0.00013421 | 0.00012962 | 0.00013768 | 0.00013126 | 0.00013177 | 0.00013652 | 0.00012835 | 0.00013772 | 0.00013132 | 0.00013309 | 0.00013444 | 0.00014008 | 0.00013054 | 0.00013358 | 0.00012906 | 0.0001359 | 0.0001295 | 0.00012825 | 0.00014041 | 0.00013518 | 0.00014008 | 0.00014296 | 0.00013497 | 0.00013086 | 0.00014069 | 0.00013508 | 0.00012885 | 0.00013557 | 0.0001406 | 0.00013982 | 0.00013695 | 0.00013669 | 0.0001349 | 0.00013313 | 0.00013318 | 0.00014091 | 0.00012577 | 0.00013601 | 0.00013226 | 0.00013621 | 0.00013875 | 0.00014101 | 0.00014155 | 0.00013105 | 0.00013175 | 0.00013384 | 0.00013788 | 0.00013829 | 0.00013003 | 0.00012717 | 0.00013451 | 0.00014224 | 0.00012692 | 0.0001354 | 0.00012748 | 0.00013728 | 0.00013728 | 0.00013095 | 0.00013065 | 0.00014184 | 0.00014284 | 0.00013687 | 0.00012978 | 0.00012912 | 0.00014099 | 0.000138 | 0.0001344 | 0.00013249 | 0.00013136 | 0.00013521 | 0.00013515 | 0.00013593 | 0.00013668 | 0.00013509 | 0.00012755 | 0.00013739 | 0.00013727 | 0.00013831 | 0.00013476 | 0.00013406 | 0.00014168 | 0.00014194 | 0.00013188 | 0.00013726 | 0.00014 | 0.00014259 | 0.00014125 | 0.00013401 | 0.00013645 | 0.0001374 | 0.00013943 | 0.00012783 | 0.00012654 | 0.00013978 | 0.00013713 | 0.00013508 | 0.00013811 | 0.00012522 | 0.00013535 | 0.00014257 | 0.00013165 | 0.00013765 | 0.00012616 | 0.0001293 | 0.00014024 | 0.00013044 | 0.00012977 | 0.0001322 | 0.00013744 | 0.00013447 | 0.00014166 | 0.00014076 | 0.00012775 | 0.00013255 | 0.00013086 | 0.00013434 | 0.00013154 | 0.00013072 | 0.00013787 | 0.00013573 | 0.00013616 | 0.00014119 | 0.00014235 | 0.00013474 | 0.00014077 | 0.0001327 | 0.0001368 | 0.0001294 | 0.00013894 | 0.00012574 | 0.00013961 | 0.0001424 | 0.00012928 | 0.00013193 | 0.00013667 | 0.00012775 | 0.00013325 | 0.00012841 | 0.00014223 | 0.00012688 | 0.00012716 | 0.00012655 | 0.00013245 | 0.00013129 | 0.0001332 | 0.00013621 | 0.00013573 | 0.00013901 | 0.00013105 | 0.00013547 | 0.00013085 | 0.00014126 | 0.0001349 | 0.00012567 | 0.00013308 | 0.00013034 | 0.00014283 | 0.00012935 | 0.00012508 | 0.00013821 | 0.00012763 | 0.00012647 | 0.00013733 | 0.00012919 | 0.0001274 | 0.00013335 | 0.0001294 | 0.00012908 | 0.00013343 | 0.00013266 | 0.00014224 | 0.00013188 | 0.00012819 | 0.00013579 | 0.00012588 | 0.0001368 | 0.00012923 | 0.000135 | 0.00013674 | 0.0001359 | 0.00013328 | 0.00013338 | 0.00012966 | 0.00014017 | 0.00013157 | 0.00012536 | 0.00012919 | 0.00013118 | 0.00012513 | 0.00013731 | 0.00014281 | 0.00014283 | 0.00013337 | 0.00013169 | 0.00013116 | 0.00013836 | 0.00012926 | 0.00013964 | 0.00013473 | 0.00013604 | 0.00013745 | 0.00014292 | 0.00014083 | 0.00012553 | 0.00012652 | 0.00013268 | 0.000138 | 0.00013274 | 0.00014153 | 0.00012821 | 0.00013507 | 0.00012585 | 0.00013057 | 0.00013436 | 0.00013053 | 0.00013887 | 0.00012719 | 0.00013596 | 0.00013248 | 0.00014288 | 0.00013703 | 0.00013468 | 0.00013166 | 0.00013702 | 0.00014095 | 0.00012765 | 0.00014292 | 0.00013169 | 0.00012715 | 0.00012862 | 0.00014106 | 0.00013243 | 0.0001402 | 0.00014241 | 0.00013306 | 0.00013475 | 0.00013964 | 0.00014163 | 0.00014225 | 0.00013248 | 0.00012702 | 0.00013549 | 0.00014181 | 0.00012939 | 0.0001371 | 0.00013226 | 0.00012683 | 0.00012927 | 0.00014068 | 0.00013247 | 0.00014051 | 0.00013338 | 0.00012727 | 0.00012657 | 0.00013668 | 0.00012808 | 0.00014076 | 0.00013975 | 0.00012836 | 0.00014203 | 0.00013769 | 0.00012507 | 0.00012525 | 0.00013977 | 0.00013269 | 0.00012511 | 0.00013441 | 0.00013312 | 0.00013834 | 0.00013926 | 0.00013754 | 0.00013649 | 0.00013833 | 0.00013524 | 0.00013696 | 0.00012907 | 0.00013447 | 0.00012832 | 0.00014044 | 0.00013709 | 0.00012887 | 0.00013973 | 0.00012982 | 0.00014253 | 0.00014258 | 0.00014088 | 0.00013141 | 0.00012841 | 0.00013221 | 0.00014242 | 0.00013216 | 0.00013759 | 0.00013542 | 0.00013386 | 0.0001392 | 0.00013836 | 0.00012879 | 0.00013795 | 0.00013582 | 0.00014027 | 0.00013794 | 0.00014216 | 0.00013682 | 0.00013425 | 0.00013147 | 0.00014026 | 0.00012525 | 0.00013995 | 0.00012583 | 0.00014088 | 0.00013453 | 0.00013428 | 0.0001412 | 0.00014102 | 0.00014293 | 0.00013972 | 0.0001305 | 0.00013308 | 0.00012512 | 0.00013434 | 0.00013387 | 0.00013495 | 0.00013417 | 0.00013486 | 0.00012551 | 0.00013649 | 0.00013383 | 0.00013661 | 0.00012988 | 0.00012767 | 0.00012644 | 0.00012928 | 0.00013638 | 0.00013512 | 0.00014132 | 0.00014299 | 0.00013902 | 0.00013135 | 0.00012947 | 0.00012505 | 0.00013399 | 0.00013196 | 0.00013471 | 0.00012553 | 0.00013948 | 0.00013553 | 0.00012515 | 0.00013601 | 0.00013064 | 0.00013986 | 0.00013119 | 0.00014292 | 0.00013144 | 0.00012597 | 0.0001308 | 0.0001364 | 0.00013265 | 0.00013171 | 0.00013954 | 0.00012533 | 0.00013006 | 0.00012773 | 0.00013774 | 0.00014198 | 0.00014229 | 0.00013999 | 0.00012711 | 0.0001308 | 0.00012774 | 0.00014283 | 0.00013476 | 0.00014004 | 0.00013206 | 0.0001344 | 0.00012606 | 0.00013385 | 0.0001324 | 0.00013895 | 0.00012748 | 0.00013242 | 0.00014196 | 0.00013078 | 0.00013847 | 0.00013594 | 0.00013344 | 0.0001391 | 0.00012643 | 0.00013643 | 0.0001272 | 0.0001333 | 0.00012715 | 0.00013774 | 0.00013665 | 0.00014102 | 0.0001357 | 0.00013094 | 0.00014256 | 0.00012932 | 0.0001314 | 0.00013094 | 0.00012614 | 0.00013856 | 0.00013548 | 0.00012838 | 0.00013464 | 0.00014202 | 0.00014229 | 0.00013134 | 0.00013802 | 0.00013928 | 0.00013215 | 0.00013575 | 0.0001421 | 0.00013979 | 0.00013905 | 0.00013369 | 0.00013991 | 0.00013707 | 0.00013612 | 0.00014256 | 0.0001255 | 0.00012826 | 0.00013943 | 0.00014048 | 0.00014097 | 0.00012761 | 0.00012775 | 0.00013373 | 0.00014287 | 0.00013411 | 0.00013844 | 0.00013727 | 0.00013966 | 0.00012898 | 0.00013831 | 0.00012924 | 0.0001356 | 0.00013805 | 0.00013964 | 0.00014098 | 0.00012948 | 0.00012932 | 0.00014239 | 0.00014223 | 0.00012899 | 0.00013536 | 0.0001429 | 0.00012603 | 0.00012563 | 0.00014085 | 0.0001258 | 0.00014248 | 0.00013078 | 0.00013646 | 0.00013984 | 0.00013911 | 0.00012922 | 0.0001289 | 0.00013363 | 0.00012697 | 0.0001423 | 0.00013586 | 0.00013973 | 0.0001257 | 0.00013162 | 0.00012553 | 0.00012995 | 0.00013634 | 0.00013507 | 0.00013848 | 0.00012583 | 0.0001294 | 0.00013314 | 0.00013111 | 0.00012596 | 0.00013721 | 0.00012773 | 0.00014299 | 0.00013865 | 0.00013677 | 0.00013959 | 0.00014113 | 0.00013446 | 0.00013368 | 0.00014151 | 0.00013253 | 0.00013087 | 0.00013626 | 0.00012995 | 0.00014222 | 0.00014174 | 0.00013125 | 0.00013554 | 0.0001334 | 0.00013266 | 0.0001312 | 0.00012644 | 0.00014046 | 0.00013599 | 0.0001271 | 0.00013448 | 0.000139 | 0.00013716 | 0.00013815 | 0.00013903 | 0.0001408 | 0.00013115 | 0.00012749 | 0.00013832 | 0.0001309 | 0.0001425 | 0.00013913 | 0.00012776 | 0.00014211 | 0.00013261 | 0.00014114 | 0.00012699 | 0.00012529 | 0.00012532 | 0.00013038 | 0.00014107 | 0.00012863 | 0.00012583 | 0.00014181 | 0.0001394 | 0.00012609 | 0.00013487 | 0.00013303 | 0.00013425 | 0.00012875 | 0.00012716 | 0.00012659 | 0.00013842 | 0.00013433 | 0.00012704 | 0.00013318 | 0.00012715 | 0.00014023 | 0.00013392 | 0.00013323 | 0.00013263 | 0.00013655 | 0.00013443 | 0.00013667 | 0.00013189 | 0.00012608 | 0.00013743 | 0.00013431 | 0.00013433 | 0.00013611 | 0.00013534 | 0.00013567 | 0.00013965 | 0.00012941 | 0.00013793 | 0.00013747 | 0.00012607 | 0.000136 | 0.00014026 | 0.00012886 | 0.00013695 | 0.00013597 | 0.00013836 | 0.00013444 | 0.00012817 | 0.00013242 | 0.00013306 | 0.00013097 | 0.0001388 | 0.00012689 | 0.00012722 | 0.00013549 | 0.00012927 | 0.00014222 | 0.00013435 | 0.00013365 | 0.00013219 | 0.00013746 | 0.00014089 | 0.00013521 | 0.00012999 | 0.00013378 | 0.00013369 | 0.00012569 | 0.00013039 | 0.00012989 | 0.0001391 | 0.00013722 | 0.00013357 | 0.00013728 | 0.00014168 | 0.0001266 | 0.0001269 | 0.00012628 | 0.00013552 | 0.00013465 | 0.00013672 | 0.0001354 | 0.00013135 | 0.00013577 | 0.00012777 | 0.00013974 | 0.0001386 | 0.00013573 | 0.00013787 | 0.00014053 | 0.00013941 | 0.00012787 | 0.00013156 | 0.00012968 | 0.00013315 | 0.00012585 | 0.000132 | 0.00012577 | 0.00013841 | 0.00012704 | 0.00013194 | 0.00013436 | 0.00013575 | 0.00013905 | 0.00013295 | 0.00014237 | 0.00013075 | 0.000135 | 0.00013759 | 0.00013657 | 0.00012614 | 0.00014054 | 0.00013892 | 0.00013516 | 0.00012765 | 0.00014235 | 0.00013822 | 0.00012957 | 0.00013755 | 0.00012564 | 0.00013033 | 0.00013858 | 0.00012726 | 0.00013666 | 0.00013332 | 0.00013673 | 0.00013018 | 0.00013532 | 0.00013647 | 0.00013173 | 0.00013017 | 0.00013208 | 0.00012988 | 0.00013815 | 0.00013168 | 0.00013691 | 0.00012546 | 0.00013865 | 0.00012604 | 0.00013436 | 0.00012721 | 0.00013712 | 0.00013927 | 0.00013744 | 0.00014 | 0.00013474 | 0.0001334 | 0.0001302 | 0.0001416 | 0.00013308 | 0.00014248 | 0.00012766 | 0.00013876 | 0.00012832 | 0.00013503 | 0.00013656 | 0.00013837 | 0.00013414 | 0.00013199 | 0.00012883 | 0.00013393 | 0.0001265 | 0.00013157 | 0.00013704 | 0.00013901 | 0.00013896 | 0.00014007 | 0.00013993 | 0.00013423 | 0.00013712 | 0.00014073 | 0.0001268 | 0.00014192 | 0.00012594 | 0.00012719 | 0.00013809 | 0.00012646 | 0.00012791 | 0.00013451 | 0.00013378 | 0.00013354 | 0.00013235 | 0.00013032 | 0.00012568 | 0.00013263 | 0.00014163 | 0.00013664 | 0.00013067 | 0.00013874 | 0.00012707 | 0.00012622 | 0.0001308 | 0.00013657 | 0.00013184 | 0.00012778 | 0.00013533 | 0.00014053 | 0.00013275 | 0.00012651 | 0.00013146 | 0.00013147 | 0.00013059 | 0.00013839 | 0.00012777 | 0.000142 | 0.00012718 | 0.00013867 | 0.00013644 | 0.00013427 | 0.00012648 | 0.00014077 | 0.00013713 | 0.00012908 | 0.00013465 | 0.00013684 | 0.00012772 | 0.00013076 | 0.00014084 | 0.00013104 | 0.00012726 | 0.00013297 | 0.00013814 | 0.00013971 | 0.00014002 | 0.00012622 | 0.00013032 | 0.00012957 | 0.00012881 | 0.00014126 | 0.00012526 | 0.0001425 | 0.0001309 | 0.00013722 | 0.00013173 | 0.00012765 | 0.00013115 | 0.00012537 | 0.00013805 | 0.00012828 | 0.00013902 | 0.00013874 | 0.00013831 | 0.0001318 | 0.00013059 | 0.00012861 | 0.00013706 | 0.00013083 | 0.00013818 | 0.00014157 | 0.00013526 | 0.00012604 | 0.00013345 | 0.00014116 | 0.00013779 | 0.0001347 | 0.00013469 | 0.00012751 | 0.00014031 | 0.0001251 | 0.00012512 | 0.00012751 | 0.00012944 | 0.00013702 | 0.00013777 | 0.00013111 | 0.00014117 | 0.00012662 | 0.00013086 | 0.00012947 | 0.0001326 | 0.0001398 | 0.00013044 | 0.00013667 | 0.00012981 | 0.00013631 | 0.00012797 | 0.00014112 | 0.00013903 | 0.0001345 | 0.00012849 | 0.00013159 | 0.00013666 | 0.00014233 | 0.00013324 | 0.0001387 | 0.00012761 | 0.00013654 | 0.00013507 | 0.00012898 | 0.00014195 | 0.00013096 | 0.00012783 | 0.0001382 | 0.00013289 | 0.00014219 | 0.00012637 | 0.00012793 | 0.00012549 | 0.00013247 | 0.00013905 | 0.00013184 | 0.00013994 | 0.00014279 | 0.0001255 | 0.00012842 | 0.00014282 | 0.0001304 | 0.00014079 | 0.00012857 | 0.00014102 | 0.00013162 | 0.00013493 | 0.00012891 | 0.00013652 | 0.00013226 | 0.0001294 | 0.00012923 | 0.00013752 | 0.00012579 | 0.00013772 | 0.00013103 | 0.00013273 | 0.00013653 | 0.00013588 | 0.00013549 | 0.00013194 | 0.00013457 | 0.00013818 | 0.00013677 | 0.00012898 | 0.0001348 | 0.00013442 | 0.00013929 | 0.00013141 | 0.00013384 | 0.00012944 | 0.00012944 | 0.00013854 | 0.00012509 | 0.00013748 | 0.00012657 | 0.00013263 | 0.00012879 | 0.00012663 | 0.00013805 | 0.0001411 | 0.00013371 | 0.00012553 | 0.00012613 | 0.00013693 | 0.00013021 | 0.00013309 | 0.00013448 | 0.00013848 | 0.00014079 | 0.00013129 | 0.00013631 | 0.0001413 | 0.00012985 | 0.00012816 | 0.00013759 | 0.00013747 | 0.00013464 | 0.00012985 | 0.00012792 | 0.0001277 | 0.00012766 | 0.00014008 | 0.00014252 | 0.00013404 | 0.00013813 | 0.00013457 | 0.00013034 | 0.00013572 | 0.00012867 | 0.00012945 | 0.00012884 | 0.00013498 | 0.00013485 | 0.00013789 | 0.00013736 | 0.0001314 | 0.00012866 | 0.00013693 | 0.00013226 | 0.00014136 | 0.0001394 | 0.00012835 | 0.00014129 | 0.00013557 | 0.00014042 | 0.00012562 | 0.00013948 | 0.00013091 | 0.00013875 | 0.00013773 | 0.00013903 | 0.00013335 | 0.00013917 | 0.00013431 | 0.00012752 | 0.00012933 | 0.00013743 | 0.00013104 | 0.00013267 | 0.00012655 | 0.00012906 | 0.00014134 | 0.00013551 | 0.00013973 | 0.00014189 | 0.00012778 | 0.0001406 | 0.00013196 | 0.00013075 | 0.00013521 | 0.00013096 | 0.00012821 | 0.00013634 | 0.00014265 | 0.00013714 | 0.00012979 | 0.00013058 | 0.00014008 | 0.00013681 | 0.00013449 | 0.00012744 | 0.00013768 | 0.00013402 | 0.00014039 | 0.00013487 | 0.00013276 | 0.00012667 | 0.00013654 | 0.00012698 | 0.00013814 | 0.00013363 | 0.00013732 | 0.00012692 | 0.00013018 | 0.00013011 | 0.00012734 | 0.00012635 | 0.00013284 | 0.00014063 | 0.00012652 | 0.00014103 | 0.00013255 | 0.00012527 | 0.00013424 | 0.00012552 | 0.0001316 | 0.00013726 | 0.00013836 | 0.00013788 | 0.00013932 | 0.00012552 | 0.0001341 | 0.00013807 | 0.00014276 | 0.00013041 | 0.00013599 | 0.00013044 | 0.00013564 | 0.00012965 | 0.00012619 | 0.00013701 | 0.0001392 | 0.00012704 | 0.00013877 | 0.0001416 | 0.00014063 | 0.00014298 | 0.00013705 | 0.00013739 | 0.00013528 | 0.0001269 | 0.00012917 | 0.00012556 | 0.00012836 | 0.00014018 | 0.00013261 | 0.0001426 | 0.00013951 | 0.00013933 | 0.00014028 | 0.00012914 | 0.00013975 | 0.00013257 | 0.00013475 | 0.00012948 | 0.00013171 | 0.0001263 | 0.00013488 | 0.0001392 | 0.00013664 | 0.00012507 | 0.00013782 | 0.00012997 | 0.00013552 | 0.00013711 | 0.00012911 | 0.00013624 | 0.00012919 | 0.00012707 | 0.00012935 | 0.00013489 | 0.00012785 | 0.00013875 | 0.00012763 | 0.0001283 | 0.00013899 | 0.00013171 | 0.00012871 | 0.00013024 | 0.00014058 | 0.00013239 | 0.00013008 | 0.00013557 | 0.00012833 | 0.00013691 | 0.00013518 | 0.00012698 | 0.00014088 | 0.00013243 | 0.00013808 | 0.00013304 | 0.00014296 | 0.00012869 | 0.00013859 | 0.00013319 | 0.00012986 | 0.00013083 | 0.00013412 | 0.0001304 | 0.00012621 | 0.00012602 | 0.00013061 | 0.00013261 | 0.00013516 | 0.00013311 | 0.00014221 | 0.00013603 | 0.00013305 | 0.00013144 | 0.00014016 | 0.00013721 | 0.00013415 | 0.00013008 | 0.00013013 | 0.00013257 | 0.00012614 | 0.00013071 | 0.00013093 | 0.00013356 | 0.0001385 | 0.0001349 | 0.00014246 | 0.00013731 | 0.00013169 | 0.00013397 | 0.00012542 | 0.00012579 | 0.00014136 | 0.00013838 | 0.00014042 | 0.00012827 | 0.00013407 | 0.00014252 | 0.00014222 | 0.00012929 | 0.00012545 | 0.000136 | 0.00012597 | 0.00012707 | 0.00013254 | 0.0001357 | 0.00012516 | 0.00012638 | 0.0001382 | 0.00012558 | 0.0001417 | 0.00012757 | 0.00013704 | 0.0001304 | 0.0001364 | 0.00012697 | 0.00013039 | 0.00013174 | 0.0001387 | 0.00014228 | 0.00014212 | 0.00014065 | 0.00013674 | 0.00014145 | 0.0001345 | 0.0001275 | 0.00013835 | 0.00014116 | 0.00012578 | 0.00013924 | 0.00013947 | 0.00012506 | 0.00014216 | 0.00014132 | 0.00014175 | 0.00013019 | 0.0001312 | 0.00013403 | 0.00012864 | 0.00012614 | 0.00013521 | 0.00012858 | 0.00014131 | 0.00013301 | 0.00013293 | 0.00012897 | 0.00014034 | 0.00013953 | 0.00013899 | 0.00014219 | 0.00014161 | 0.00014282 | 0.00013617 | 0.000137 | 0.00013525 | 0.00013955 | 0.00013559 | 0.00013495 | 0.00012649 | 0.00013097 | 0.0001326 | 0.00013033 | 0.0001277 | 0.00013808 | 0.00012561 | 0.00012719 | 0.00012513 | 0.00012836 | 0.00013315 | 0.00013707 | 0.00013467 | 0.00012655 | 0.00012761 | 0.00012962 | 0.00013775 | 0.00014108 | 0.00013643 | 0.00013847 | 0.00012899 | 0.00012978 | 0.00013929 | 0.00013246 | 0.00012997 | 0.000141 | 0.00013322 | 0.00013881 | 0.00012665 | 0.00012651 | 0.00013008 | 0.00013773 | 0.00012647 | 0.0001409 | 0.00013837 | 0.00014247 | 0.00014077 | 0.00013811 | 0.00014206 | 0.00013459 | 0.00013677 | 0.00013501 | 0.00013124 | 0.00014043 | 0.00013007 | 0.00013594 | 0.00014182 | 0.00012626 | 0.00013741 | 0.00013176 | 0.00012966 | 0.0001295 | 0.00013528 | 0.0001328 | 0.00014253 | 0.00013614 | 0.00012647 | 0.00014066 | 0.00013083 | 0.00013337 | 0.00013014 | 0.00012613 | 0.00012745 | 0.00013544 | 0.00014162 | 0.00014145 | 0.00013235 | 0.00013289 | 0.00012994 | 0.00013784 | 0.00012765 | 0.00013034 | 0.00012969 | 0.00013822 | 0.00013242 | 0.00012683 | 0.00013335 | 0.00013936 | 0.00013411 | 0.0001419 | 0.00013791 | 0.00013836 | 0.00012511 | 0.00013782 | 0.0001426 | 0.00013696 | 0.00013948 | 0.00013334 | 0.00014298 | 0.00012512 | 0.00013982 | 0.00014234 | 0.00014106 | 0.00013349 | 0.00012679 | 0.00013614 | 0.00013781 | 0.00013419 | 0.00013699 | 0.0001366 | 0.000132 | 0.00014084 | 0.00013735 | 0.00014202 | 0.00013857 | 0.00013068 | 0.00013272 | 0.00013036 | 0.0001401 | 0.00013355 | 0.00012919 | 0.00013003 | 0.00013628 | 0.00013266 | 0.00014062 | 0.00012874 | 0.00014143 | 0.00013448 | 0.0001255 | 0.00013537 | 0.00012864 | 0.00014131 | 0.00013989 | 0.00012682 | 0.00013288 | 0.00012967 | 0.00013035 | 0.00012648 | 0.00013984 | 0.00013713 | 0.00013199 | 0.00012932 | 0.00014219 | 0.00014012 | 0.00013905 | 0.00013374 | 0.00013613 | 0.00013617 | 0.00012905 | 0.00012643 | 0.00013189 | 0.00014177 | 0.00013469 | 0.00013223 | 0.00012927 | 0.00013635 | 0.00012933 | 0.00014175 | 0.00013463 | 0.00013618 | 0.00014242 | 0.00012936 | 0.00013684 | 0.00013575 | 0.00013492 | 0.00012761 | 0.00013322 | 0.00013296 | 0.00014077 | 0.00012957 | 0.00013097 | 0.00013176 | 0.00012531 | 0.00013723 | 0.00013442 | 0.0001284 | 0.00014098 | 0.00013565 | 0.00013211 | 0.00013262 | 0.00014205 | 0.00013918 | 0.00014 | 0.00014231 | 0.0001296 | 0.00014186 | 0.00013641 | 0.00014164 | 0.00013417 | 0.00013552 | 0.00013874 | 0.00013758 | 0.00013195 | 0.0001381 | 0.00012655 | 0.00013904 | 0.00012518 | 0.00013165 | 0.00014019 | 0.0001407 | 0.00013865 | 0.00013837 | 0.00013584 | 0.00013033 | 0.00013378 | 0.00012637 | 0.00012533 | 0.00014191 | 0.00013011 | 0.00012742 | 0.00013574 | 0.00014237 | 0.00012781 | 0.00014207 | 0.00013999 | 0.00014168 | 0.00013956 | 0.00013952 | 0.00013405 | 0.0001415 | 0.00013769 | 0.00013788 | 0.00013092 | 0.00013449 | 0.00013813 | 0.00012622 | 0.00013655 | 0.00013227 | 0.00013635 | 0.00013506 | 0.00013508 | 0.00014178 | 0.00012514 | 0.00013526 | 0.00013428 | 0.00013869 | 0.00012502 | 0.00013451 | 0.00013411 | 0.0001355 | 0.00013969 | 0.00013616 | 0.00013907 | 0.00013528 | 0.00013765 | 0.00014161 | 0.00014058 | 0.00013432 | 0.00012963 | 0.00012879 | 0.00013374 | 0.00013418 | 0.0001291 | 0.00012766 | 0.0001391 | 0.00014025 | 0.00013136 | 0.00012546 | 0.0001347 | 0.00012845 | 0.00013768 | 0.00013107 | 0.0001278 | 0.00013706 | 0.00013381 | 0.0001392 | 0.00013508 | 0.00013474 | 0.00013887 | 0.0001398 | 0.0001409 | 0.00013482 | 0.00013641 | 0.00014059 | 0.00012767 | 0.00012528 | 0.00013077 | 0.00013456 | 0.00013861 | 0.00014063 | 0.00014011 | 0.00013571 | 0.00012647 | 0.00014277 | 0.000143 | 0.0001272 | 0.00012932 | 0.00012679 | 0.00013677 | 0.0001377 | 0.00014041 | 0.00013065 | 0.00014045 | 0.00013779 | 0.00013591 | 0.00013938 | 0.0001372 | 0.00014104 | 0.00012516 | 0.00013134 | 0.00014031 | 0.00013948 | 0.00013161 | 0.00013314 | 0.00013545 | 0.00014216 | 0.0001407 | 0.0001294 | 0.0001349 | 0.00014277 | 0.00014178 | 0.00013461 | 0.00013804 | 0.00013433 | 0.00012823 | 0.00014264 | 0.00013926 | 0.0001342 | 0.00012973 | 0.00013068 | 0.00013676 | 0.00013127 | 0.00013001 | 0.00013969 | 0.00013175 | 0.00012944 | 0.0001324 | 0.00013734 | 0.00013334 | 0.00013051 | 0.000139 | 0.000138 | 0.00013641 | 0.0001321 | 0.00013509 | 0.00013253 | 0.00012572 | 0.00012584 | 0.00013165 | 0.00013156 | 0.00013916 | 0.00013228 | 0.00013922 | 0.00013832 | 0.00013864 | 0.00012969 | 0.00014203 | 0.00012658 | 0.00013708 | 0.00013736 | 0.00013609 | 0.00013668 | 0.00013905 | 0.00013771 | 0.00012674 | 0.0001403 | 0.00013037 | 0.00012937 | 0.00013129 | 0.00012789 | 0.00014135 | 0.00012651 | 0.00013759 | 0.00012898 | 0.0001415 | 0.00014224 | 0.00013868 | 0.00013342 | 0.00014046 | 0.00014245 | 0.0001255 | 0.00012588 | 0.00013503 | 0.00013751 | 0.00013579 | 0.00013969 | 0.00012982 | 0.00012747 | 0.00012716 | 0.00012687 | 0.00014081 | 0.00012577 | 0.00013982 | 0.0001412 | 0.00013076 | 0.00013421 | 0.00012512 | 0.0001333 | 0.00013235 | 0.00013451 | 0.0001311 | 0.0001351 | 0.00013864 | 0.000135 | 0.00013779 | 0.00012948 | 0.0001373 | 0.00013851 | 0.00013245 | 0.00013098 | 0.00014021 | 0.00013617 | 0.0001394 | 0.00013766 | 0.00013311 | 0.00014131 | 0.00013484 | 0.00013214 | 0.00013429 | 0.00013425 | 0.00013266 | 0.00013359 | 0.0001405 | 0.00012921 | 0.00014154 | 0.00012868 | 0.00012829 | 0.00013627 | 0.00012643 | 0.00012769 | 0.00012591 | 0.00013198 | 0.00014106 | 0.0001354 | 0.00012971 | 0.00014141 | 0.00012616 | 0.00013748 | 0.00014176 | 0.00013249 | 0.00012922 | 0.00013104 | 0.00012877 | 0.00014201 | 0.00012678 | 0.00013569 | 0.00012666 | 0.0001385 | 0.000129 | 0.00013875 | 0.00013776 | 0.00014059 | 0.00013159 | 0.00013239 | 0.00013295 | 0.00013448 | 0.00013648 | 0.00013316 | 0.00012908 | 0.00013144 | 0.00013481 | 0.00013388 | 0.00012905 | 0.00012756 | 0.00012624 | 0.00013277 | 0.00013479 | 0.0001429 | 0.00013238 | 0.00013981 | 0.00013418 | 0.00012902 | 0.00013777 | 0.00013767 | 0.00013509 | 0.00014092 | 0.00012971 | 0.00013398 | 0.00012824 | 0.00014214 | 0.00013718 | 0.0001409 | 0.00014181 | 0.00013699 | 0.00013954 | 0.00013257 | 0.000135 | 0.00013043 | 0.00014125 | 0.0001419 | 0.00013291 | 0.00013684 | 0.00013246 | 0.00012708 | 0.00014151 | 0.00013676 | 0.00013245 | 0.00012647 | 0.0001414 | 0.00014075 | 0.00013415 | 0.00012916 | 0.00013013 | 0.00013603 | 0.00012589 | 0.00013226 | 0.00013596 | 0.00013057 | 0.00013932 | 0.00013884 | 0.00012519 | 0.00013623 | 0.00013286 | 0.00013508 | 0.00013892 | 0.00012592 | 0.00013455 | 0.00012848 | 0.00013034 | 0.00013597 | 0.00014004 | 0.0001372 | 0.00013952 | 0.00014184 | 0.00013285 | 0.00013899 | 0.00012687 | 0.00013655 | 0.00012641 | 0.00013971 | 0.00014271 | 0.00012672 | 0.00013474 | 0.00013097 | 0.00013591 | 0.00013434 | 0.00014264 | 0.00012722 | 0.0001351 | 0.00014167 | 0.00013788 | 0.00013492 | 0.00013046 | 0.00013111 | 0.0001294 | 0.00012665 | 0.00013999 | 0.00013817 | 0.00013972 | 0.00012953 | 0.00013255 | 0.00013017 | 0.00012538 | 0.00013038 | 0.00013393 | 0.00014119 | 0.00013519 | 0.00012712 | 0.00013504 | 0.00013514 | 0.00013839 | 0.00013128 | 0.0001298 | 0.00014023 | 0.00013383 | 0.00013837 | 0.0001401 | 0.00014116 | 0.00012629 | 0.00014115 | 0.00012804 | 0.00014109 | 0.00012691 | 0.0001395 | 0.00014105 | 0.00013556 | 0.0001336 | 0.00013961 | 0.00014023 | 0.00014024 | 0.00013652 | 0.0001393 | 0.00012994 | 0.00013449 | 0.00013022 | 0.0001427 | 0.00013972 | 0.00013195 | 0.00013516 | 0.0001299 | 0.00012962 | 0.00013165 | 0.00014103 | 0.00013212 | 0.00014158 | 0.00013208 | 0.00013658 | 0.00013879 | 0.00012992 | 0.00012843 | 0.00014165 | 0.0001384 | 0.00012607 | 0.00012878 | 0.00013656 | 0.00013368 | 0.00013389 | 0.00013539 | 0.00013679 | 0.00013709 | 0.00013431 | 0.00013941 | 0.00014027 | 0.00012936 | 0.00013137 | 0.00013445 | 0.00013566 | 0.00013621 | 0.00012874 | 0.00013309 | 0.00013979 | 0.00013585 | 0.0001414 | 0.00012715 | 0.00013109 | 0.00014249 | 0.00012885 | 0.00014111 | 0.00013997 | 0.00013296 | 0.00013305 | 0.00013687 | 0.00013498 | 0.00013526 | 0.00013181 | 0.00013964 | 0.00012705 | 0.00012684 | 0.00013043 | 0.00013938 | 0.00013157 | 0.00012602 | 0.00013395 | 0.00014042 | 0.00012536 | 0.00014082 | 0.00012845 | 0.00012596 | 0.0001322 | 0.00013443 | 0.00013193 | 0.00013605 | 0.00013 | 0.00012614 | 0.00014153 | 0.00012778 | 0.00012615 | 0.00012933 | 0.00013125 | 0.0001382 | 0.00013921 | 0.00013736 | 0.00012778 | 0.00012691 | 0.00013404 | 0.00013942 | 0.00013147 | 0.0001388 | 0.00013538 | 0.00013448 | 0.00012949 | 0.00012549 | 0.00013083 | 0.00013582 | 0.00013998 | 0.00012927 | 0.00012742 | 0.00013649 | 0.00012665 | 0.00013864 | 0.00014065 | 0.00013607 | 0.00013935 | 0.0001376 | 0.00013151 | 0.00013146 | 0.00013171 | 0.00013665 | 0.00013116 | 0.00012505 | 0.00013813 | 0.00013359 | 0.00013879 | 0.00013333 | 0.00012974 | 0.00013201 | 0.00013553 | 0.00012703 | 0.00013534 | 0.00013896 | 0.00012994 | 0.00012707 | 0.00013861 | 0.00013407 | 0.00012556 | 0.00012773 | 0.00013568 | 0.00014092 | 0.00012796 | 0.00012791 | 0.00013169 | 0.00013801 | 0.00013266 | 0.00012537 | 0.00014056 | 0.00012626 | 0.00012785 | 0.00013695 | 0.00014103 | 0.00012771 | 0.00013092 | 0.00012923 | 0.00012729 | 0.00013625 | 0.00012689 | 0.00014146 | 0.00013988 | 0.00013562 | 0.00013907 | 0.00012645 | 0.0001371 | 0.00013154 | 0.00012616 | 0.00012939 | 0.00013283 | 0.00014129 | 0.0001355 | 0.00012804 | 0.00012776 | 0.00013399 | 0.00014156 | 0.00014079 | 0.00013028 | 0.00013996 | 0.00013478 | 0.00013814 | 0.00012903 | 0.00013883 | 0.00013887 | 0.00013948 | 0.00013865 | 0.00013986 | 0.00012701 | 0.00014204 | 0.00013456 | 0.00013651 | 0.00012915 | 0.00013555 | 0.00013545 | 0.00013599 | 0.0001349 | 0.00012703 | 0.00013522 | 0.00012857 | 0.00013674 | 0.00013863 | 0.00014006 | 0.00013786 | 0.0001345 | 0.00013137 | 0.00012551 | 0.00013879 | 0.00012627 | 0.00013095 | 0.00013495 | 0.0001253 | 0.00013246 | 0.00013967 | 0.00013698 | 0.00013774 | 0.00013233 | 0.00013885 | 0.00013149 | 0.0001293 | 0.00014056 | 0.00012556 | 0.00013683 | 0.00012561 | 0.00013579 | 0.000137 | 0.00013289 | 0.00013806 | 0.00014212 | 0.00013739 | 0.0001338 | 0.00013838 | 0.00012552 | 0.00014208 | 0.00013557 | 0.000134 | 0.00012645 | 0.00012701 | 0.00014155 | 0.00013258 | 0.0001359 | 0.00012572 | 0.00013653 | 0.00013177 | 0.00013561 | 0.00012986 | 0.00013942 | 0.00013867 | 0.00012521 | 0.00013224 | 0.00013403 | 0.00012517 | 0.00013657 | 0.0001419 | 0.00014172 | 0.00014027 | 0.00013237 | 0.00013786 | 0.00013878 | 0.00013395 | 0.0001411 | 0.00013984 | 0.00013649 | 0.00013856 | 0.0001383 | 0.00013287 | 0.00013027 | 0.00012785 | 0.00012701 | 0.00013822 | 0.00013468 | 0.00014098 | 0.00013834 | 0.00013142 | 0.00013918 | 0.00013752 | 0.00012786 | 0.0001333 | 0.00013331 | 0.00012965 | 0.00013201 | 0.00013391 | 0.00013508 | 0.00013176 | 0.00013726 | 0.00013237 | 0.00013394 | 0.00013273 | 0.00013186 | 0.00013622 | 0.00013856 | 0.00013516 | 0.0001419 | 0.00013746 | 0.00013351 | 0.00013675 | 0.00013714 | 0.00012745 | 0.00012963 | 0.0001382 | 0.00012782 | 0.00014263 | 0.0001423 | 0.00012789 | 0.00013045 | 0.000129 | 0.00012654 | 0.00013401 | 0.00012583 | 0.0001361 | 0.0001267 | 0.00012934 | 0.00014211 | 0.00013444 | 0.0001363 | 0.00012821 | 0.00013672 | 0.00014101 | 0.00014104 | 0.00013574 | 0.00012624 | 0.000135 | 0.00013869 | 0.00012935 | 0.00014162 | 0.00013111 | 0.00012829 | 0.00012681 | 0.00013779 | 0.00012905 | 0.00012846 | 0.00014086 | 0.00012926 | 0.00012708 | 0.0001429 | 0.00013369 | 0.00012789 | 0.00014299 | 0.00014218 | 0.00014042 | 0.00013225 | 0.00013169 | 0.00013912 | 0.00014069 | 0.00013253 | 0.00013726 | 0.00012858 | 0.00013398 | 0.00013596 | 0.00013476 | 0.0001351 | 0.00014269 | 0.00013137 | 0.00013203 | 0.00013677 | 0.00013874 | 0.00012768 | 0.00013078 | 0.00012735 | 0.00013266 | 0.00014061 | 0.00013651 | 0.00012601 | 0.00012553 | 0.00013307 | 0.00013562 | 0.00013242 | 0.00013683 | 0.00014034 | 0.00013564 | 0.0001404 | 0.00013 | 0.00012876 | 0.00013844 | 0.0001308 | 0.00013382 | 0.00014282 | 0.00014119 | 0.0001309 | 0.00013827 | 0.00012992 | 0.00014141 | 0.000126 | 0.00013215 | 0.00013317 | 0.00013556 | 0.00014058 | 0.00012763 | 0.00014032 | 0.00012958 | 0.00012627 | 0.00014124 | 0.00012525 | 0.00012627 | 0.00013643 | 0.00013125 | 0.00013623 | 0.00013944 | 0.0001351 | 0.00012507 | 0.00013786 | 0.00013477 | 0.00012963 | 0.0001268 | 0.00013537 | 0.00014147 | 0.00012794 | 0.00013635 | 0.00012985 | 0.00012508 | 0.00013298 | 0.00012922 | 0.0001324 | 0.00013842 | 0.00012856 | 0.00013191 | 0.00012957 | 0.00013328 | 0.00014176 | 0.00013101 | 0.00013352 | 0.00012872 | 0.00013293 | 0.00012643 | 0.00014151 | 0.00014299 | 0.00013462 | 0.00013436 | 0.00014165 | 0.00013041 | 0.00013255 | 0.00013811 | 0.00012841 | 0.00014055 | 0.00013192 | 0.0001429 | 0.00012676 | 0.00014201 | 0.00014088 | 0.00013836 | 0.00014061 | 0.00013801 | 0.00012909 | 0.00012636 | 0.00013297 | 0.00013863 | 0.00013742 | 0.00012593 | 0.00012917 | 0.00014272 | 0.00012607 | 0.00013937 | 0.00013869 | 0.00012588 | 0.00013203 | 0.00012922 | 0.00014226 | 0.00012651 | 0.00013678 | 0.00013663 | 0.00013033 | 0.00013384 | 0.00013877 | 0.00012791 | 0.00013025 | 0.00013058 | 0.00014243 | 0.00013706 | 0.00013372 | 0.00013798 | 0.00014153 | 0.00013057 | 0.00013601 | 0.00013701 | 0.00013248 | 0.00014125 | 0.00012598 | 0.00012973 | 0.00012883 | 0.00012605 | 0.00013983 | 0.0001413 | 0.00012984 | 0.00013363 | 0.00012531 | 0.0001356 | 0.00012863 | 0.00013131 | 0.00013694 | 0.0001267 | 0.00013268 | 0.00013919 | 0.00013175 | 0.0001347 | 0.00013019 | 0.00012933 | 0.00012744 | 0.00012694 | 0.00014016 | 0.00012917 | 0.00014021 | 0.00013772 | 0.00012898 | 0.00013111 | 0.0001362 | 0.0001342 | 0.00013399 | 0.00013406 | 0.00014018 | 0.00012979 | 0.0001427 | 0.00014191 | 0.00013256 | 0.00013128 | 0.00013264 | 0.00013103 | 0.00013287 | 0.00012955 | 0.00014219 | 0.00012733 | 0.00012994 | 0.00013624 | 0.00013337 | 0.00013732 | 0.0001308 | 0.00013007 | 0.00013715 | 0.00012861 | 0.00013071 | 0.00013481 | 0.00013284 | 0.00013872 | 0.00012669 | 0.00012629 | 0.00012936 | 0.00013358 | 0.00013191 | 0.00014074 | 0.00014001 | 0.00013357 | 0.00013134 | 0.00013499 | 0.00012674 | 0.00012874 | 0.00013263 | 0.00013044 | 0.00013262 | 0.00013539 | 0.00012586 | 0.0001258 | 0.00013614 | 0.00014239 | 0.00013461 | 0.00013255 | 0.00012748 | 0.00012899 | 0.00013404 | 0.00013251 | 0.00012858 | 0.00013082 | 0.0001344 | 0.00012919 | 0.00013607 | 0.00013819 | 0.00013201 | 0.0001364 | 0.00013042 | 0.00013353 | 0.00012869 | 0.0001363 | 0.00012583 | 0.00013821 | 0.00013315 | 0.00014263 | 0.0001403 | 0.00014176 | 0.00014265 | 0.00012839 | 0.00013859 | 0.00012762 | 0.00013455 | 0.00013434 | 0.00012905 | 0.00013038 | 0.00012834 | 0.00012621 | 0.00012971 | 0.00013695 | 0.00014172 | 0.00014286 | 0.00013883 | 0.0001277 | 0.00013233 | 0.00012718 | 0.00013936 | 0.00013624 | 0.00014007 | 0.0001341 | 0.00013323 | 0.00012662 | 0.00013203 | 0.00013411 | 0.0001331 | 0.0001378 | 0.00013014 | 0.00013887 | 0.00012568 | 0.00012737 | 0.00013964 | 0.00014124 | 0.00013948 | 0.00012846 | 0.00013887 | 0.0001262 | 0.00012611 | 0.00013706 | 0.00012718 | 0.00012827 | 0.0001265 | 0.00012901 | 0.00014163 | 0.00012955 | 0.00013901 | 0.00013824 | 0.00013407 | 0.00014116 | 0.00014124 | 0.00012591 | 0.0001322 | 0.00013065 | 0.00012676 | 0.00012735 | 0.00012707 | 0.0001259 | 0.000127 | 0.0001387 | 0.00013663 | 0.00013986 | 0.00012676 | 0.00013047 | 0.00013977 | 0.00012536 | 0.00013623 | 0.000141 | 0.00014194 | 0.00013578 | 0.00013589 | 0.00013623 | 0.00014041 | 0.00014159 | 0.00013078 | 0.00013841 | 0.00013857 | 0.00013722 | 0.00013165 | 0.00012801 | 0.00013257 | 0.00014202 | 0.00013387 | 0.0001305 | 0.00013658 | 0.00013069 | 0.00013457 | 0.00012945 | 0.00013976 | 0.00013443 | 0.00013007 | 0.00013657 | 0.00012816 | 0.00014269 | 0.00014149 | 0.00013649 | 0.0001263 | 0.00012586 | 0.00013506 | 0.0001346 | 0.00013646 | 0.0001405 | 0.00013137 | 0.00013738 | 0.0001381 | 0.00013186 | 0.00014072 | 0.00013609 | 0.00013541 | 0.00013059 | 0.00014197 | 0.00012645 | 0.00013198 | 0.00013365 | 0.00013349 | 0.00013662 | 0.00013096 | 0.00012661 | 0.00012645 | 0.00013078 | 0.00012913 | 0.00013987 | 0.00012713 | 0.00013633 | 0.00013193 | 0.00014095 | 0.00012706 | 0.00013828 | 0.00012633 | 0.00014158 | 0.00012889 | 0.00012836 | 0.00013722 | 0.0001257 | 0.00013592 | 0.00014007 | 0.00012953 | 0.00013791 | 0.00013092 | 0.00012635 | 0.00013342 | 0.00013062 | 0.00012655 | 0.0001382 | 0.00014097 | 0.00013569 | 0.00013689 | 0.00013953 | 0.00012573 | 0.00013461 | 0.00013911 | 0.00013328 | 0.00012559 | 0.00014185 | 0.00014175 | 0.00012794 | 0.00012562 | 0.00013551 | 0.00012606 | 0.00012668 | 0.00012661 | 0.00013618 | 0.00013303 | 0.00013597 | 0.00013046 | 0.00012523 | 0.00014223 | 0.00012924 | 0.00014078 | 0.00013546 | 0.00013283 | 0.00012987 | 0.00013049 | 0.00013261 | 0.00012661 | 0.00014172 | 0.0001316 | 0.00013094 | 0.00012942 | 0.0001428 | 0.00013621 | 0.00013963 | 0.00014196 | 0.00013555 | 0.00012808 | 0.00012853 | 0.00013668 | 0.00012909 | 0.00012945 | 0.00013363 | 0.00013161 | 0.00012963 | 0.00013511 | 0.00012701 | 0.00013922 | 0.00012904 | 0.00013762 | 0.00013496 | 0.00014236 | 0.00012632 | 0.00013421 | 0.00012652 | 0.00014031 | 0.00013749 | 0.00013679 | 0.00013839 | 0.0001397 | 0.00014288 | 0.00013671 | 0.00013819 | 0.00012586 | 0.00013578 | 0.00012824 | 0.00014078 | 0.00013216 | 0.00013502 | 0.00012772 | 0.0001266 | 0.00013004 | 0.00013425 | 0.00012503 | 0.00012837 | 0.00013206 | 0.00012797 | 0.00013195 | 0.00013811 | 0.00012764 | 0.000129 | 0.00012906 | 0.00014238 | 0.00012907 | 0.00012584 | 0.00012702 | 0.00013151 | 0.00012638 | 0.00012745 | 0.00014248 | 0.00012996 | 0.00013645 | 0.000129 | 0.00012878 | 0.00013614 | 0.00012779 | 0.00013046 | 0.00013837 | 0.0001428 | 0.00014035 | 0.00013137 | 0.00013067 | 0.0001314 | 0.00014134 | 0.00014117 | 0.00012561 | 0.00013566 | 0.00013532 | 0.00012818 | 0.00014094 | 0.0001373 | 0.00012706 | 0.00012886 | 0.00013822 | 0.00013726 | 0.00013693 | 0.00013946 | 0.00012906 | 0.00013701 | 0.00013946 | 0.00012533 | 0.00012515 | 0.00013851 | 0.00013894 | 0.00013659 | 0.0001319 | 0.00013012 | 0.00013341 | 0.00012865 | 0.00014013 | 0.00014068 | 0.00013116 | 0.00013706 | 0.00013188 | 0.00013696 | 0.00014043 | 0.00012827 | 0.00013293 | 0.00013567 | 0.00013945 | 0.00014093 | 0.00013844 | 0.00013691 | 0.00013571 | 0.00013119 | 0.00013333 | 0.00013663 | 0.00013451 | 0.0001323 | 0.00014135 | 0.00013466 | 0.00014263 | 0.00014143 | 0.00013693 | 0.0001356 | 0.00013464 | 0.00013337 | 0.00012508 | 0.00012737 | 0.0001374 | 0.0001374 | 0.00013871 | 0.00013122 | 0.00013179 | 0.00013527 | 0.00013091 | 0.00013615 | 0.00013641 | 0.00013499 | 0.0001301 | 0.00013675 | 0.00012681 | 0.00014079 | 0.00013409 | 0.00012798 | 0.00013735 | 0.0001303 | 0.00013592 | 0.00013994 | 0.00013452 | 0.00013865 | 0.00013359 | 0.00014288 | 0.00013189 | 0.00012515 | 0.00012826 | 0.00013073 | 0.00012925 | 0.00012812 | 0.00014009 | 0.00013326 | 0.00012681 | 0.00012924 | 0.00013126 | 0.00013201 | 0.00013025 | 0.00014076 | 0.00013295 | 0.00013512 | 0.00013744 | 0.00014158 | 0.00012542 | 0.00013071 | 0.00012531 | 0.00012714 | 0.00012543 | 0.00013725 | 0.00013201 | 0.00012543 | 0.00013058 | 0.00013078 | 0.00014182 | 0.00013801 | 0.00013454 | 0.00013233 | 0.00013206 | 0.00012982 | 0.0001326 | 0.00013528 | 0.00013216 | 0.00013374 | 0.00012538 | 0.00013978 | 0.00013184 | 0.00013212 | 0.00013 | 0.00013505 | 0.00013108 | 0.00014239 | 0.00013541 | 0.00014041 | 0.00013295 | 0.00013186 | 0.00013143 | 0.00013273 | 0.00012868 | 0.00013155 | 0.00014141 | 0.00013593 | 0.00012846 | 0.00013079 | 0.00012742 | 0.00013881 | 0.00012606 | 0.00013904 | 0.00013902 | 0.00012961 | 0.00013305 | 0.0001408 | 0.00013166 | 0.00013684 | 0.00012851 | 0.00012501 | 0.00012618 | 0.0001391 | 0.00014029 | 0.00013207 | 0.00014164 | 0.0001389 | 0.0001313 | 0.00012779 | 0.00013759 | 0.00014039 | 0.00013197 | 0.0001297 | 0.00013661 | 0.00013752 | 0.00013295 | 0.00013652 | 0.00013776 | 0.00012965 | 0.00013797 | 0.00012971 | 0.00013966 | 0.00013201 | 0.00014252 | 0.00012616 | 0.00012944 | 0.00012806 | 0.00012773 | 0.00013264 | 0.00013657 | 0.00013417 | 0.00012822 | 0.00013956 | 0.00013798 | 0.0001376 | 0.00012778 | 0.00013762 | 0.00012599 | 0.00012735 | 0.0001293 | 0.000132 | 0.00013071 | 0.0001295 | 0.00013596 | 0.00013892 | 0.00012803 | 0.00013557 | 0.00012919 | 0.0001409 | 0.00013695 | 0.00013039 | 0.00012645 | 0.00013099 | 0.00013066 | 0.00012973 | 0.00013057 | 0.00013366 | 0.00014013 | 0.00013114 | 0.0001342 | 0.00012861 | 0.00013703 | 0.00013947 | 0.00013898 | 0.00013098 | 0.00014137 | 0.00012767 | 0.00013248 | 0.00013197 | 0.00013532 | 0.00013409 | 0.00012594 | 0.00012928 | 0.00013271 | 0.00012765 | 0.00013294 | 0.0001261 | 0.00013149 | 0.00013883 | 0.00013896 | 0.00014022 | 0.00013631 | 0.0001328 | 0.00013063 | 0.00013346 | 0.00014124 | 0.00014156 | 0.0001276 | 0.00012715 | 0.00012703 | 0.00012586 | 0.00013159 | 0.00013589 | 0.00013742 | 0.00012884 | 0.00012626 | 0.00013379 | 0.00013467 | 0.00013153 | 0.00014035 | 0.00012696 | 0.00012689 | 0.00012606 | 0.0001263 | 0.00012515 | 0.00012698 | 0.00013725 | 0.00012772 | 0.00013945 | 0.00012751 | 0.00013654 | 0.00013635 | 0.00013888 | 0.00012892 | 0.00013886 | 0.00012949 | 0.00013446 | 0.00013034 | 0.00013209 | 0.00012739 | 0.00013175 | 0.00014092 | 0.00012864 | 0.00012923 | 0.00013378 | 0.00013593 | 0.00013652 | 0.00013458 | 0.0001345 | 0.00013227 | 0.00012511 | 0.00014114 | 0.00014077 | 0.00013388 | 0.0001297 | 0.00012674 | 0.00013777 | 0.00012613 | 0.00012883 | 0.00012622 | 0.00013135 | 0.0001363 | 0.00012936 | 0.0001422 | 0.00013939 | 0.00014122 | 0.00012969 | 0.00013077 | 0.00013683 | 0.00012943 | 0.00012833 | 0.00013094 | 0.00014174 | 0.00013798 | 0.00012696 | 0.00014213 | 0.00013068 | 0.00012946 | 0.00014036 | 0.00013928 | 0.00013894 | 0.00012703 | 0.00012843 | 0.00013598 | 0.00014014 | 0.00013216 | 0.00013683 | 0.00013715 | 0.00012552 | 0.00012562 | 0.00012964 | 0.00013726 | 0.00013494 | 0.00013625 | 0.00013604 | 0.00012891 | 0.00013646 | 0.00013081 | 0.00013505 | 0.0001401 | 0.00012636 | 0.00013655 | 0.00013681 | 0.0001278 | 0.00013827 | 0.00014094 | 0.00013706 | 0.0001423 | 0.00014209 | 0.00012881 | 0.00013038 | 0.00014004 | 0.00013089 | 0.00013985 | 0.00012563 | 0.00014021 | 0.00012659 | 0.00012695 | 0.00013645 | 0.00013904 | 0.00014008 | 0.00012761 | 0.00014256 | 0.0001294 | 0.00013754 | 0.00013196 | 0.00012622 | 0.0001313 | 0.00013106 | 0.00013353 | 0.00012633 | 0.00013674 | 0.0001386 | 0.00013319 | 0.00012873 | 0.00013855 | 0.00013934 | 0.00013361 | 0.00014205 | 0.00012742 | 0.00013191 | 0.00013247 | 0.00013037 | 0.00012787 | 0.00012619 | 0.0001335 | 0.00013821 | 0.00013314 | 0.00013882 | 0.00012711 | 0.00013854 | 0.00013876 | 0.00012774 | 0.00014179 | 0.00012888 | 0.00012897 | 0.00013805 | 0.00013932 | 0.00012664 | 0.00013895 | 0.00013785 | 0.00013484 | 0.00013042 | 0.00013037 | 0.0001397 | 0.00013262 | 0.00013277 | 0.00012626 | 0.00014123 | 0.00014291 | 0.00013161 | 0.00013809 | 0.00012634 | 0.00014087 | 0.00012522 | 0.00013965 | 0.00014135 | 0.00013504 | 0.00013556 | 0.00013843 | 0.00013251 | 0.00013046 | 0.00012946 | 0.00013996 | 0.00012691 | 0.00013521 | 0.00014261 | 0.00014163 | 0.00013992 | 0.00012759 | 0.00014221 | 0.00013096 | 0.00013892 | 0.00012502 | 0.00014098 | 0.00013954 | 0.00013531 | 0.00013868 | 0.00014285 | 0.00014113 | 0.00013263 | 0.00012851 | 0.00013596 | 0.00013798 | 0.00014004 | 0.00013166 | 0.00012513 | 0.00013484 | 0.00013356 | 0.00013099 | 0.00013706 | 0.00012978 | 0.00013039 | 0.00013378 | 0.00012515 | 0.00013304 | 0.0001283 | 0.00014161 | 0.00014237 | 0.00012874 | 0.00013437 | 0.00012613 | 0.00013251 | 0.00013118 | 0.00013023 | 0.00013892 | 0.00013025 | 0.00013939 | 0.00013361 | 0.00012647 | 0.00014049 | 0.00013621 | 0.00013172 | 0.00012766 | 0.00013681 | 0.00013523 | 0.00012794 | 0.00013862 | 0.0001417 | 0.00012574 | 0.00014222 | 0.0001332 | 0.0001308 | 0.00013327 | 0.00012546 | 0.00014035 | 0.0001393 | 0.00013421 | 0.00012992 | 0.0001383 | 0.00014206 | 0.00013063 | 0.0001403 | 0.00013939 | 0.00013043 | 0.00013932 | 0.00012539 | 0.0001255 | 0.00013344 | 0.00013245 | 0.00013997 | 0.00013481 | 0.00013376 | 0.00013537 | 0.00014106 | 0.00013393 | 0.00012976 | 0.00014181 | 0.000137 | 0.00013091 | 0.00013656 | 0.00014202 | 0.0001395 | 0.00013785 | 0.00012826 | 0.0001411 | 0.00013312 | 0.00013633 | 0.000141 | 0.00013514 | 0.00013347 | 0.00013607 | 0.00012548 | 0.000139 | 0.0001362 | 0.00013693 | 0.0001293 | 0.00013476 | 0.00013228 | 0.00014228 | 0.00013697 | 0.00014112 | 0.00013202 | 0.00013801 | 0.00012606 | 0.00013719 | 0.00013432 | 0.00014067 | 0.0001422 | 0.000128 | 0.00014173 | 0.0001373 | 0.00012573 | 0.0001397 | 0.00013124 | 0.00013751 | 0.00013118 | 0.00012554 | 0.00013951 | 0.00013707 | 0.00013175 | 0.00012622 | 0.00014007 | 0.00013717 | 0.00012593 | 0.00013114 | 0.0001399 | 0.00012626 | 0.00013757 | 0.00013893 | 0.00013573 | 0.00013924 | 0.00013696 | 0.00013955 | 0.00013225 | 0.00014033 | 0.00012655 | 0.00014001 | 0.00013492 | 0.00014283 | 0.00012794 | 0.00014068 | 0.00012647 | 0.00013448 | 0.00014085 | 0.00013596 | 0.00013972 | 0.00013217 | 0.00013165 | 0.00013169 | 0.00014004 | 0.00013975 | 0.00013866 | 0.00012832 | 0.00012888 | 0.00013297 | 0.00012981 | 0.00013703 | 0.00013788 | 0.00013781 | 0.0001312 | 0.00013861 | 0.00013809 | 0.00012681 | 0.000142 | 0.00012502 | 0.00013388 | 0.00014055 | 0.0001285 | 0.00013662 | 0.00013783 | 0.00013894 | 0.00014255 | 0.00013166 | 0.00013091 | 0.00013914 | 0.00012622 | 0.00014148 | 0.00014155 | 0.00013159 | 0.00013707 | 0.00013532 | 0.00013376 | 0.0001324 | 0.00013926 | 0.00014174 | 0.00014216 | 0.00013233 | 0.00013906 | 0.00013658 | 0.00013164 | 0.00013732 | 0.00012791 | 0.00014248 | 0.00012761 | 0.00012807 | 0.0001422 | 0.00012692 | 0.00013696 | 0.00014135 | 0.00013668 | 0.00014014 | 0.00013044 | 0.00012573 | 0.00013959 | 0.00012965 | 0.00013853 | 0.0001403 | 0.00013457 | 0.00012545 | 0.00013733 | 0.00014111 | 0.00012881 | 0.00012708 | 0.00013958 | 0.00013145 | 0.00013806 | 0.00014079 | 0.0001336 | 0.00013318 | 0.00014185 | 0.00012886 | 0.00013135 | 0.00013687 | 0.00014069 | 0.00013304 | 0.0001419 | 0.0001333 | 0.00013973 | 0.00014002 | 0.00013393 | 0.00014069 | 0.00012822 | 0.00012823 | 0.00013181 | 0.00013066 | 0.00013699 | 0.00012631 | 0.00013084 | 0.00013004 | 0.0001257 | 0.00014197 | 0.00013488 | 0.00014035 | 0.00014275 | 0.00013046 | 0.00012668 | 0.00013009 | 0.00013552 | 0.000133 | 0.00014127 | 0.00013894 | 0.00013793 | 0.00013218 | 0.00013426 | 0.00014051 | 0.00013469 | 0.00012858 | 0.00013727 | 0.00013526 | 0.00013652 | 0.00014125 | 0.00013199 | 0.00012801 | 0.00013436 | 0.00014159 | 0.00013247 | 0.0001358 | 0.00013359 | 0.00014149 | 0.00013096 | 0.0001331 | 0.00012869 | 0.00014098 | 0.00013812 | 0.00013149 | 0.00012913 | 0.00013391 | 0.00014043 | 0.00013123 | 0.00012754 | 0.00013277 | 0.00014072 | 0.00013047 | 0.00014183 | 0.00013935 | 0.00013827 | 0.00014151 | 0.00014129 | 0.00013056 | 0.00012523 | 0.00013183 | 0.00013299 | 0.00013095 | 0.00013992 | 0.00013798 | 0.00013591 | 0.00013651 | 0.00014131 | 0.00013735 | 0.00014236 | 0.00013902 | 0.00013333 | 0.00013895 | 0.00013022 | 0.00013268 | 0.00012726 | 0.00012576 | 0.00013127 | 0.00013825 | 0.00013121 | 0.00013367 | 0.00014157 | 0.0001344 | 0.00014056 | 0.00012981 | 0.00013187 | 0.0001317 | 0.0001388 | 0.00013715 | 0.00013451 | 0.00013359 | 0.00012905 | 0.00013026 | 0.00013834 | 0.00013814 | 0.00013977 | 0.00012903 | 0.00013284 | 0.00013363 | 0.00013207 | 0.00014074 | 0.00014191 | 0.00014022 | 0.00013303 | 0.0001301 | 0.00012776 | 0.00013092 | 0.00012888 | 0.00014019 | 0.00013078 | 0.00012572 | 0.00012505 | 0.00012648 | 0.00012765 | 0.00013896 | 0.00012909 | 0.00013762 | 0.00013848 | 0.00014 | 0.00013505 | 0.00014116 | 0.00014095 | 0.00012958 | 0.00013332 | 0.00013925 | 0.00013586 | 0.00014138 | 0.00013175 | 0.00013493 | 0.00013386 | 0.00012658 | 0.00014003 | 0.0001303 | 0.00013674 | 0.00012804 | 0.00012977 | 0.0001386 | 0.00014211 | 0.00013227 | 0.00013856 | 0.00013547 | 0.00012643 | 0.00013782 | 0.00012769 | 0.00013215 | 0.00013385 | 0.00012604 | 0.00013759 | 0.00013735 | 0.00013409 | 0.00012573 | 0.00013022 | 0.00013248 | 0.00013833 | 0.00012739 | 0.0001288 | 0.00013573 | 0.00013956 | 0.00013365 | 0.00014016 | 0.00013328 | 0.00013875 | 0.00013095 | 0.00013738 | 0.00013091 | 0.0001329 | 0.00013009 | 0.00012636 | 0.00013349 | 0.000135 | 0.00014261 | 0.00013275 | 0.00012815 | 0.00013644 | 0.00012856 | 0.0001281 | 0.00013444 | 0.00012888 | 0.00013676 | 0.00013834 | 0.00014243 | 0.00013663 | 0.00012555 | 0.00013498 | 0.00013969 | 0.00012684 | 0.00013707 | 0.00013439 | 0.00014214 | 0.00013447 | 0.00013872 | 0.0001278 | 0.00013307 | 0.00013742 | 0.00013563 | 0.00014119 | 0.00013611 | 0.00013499 | 0.00013119 | 0.00013859 | 0.00014206 | 0.00013325 | 0.00013095 | 0.00013657 | 0.00013915 | 0.00013515 | 0.00013587 | 0.0001294 | 0.0001399 | 0.0001322 | 0.00012744 | 0.00013397 | 0.00013101 | 0.00013755 | 0.00013536 | 0.00013211 | 0.00013787 | 0.00013812 | 0.00012636 | 0.00012832 | 0.00013626 | 0.00012894 | 0.00014168 | 0.00013566 | 0.00013611 | 0.0001398 | 0.00013232 | 0.00013699 | 0.00012646 | 0.00013698 | 0.00012793 | 0.00013039 | 0.00013233 | 0.00013438 | 0.00013719 | 0.00013261 | 0.00013008 | 0.00013055 | 0.00013262 | 0.00013706 | 0.00013089 | 0.00013149 | 0.00013634 | 0.00014012 | 0.00013389 | 0.00014095 | 0.00013534 | 0.00013706 | 0.00014175 | 0.00012789 | 0.00012915 | 0.00014165 | 0.00014107 | 0.00013745 | 0.00013023 | 0.00013025 | 0.00012734 | 0.0001264 | 0.0001361 | 0.00012528 | 0.00013627 | 0.00013182 | 0.00013039 | 0.00012601 | 0.00013572 | 0.00012929 | 0.00012853 | 0.00013939 | 0.00013061 | 0.00013347 | 0.00013187 | 0.00013124 | 0.00013126 | 0.00012519 | 0.00013209 | 0.00013396 | 0.00013682 | 0.00013933 | 0.00013242 | 0.00013184 | 0.00013346 | 0.00013586 | 0.00013039 | 0.00013484 | 0.00013593 | 0.00014061 | 0.00014281 | 0.0001373 | 0.000141 | 0.00012654 | 0.00013832 | 0.00014158 | 0.00014176 | 0.00013331 | 0.0001257 | 0.00012588 | 0.00013083 | 0.00013918 | 0.00012872 | 0.00012956 | 0.00012682 | 0.0001259 | 0.00013403 | 0.00013829 | 0.00012505 | 0.00014089 | 0.00014093 | 0.00012657 | 0.00012852 | 0.00014009 | 0.00012667 | 0.00014222 | 0.00013381 | 0.00013702 | 0.00013235 | 0.00014287 | 0.00014217 | 0.00013081 | 0.00014269 | 0.0001283 | 0.00013834 | 0.00012662 | 0.00014234 | 0.00014118 | 0.00014299 | 0.00013899 | 0.00014034 | 0.00014003 | 0.00013073 | 0.0001405 | 0.00012973 | 0.00012613 | 0.00012933 | 0.00013439 | 0.00012929 | 0.00013214 | 0.00013812 | 0.00014293 | 0.00013068 | 0.00012833 | 0.00013243 | 0.00013865 | 0.00012911 | 0.00012502 | 0.00013165 | 0.00013193 | 0.00013183 | 0.00013503 | 0.00012913 | 0.00012754 | 0.00014268 | 0.00014066 | 0.00012603 | 0.00013619 | 0.0001412 | 0.00013633 | 0.00012898 | 0.00013195 | 0.00012723 | 0.00013464 | 0.00013856 | 0.00013699 | 0.00013965 | 0.00013912 | 0.00013635 | 0.00014051 | 0.00014157 | 0.00013193 | 0.00013049 | 0.0001274 | 0.00014182 | 0.00012956 | 0.00012975 | 0.00013929 | 0.00013943 | 0.00013802 | 0.00013232 | 0.00013485 | 0.00013024 | 0.00013939 | 0.00014149 | 0.00012524 | 0.00013709 | 0.00013694 | 0.00012569 | 0.0001382 | 0.00013133 | 0.00013705 | 0.00013493 | 0.00013175 | 0.00013453 | 0.00012966 | 0.00013767 | 0.00013193 | 0.00013939 | 0.00013975 | 0.00012675 | 0.0001261 | 0.00012797 | 0.00013435 | 0.00014169 | 0.00012984 | 0.00013997 | 0.00012645 | 0.0001269 | 0.00012886 | 0.00014081 | 0.00013854 | 0.00013523 | 0.00013712 | 0.00014005 | 0.00012924 | 0.00012994 | 0.00012815 | 0.00013035 | 0.0001383 | 0.00013017 | 0.00014195 | 0.00013674 | 0.00013713 | 0.00013731 | 0.00012993 | 0.00013542 | 0.00013386 | 0.00013642 | 0.00013395 | 0.00013873 | 0.00013741 | 0.00014129 | 0.00013436 | 0.00012576 | 0.00013159 | 0.00013492 | 0.00014274 | 0.00012626 | 0.00014268 | 0.00012726 | 0.00012901 | 0.00013015 | 0.00014155 | 0.00013245 | 0.00012682 | 0.00012633 | 0.00012864 | 0.00012625 | 0.00012572 | 0.00012896 | 0.00014246 | 0.00012873 | 0.0001376 | 0.00014065 | 0.00013555 | 0.0001269 | 0.00013929 | 0.00013638 | 0.00012891 | 0.00013827 | 0.00013507 | 0.00014098 | 0.000137 | 0.00012676 | 0.00014117 | 0.00013778 | 0.00012916 | 0.00014056 | 0.00013941 | 0.0001255 | 0.00013467 | 0.00013091 | 0.00013568 | 0.00014227 | 0.00013834 | 0.00013953 | 0.00013683 | 0.00013782 | 0.00012964 | 0.00013132 | 0.00013086 | 0.00013853 | 0.00013849 | 0.00014098 | 0.00012932 | 0.00014018 | 0.00014013 | 0.00012623 | 0.00012753 | 0.0001265 | 0.00014231 | 0.00013321 | 0.00012999 | 0.00013496 | 0.00012859 | 0.00012755 | 0.00012567 | 0.00012548 | 0.0001341 | 0.00012582 | 0.00013128 | 0.00013604 | 0.00014095 | 0.00014045 | 0.000135 | 0.00013101 | 0.00013005 | 0.00014248 | 0.00013086 | 0.00014184 | 0.00014229 | 0.00012775 | 0.00013666 | 0.00014157 | 0.00013117 | 0.00014034 | 0.00014281 | 0.00012577 | 0.00012735 | 0.00013831 | 0.00014274 | 0.00014003 | 0.00014039 | 0.00012969 | 0.00012692 | 0.00013501 | 0.00013186 | 0.00013539 | 0.00012784 | 0.00013493 | 0.00013121 | 0.00012958 | 0.00012853 | 0.00014267 | 0.00014207 | 0.00013229 | 0.00013405 | 0.00013803 | 0.00012794 | 0.00012769 | 0.00013473 | 0.00013728 | 0.00013927 | 0.00013926 | 0.00013511 | 0.00013784 | 0.00013963 | 0.00014019 | 0.00012606 | 0.00014295 | 0.00013993 | 0.00013506 | 0.00013269 | 0.00013905 | 0.00012745 | 0.00013696 | 0.00014169 | 0.00013462 | 0.00013743 | 0.0001253 | 0.00012862 | 0.00013745 | 0.00013257 | 0.00013659 | 0.00012784 | 0.0001372 | 0.00013727 | 0.00013868 | 0.00014199 | 0.00013079 | 0.00013965 | 0.00014184 | 0.00012732 | 0.00013558 | 0.00012672 | 0.0001328 | 0.00012738 | 0.00012506 | 0.00013288 | 0.00013186 | 0.00012946 | 0.00013384 | 0.00012836 | 0.00013909 | 0.00013958 | 0.00013143 | 0.00012578 | 0.00013642 | 0.00013853 | 0.00013213 | 0.00014045 | 0.0001363 | 0.00013111 | 0.00012935 | 0.00013614 | 0.00013612 | 0.00013282 | 0.00012656 | 0.00013963 | 0.00012815 | 0.00014253 | 0.00014071 | 0.00014206 | 0.00013901 | 0.0001412 | 0.00013886 | 0.00013165 | 0.00013825 | 0.00013754 | 0.00013658 | 0.00014046 | 0.00012522 | 0.0001275 | 0.0001283 | 0.00012515 | 0.00012792 | 0.00013163 | 0.00013637 | 0.00013586 | 0.00014076 | 0.00013335 | 0.00012763 | 0.00013083 | 0.00012674 | 0.00013628 | 0.00013327 | 0.00013761 | 0.000131 | 0.00012809 | 0.00013264 | 0.0001387 | 0.00013879 | 0.00013636 | 0.00014183 | 0.00014199 | 0.0001348 | 0.00013163 | 0.00013576 | 0.00012542 | 0.00012685 | 0.00013293 | 0.00013431 | 0.00014143 | 0.00014132 | 0.00012595 | 0.00013378 | 0.0001402 | 0.00013852 | 0.00013479 | 0.00012792 | 0.00014199 | 0.0001286 | 0.00013153 | 0.00013912 | 0.00013483 | 0.00013199 | 0.00013239 | 0.00012854 | 0.00014078 | 0.0001341 | 0.00013089 | 0.00013088 | 0.00012767 | 0.00013106 | 0.00014286 | 0.00013173 | 0.00012543 | 0.00013874 | 0.00013526 | 0.00012811 | 0.00013712 | 0.0001332 | 0.00013979 | 0.00012602 | 0.0001405 | 0.00013919 | 0.00013231 | 0.00013291 | 0.00012593 | 0.0001419 | 0.00012743 | 0.00013005 | 0.00014046 | 0.000141 | 0.00014161 | 0.0001299 | 0.00013481 | 0.00013183 | 0.00013099 | 0.00013038 | 0.00013152 | 0.00013954 | 0.00014193 | 0.00013228 | 0.0001329 | 0.00014068 | 0.00014199 | 0.00012575 | 0.0001423 | 0.00013512 | 0.00013821 | 0.0001274 | 0.00013859 | 0.00012683 | 0.00013455 | 0.00013651 | 0.00013155 | 0.00013374 | 0.00012714 | 0.0001358 | 0.00012544 | 0.00013781 | 0.00013972 | 0.00014066 | 0.00012563 | 0.00013333 | 0.00013513 | 0.00013234 | 0.00013713 | 0.00014197 | 0.00014055 | 0.00013461 | 0.00013559 | 0.00014186 | 0.000139 | 0.00012719 | 0.00012949 | 0.00013772 | 0.00013808 | 0.00014268 | 0.00014039 | 0.0001287 | 0.00012673 | 0.00013947 | 0.00013157 | 0.00013679 | 0.00014264 | 0.00013066 | 0.00012791 | 0.00014021 | 0.00013364 | 0.00013818 | 0.00013715 | 0.00013807 | 0.00014028 | 0.00014133 | 0.00013771 | 0.00012935 | 0.000134 | 0.00014067 | 0.00012711 | 0.00013689 | 0.00014254 | 0.00014273 | 0.00012897 | 0.00013178 | 0.00013398 | 0.00014249 | 0.00012507 | 0.0001325 | 0.00012626 | 0.00012814 | 0.00013629 | 0.00013793 | 0.00013888 | 0.00013377 | 0.00012776 | 0.00012993 | 0.00012761 | 0.00012652 | 0.00012525 | 0.0001279 | 0.00013329 | 0.00013714 | 0.00013185 | 0.00014213 | 0.00014192 | 0.00012628 | 0.00013959 | 0.00013616 | 0.00014036 | 0.00012834 | 0.0001315 | 0.00013841 | 0.00013662 | 0.00013129 | 0.00012847 | 0.0001367 | 0.00013854 | 0.0001339 | 0.00012965 | 0.00012897 | 0.00014033 | 0.00013744 | 0.00014116 | 0.00013651 | 0.00014043 | 0.00012981 | 0.00013383 | 0.00012723 | 0.00012992 | 0.00013205 | 0.00013719 | 0.00014249 | 0.00012578 | 0.00013008 | 0.00013399 | 0.00014226 | 0.00013488 | 0.00013627 | 0.00012549 | 0.00013071 | 0.00013813 | 0.00013015 | 0.00013217 | 0.00014029 | 0.00013421 | 0.00013239 | 0.00012588 | 0.0001336 | 0.0001282 | 0.00014052 | 0.00012621 | 0.0001301 | 0.00013239 | 0.00012533 | 0.00013185 | 0.00014294 | 0.00013899 | 0.00012958 | 0.00012774 | 0.00013325 | 0.00013386 | 0.00014117 | 0.0001352 | 0.00014201 | 0.00014119 | 0.00013844 | 0.00013903 | 0.00013602 | 0.00012742 | 0.00012728 | 0.00014129 | 0.00012905 | 0.00012871 | 0.00014122 | 0.00013844 | 0.00013521 | 0.00013963 | 0.00013991 | 0.00013865 | 0.0001357 | 0.00014128 | 0.00012922 | 0.00013752 | 0.0001331 | 0.00013578 | 0.00013642 | 0.00014257 | 0.00013713 | 0.00012736 | 0.00014269 | 0.00014277 | 0.00012517 | 0.00012595 | 0.00014044 | 0.00013627 | 0.00013051 | 0.00012896 | 0.00013774 | 0.00013092 | 0.00013546 | 0.00012752 | 0.00014154 | 0.00013377 | 0.00013784 | 0.00013679 | 0.00013662 | 0.00012682 | 0.00012964 | 0.00013971 | 0.00014188 | 0.00012782 | 0.0001267 | 0.00014247 | 0.00013687 | 0.00014135 | 0.0001393 | 0.00013976 | 0.00013411 | 0.00014283 | 0.00014226 | 0.00012866 | 0.0001379 | 0.00014039 | 0.00012825 | 0.00013393 | 0.00012757 | 0.0001252 | 0.00012755 | 0.00013161 | 0.00013845 | 0.00013589 | 0.00013593 | 0.00013344 | 0.00012528 | 0.0001296 | 0.0001416 | 0.00013053 | 0.00013895 | 0.00013023 | 0.00013256 | 0.00013295 | 0.00013499 | 0.00012563 | 0.00013294 | 0.00013529 | 0.00013922 | 0.00014288 | 0.00013575 | 0.00012924 | 0.00012853 | 0.00014266 | 0.00013833 | 0.0001314 | 0.00013621 | 0.00013793 | 0.00014045 | 0.00013866 | 0.00014179 | 0.0001291 | 0.0001296 | 0.00013369 | 0.00013985 | 0.00013551 | 0.00014128 | 0.00013212 | 0.00013865 | 0.00013456 | 0.00012967 | 0.00013769 | 0.00013619 | 0.00012731 | 0.00012794 | 0.00012961 | 0.00013253 | 0.00012658 | 0.00013902 | 0.00012598 | 0.0001344 | 0.00013272 | 0.00013183 | 0.00013189 | 0.00013824 | 0.00012792 | 0.0001408 | 0.00013902 | 0.00013165 | 0.00013748 | 0.00013711 | 0.00013267 | 0.00013177 | 0.00012859 | 0.00012836 | 0.00013637 | 0.00014213 | 0.00013635 | 0.00012697 | 0.00012939 | 0.00013249 | 0.00013842 | 0.00014275 | 0.00014138 | 0.00013009 | 0.0001317 | 0.00013968 | 0.00013166 | 0.00014092 | 0.00012984 | 0.00013372 | 0.00013421 | 0.00013344 | 0.00014263 | 0.00014228 | 0.00013165 | 0.00014269 | 0.00013882 | 0.00014026 | 0.00013526 | 0.00012676 | 0.00013941 | 0.00013226 | 0.00013535 | 0.00012979 | 0.00014231 | 0.00013802 | 0.0001252 | 0.00012779 | 0.00012724 | 0.00013412 | 0.00013429 | 0.00013813 | 0.00012748 | 0.00013152 | 0.00014062 | 0.0001266 | 0.00012573 | 0.00014135 | 0.00013717 | 0.00013125 | 0.0001306 | 0.00013494 | 0.00014193 | 0.0001313 | 0.00013899 | 0.0001295 | 0.00014286 | 0.00013267 | 0.00013696 | 0.00012929 | 0.00013826 | 0.00013228 | 0.00013718 | 0.00013859 | 0.00012502 | 0.00014272 | 0.00012714 | 0.00013716 | 0.00013663 | 0.00013088 | 0.00013789 | 0.00014108 | 0.00013439 | 0.00012945 | 0.00013082 | 0.00012524 | 0.00012705 | 0.00012928 | 0.00012526 | 0.00013679 | 0.00014095 | 0.00013005 | 0.000133 | 0.0001311 | 0.00013967 | 0.00013385 | 0.00014227 | 0.00012714 | 0.00013076 | 0.00012915 | 0.00012775 | 0.00013293 | 0.00012965 | 0.00013578 | 0.00013755 | 0.0001285 | 0.00012574 | 0.00013236 | 0.00012557 | 0.0001408 | 0.00014255 | 0.00013779 | 0.00014055 | 0.00014033 | 0.00013182 | 0.00013634 | 0.00012765 | 0.00012698 | 0.00012594 | 0.00012635 | 0.00013839 | 0.00014263 | 0.00012568 | 0.00012741 | 0.00013725 | 0.00013844 | 0.00013558 | 0.00014035 | 0.00012677 | 0.00013579 | 0.00013982 | 0.00014269 | 0.00012848 | 0.00012622 | 0.00012765 | 0.00013406 | 0.00013584 | 0.00013118 | 0.00013662 | 0.00012752 | 0.0001415 | 0.00013735 | 0.00012596 | 0.00013729 | 0.0001413 | 0.00012601 | 0.00013172 | 0.0001347 | 0.00013257 | 0.00013698 | 0.00012902 | 0.00013998 | 0.00013999 | 0.00013351 | 0.00013192 | 0.00012781 | 0.00013934 | 0.00012979 | 0.00013398 | 0.00012984 | 0.00013657 | 0.00012902 | 0.00014012 | 0.00012785 | 0.00012819 | 0.00013362 | 0.00014218 | 0.00012701 | 0.00013566 | 0.00013912 | 0.00014002 | 0.00013858 | 0.00012509 | 0.00013264 | 0.0001354 | 0.00014116 | 0.00013563 | 0.0001277 | 0.00013599 | 0.00013548 | 0.00013117 | 0.00013564 | 0.00012717 | 0.00013835 | 0.00012711 | 0.00013312 | 0.00013361 | 0.00012533 | 0.00013508 | 0.00013826 | 0.00013432 | 0.00013686 | 0.00013412 | 0.00013899 | 0.00013729 | 0.00013106 | 0.0001336 | 0.00014107 | 0.00014188 | 0.00014249 | 0.00013816 | 0.00014291 | 0.0001316 | 0.00013801 | 0.00013498 | 0.00012764 | 0.00012545 | 0.00013071 | 0.00013571 | 0.00012632 | 0.00012656 | 0.00013681 | 0.00012994 | 0.00013058 | 0.00014044 | 0.00012886 | 0.00013453 | 0.00013236 | 0.00014021 | 0.00013533 | 0.00013038 | 0.0001284 | 0.0001359 | 0.00013851 | 0.00012682 | 0.00014217 | 0.0001252 | 0.00013453 | 0.00012539 | 0.00012636 | 0.00012728 | 0.00013173 | 0.00013449 | 0.00012765 | 0.00014061 | 0.00014255 | 0.00014168 | 0.00013194 | 0.00014089 | 0.00012664 | 0.0001366 | 0.00013505 | 0.00012545 | 0.00013803 | 0.00013355 | 0.00013769 | 0.00014213 | 0.00013842 | 0.00013797 | 0.00014193 | 0.00013447 | 0.00014183 | 0.00014203 | 0.0001299 | 0.0001263 | 0.00013953 | 0.00012625 | 0.00013247 | 0.00012738 | 0.00012976 | 0.00013466 | 0.00012511 | 0.00013545 | 0.00012897 | 0.0001405 | 0.00014228 | 0.00012707 | 0.00013871 | 0.00012551 | 0.00012772 | 0.00014097 | 0.00013498 | 0.00013408 | 0.00013624 | 0.00012981 | 0.00013915 | 0.00014107 | 0.00012663 | 0.00012736 | 0.00013663 | 0.0001418 | 0.00012598 | 0.00013388 | 0.00012567 | 0.00013106 | 0.00013616 | 0.00012963 | 0.00012757 | 0.00012744 | 0.00013437 | 0.00013913 | 0.00014012 | 0.00013098 | 0.00014079 | 0.00013378 | 0.0001272 | 0.00013633 | 0.00013906 | 0.00012873 | 0.00013128 | 0.00013303 | 0.00013902 | 0.00013729 | 0.00012583 | 0.00012515 | 0.00012746 | 0.00013204 | 0.00014155 | 0.00014101 | 0.0001304 | 0.00013923 | 0.00013306 | 0.0001303 | 0.00013025 | 0.00012761 | 0.00013141 | 0.00013963 | 0.00014148 | 0.00014238 | 0.00014118 | 0.00014019 | 0.00012548 | 0.00014054 | 0.00014069 | 0.0001279 | 0.00014077 | 0.00013874 | 0.00014011 | 0.00014131 | 0.00013653 | 0.00013901 | 0.00012543 | 0.00013399 | 0.00013255 | 0.00014132 | 0.00013097 | 0.00013734 | 0.00013279 | 0.00012774 | 0.00012766 | 0.00013343 | 0.00013892 | 0.00014205 | 0.00013319 | 0.00013885 | 0.00013153 | 0.00012924 | 0.00012708 | 0.00014036 | 0.00013255 | 0.00014206 | 0.00013465 | 0.00014201 | 0.00013755 | 0.00012804 | 0.0001325 | 0.00012638 | 0.00014005 | 0.00012919 | 0.00012543 | 0.00013786 | 0.0001414 | 0.00013175 | 0.00013584 | 0.00012615 | 0.00012983 | 0.00014149 | 0.00012653 | 0.00013627 | 0.00012935 | 0.00012537 | 0.00013993 | 0.00013555 | 0.00014038 | 0.0001348 | 0.00012559 | 0.00012843 | 0.00013329 | 0.00014182 | 0.00013035 | 0.00013104 | 0.00013915 | 0.00013196 | 0.00012736 | 0.00013559 | 0.00013326 | 0.00013639 | 0.00013546 | 0.00012712 | 0.00013702 | 0.00013632 | 0.00014072 | 0.00013906 | 0.00013707 | 0.00013948 | 0.00012765 | 0.00012847 | 0.0001345 | 0.00013544 | 0.000137 | 0.00013957 | 0.00013993 | 0.00012503 | 0.00014082 | 0.00013053 | 0.00013686 | 0.00013157 | 0.00013516 | 0.00013158 | 0.00013521 | 0.00013516 | 0.00012687 | 0.00012784 | 0.00013007 | 0.00012658 | 0.00014159 | 0.00013942 | 0.00012676 | 0.0001424 | 0.0001276 | 0.00014194 | 0.00012815 | 0.00013727 | 0.00013347 | 0.0001331 | 0.0001274 | 0.0001375 | 0.00012628 | 0.00012639 | 0.00014268 | 0.00014188 | 0.00014224 | 0.00013052 | 0.00012885 | 0.00013689 | 0.00013498 | 0.00013568 | 0.00014283 | 0.00013706 | 0.0001278 | 0.00013385 | 0.00013197 | 0.00012796 | 0.0001394 | 0.0001282 | 0.00012778 | 0.00013119 | 0.0001325 | 0.00013401 | 0.0001288 | 0.0001337 | 0.00013131 | 0.00013746 | 0.00013263 | 0.00012581 | 0.00012774 | 0.000137 | 0.00014119 | 0.00014011 | 0.00013797 | 0.00013619 | 0.00013946 | 0.00012592 | 0.00013793 | 0.00013272 | 0.00012805 | 0.00012836 | 0.00012714 | 0.00013333 | 0.00013127 | 0.00014214 | 0.00013964 | 0.00013991 | 0.00012784 | 0.00013112 | 0.00014003 | 0.00013839 | 0.00014281 | 0.00013228 | 0.00014198 | 0.00013578 | 0.00013288 | 0.00013611 | 0.00013049 | 0.00014003 | 0.00013151 | 0.0001327 | 0.00013125 | 0.00014108 | 0.00014043 | 0.00013118 | 0.00014203 | 0.00014156 | 0.00014288 | 0.00014039 | 0.00012533 | 0.00012912 | 0.00013971 | 0.00014239 | 0.0001328 | 0.00012994 | 0.00012601 | 0.00014138 | 0.00014067 | 0.00013137 | 0.00013281 | 0.00012866 | 0.00013891 | 0.00013689 | 0.00014043 | 0.00013303 | 0.0001426 | 0.00014088 | 0.00013811 | 0.00012584 | 0.00013325 | 0.00012594 | 0.00012832 | 0.00012607 | 0.00014147 | 0.00012726 | 0.00012999 | 0.00012735 | 0.00014146 | 0.00014117 | 0.00013798 | 0.00013221 | 0.0001353 | 0.00012594 | 0.00013294 | 0.00014034 | 0.00013721 | 0.00012694 | 0.00013505 | 0.00013974 | 0.0001373 | 0.00012846 | 0.00013814 | 0.00014107 | 0.00013462 | 0.00013807 | 0.00013327 | 0.00013147 | 0.00013073 | 0.00014214 | 0.00014293 | 0.00013115 | 0.00014061 | 0.00012833 | 0.00013119 | 0.00014024 | 0.00013739 | 0.00013131 | 0.00012501 | 0.00012594 | 0.00013949 | 0.00012633 | 0.00013325 | 0.00012756 | 0.00012549 | 0.00013845 | 0.00013073 | 0.00013117 | 0.00013978 | 0.0001429 | 0.00014048 | 0.00012697 | 0.00013154 | 0.00013614 | 0.00013723 | 0.00014262 | 0.00013284 | 0.00012569 | 0.00013233 | 0.00012658 | 0.00012551 | 0.00012896 | 0.00012784 | 0.00013927 | 0.00013354 | 0.0001356 | 0.00012759 | 0.00013951 | 0.00013427 | 0.00012699 | 0.00014217 | 0.00012597 | 0.00014029 | 0.00013634 | 0.00013907 | 0.00013858 | 0.00014084 | 0.00013676 | 0.00012832 | 0.0001405 | 0.00012998 | 0.00012727 | 0.00013906 | 0.00013397 | 0.00012757 | 0.00014088 | 0.00012641 | 0.00013261 | 0.00014293 | 0.00013292 | 0.00013624 | 0.00014244 | 0.00013506 | 0.00012686 | 0.00013213 | 0.00013851 | 0.00012913 | 0.00013118 | 0.00013738 | 0.00013767 | 0.00013875 | 0.00013802 | 0.00013852 | 0.00013602 | 0.00012835 | 0.0001289 | 0.000138 | 0.00013628 | 0.00013404 | 0.00013225 | 0.00014227 | 0.0001318 | 0.00013403 | 0.00013707 | 0.00013912 | 0.00013379 | 0.0001405 | 0.00013026 | 0.00013047 | 0.00013063 | 0.00012803 | 0.00012617 | 0.00014247 | 0.00013993 | 0.00012879 | 0.00014279 | 0.00013323 | 0.00013202 | 0.00014053 | 0.00012782 | 0.00013768 | 0.00013424 | 0.000139 | 0.00013368 | 0.00012664 | 0.00012779 | 0.0001426 | 0.00013704 | 0.00013613 | 0.00013672 | 0.00013235 | 0.00012756 | 0.00012714 | 0.00013046 | 0.00013029 | 0.00013067 | 0.00013063 | 0.00013442 | 0.00013869 | 0.00013955 | 0.00012549 | 0.00013584 | 0.00012764 | 0.00013795 | 0.000136 | 0.00014035 | 0.00014159 | 0.00013082 | 0.00013709 | 0.00013066 | 0.00014198 | 0.00012732 | 0.00012721 | 0.00013426 | 0.00012996 | 0.00013517 | 0.0001312 | 0.00012603 | 0.00013936 | 0.00012578 | 0.0001329 | 0.00014075 | 0.0001402 | 0.00014008 | 0.00013858 | 0.00012887 | 0.00012913 | 0.00013318 | 0.00013717 | 0.0001396 | 0.00014274 | 0.00014293 | 0.00014152 | 0.00013129 | 0.00013279 | 0.00013445 | 0.00012995 | 0.00013347 | 0.00013805 | 0.00013108 | 0.00012682 | 0.00013538 | 0.00012962 | 0.0001391 | 0.00014173 | 0.00013705 | 0.00013911 | 0.00014259 | 0.00014205 | 0.00012877 | 0.00013519 | 0.00013855 | 0.00014179 | 0.00013491 | 0.00012592 | 0.0001322 | 0.00013994 | 0.00013984 | 0.00013617 | 0.00014093 | 0.00013447 | 0.00014299 | 0.00012642 | 0.00013346 | 0.00013369 | 0.00013777 | 0.00012891 | 0.0001269 | 0.0001269 | 0.00012864 | 0.00012635 | 0.0001292 | 0.00012954 | 0.00013923 | 0.0001264 | 0.0001301 | 0.00013613 | 0.00012957 | 0.00013563 | 0.00013559 | 0.00012645 | 0.00014139 | 0.00013843 | 0.00012714 | 0.00012601 | 0.00013201 | 0.0001421 | 0.00013289 | 0.00012834 | 0.00014058 | 0.00012971 | 0.00013923 | 0.00013797 | 0.00012705 | 0.00013954 | 0.00013422 | 0.00013088 | 0.00012962 | 0.00012662 | 0.00013442 | 0.00012813 | 0.00013517 | 0.00013202 | 0.00013081 | 0.00013142 | 0.0001338 | 0.00014028 | 0.00013307 | 0.00012835 | 0.00013091 | 0.00013522 | 0.00012901 | 0.00013531 | 0.00012532 | 0.000143 | 0.00012511 | 0.0001383 | 0.00014256 | 0.00013118 | 0.00013904 | 0.00013231 | 0.0001267 | 0.00014209 | 0.00013534 | 0.0001253 | 0.00014164 | 0.0001319 | 0.00012624 | 0.0001313 | 0.00012964 | 0.00012532 | 0.0001427 | 0.00014062 | 0.00014132 | 0.00013007 | 0.0001411 | 0.00012707 | 0.00013604 | 0.0001356 | 0.00013194 | 0.00012811 | 0.0001302 | 0.00012572 | 0.00013078 | 0.00012735 | 0.00013408 | 0.00013098 | 0.00013316 | 0.00013736 | 0.00012783 | 0.00013092 | 0.00014176 | 0.00013604 | 0.00013691 | 0.00013478 | 0.00013988 | 0.00013807 | 0.00013516 | 0.00013808 | 0.00013687 | 0.00013155 | 0.00013787 | 0.00012528 | 0.00012536 | 0.00012507 | 0.00014235 | 0.00014123 | 0.00013792 | 0.00014104 | 0.00012985 | 0.0001291 | 0.00013406 | 0.0001422 | 0.00013298 | 0.00012542 | 0.00014271 | 0.00012811 | 0.00013931 | 0.00014028 | 0.00012527 | 0.00013271 | 0.00013888 | 0.00013788 | 0.00012522 | 0.00013321 | 0.00012584 | 0.00013573 | 0.00013822 | 0.00013344 | 0.00012577 | 0.00012725 | 0.00012652 | 0.0001305 | 0.00012997 | 0.00013132 | 0.00013811 | 0.00012626 | 0.00012956 | 0.00013735 | 0.00014203 | 0.00013328 | 0.00013043 | 0.00012867 | 0.00013468 | 0.00012519 | 0.00013141 | 0.00012945 | 0.00012991 | 0.00013269 | 0.00014126 | 0.00013447 | 0.0001321 | 0.00012568 | 0.00012807 | 0.00013476 | 0.00013022 | 0.00012957 | 0.00013408 | 0.00013214 | 0.00013368 | 0.00013061 | 0.00013316 | 0.00013629 | 0.00014206 | 0.0001408 | 0.00013124 | 0.00012726 | 0.00013727 | 0.00013582 | 0.00013621 | 0.00013287 | 0.00013838 | 0.00013082 | 0.0001278 | 0.00014175 | 0.00012862 | 0.0001367 | 0.00012818 | 0.00014078 | 0.00013 | 0.00014159 | 0.00013843 | 0.00012701 | 0.00013456 | 0.0001378 | 0.00012589 | 0.00012742 | 0.00012749 | 0.0001356 | 0.00014024 | 0.00014073 | 0.0001317 | 0.00012974 | 0.00013941 | 0.00013046 | 0.00012631 | 0.00013139 | 0.00013655 | 0.00013535 | 0.00013805 | 0.00012746 | 0.00013799 | 0.00013633 | 0.00012946 | 0.00013047 | 0.00013454 | 0.00013867 | 0.00013535 | 0.00014269 | 0.00012947 | 0.0001319 | 0.00013122 | 0.00014283 | 0.00012997 | 0.00013936 | 0.00013962 | 0.00013087 | 0.00012652 | 0.00013441 | 0.00012579 | 0.00012505 | 0.00013396 | 0.00014053 | 0.00012693 | 0.00012661 | 0.00013264 | 0.00014102 | 0.00012836 | 0.00014139 | 0.00012843 | 0.00012647 | 0.00012502 | 0.00014221 | 0.00012751 | 0.00012854 | 0.00014245 | 0.0001358 | 0.0001427 | 0.00012799 | 0.00013016 | 0.0001426 | 0.00013787 | 0.00013183 | 0.00013325 | 0.00014217 | 0.00013476 | 0.00013281 | 0.00013029 | 0.00013494 | 0.00012757 | 0.00013988 | 0.00013008 | 0.00013163 | 0.0001389 | 0.00013936 | 0.00013273 | 0.0001266 | 0.00013297 | 0.00013562 | 0.00013327 | 0.00013177 | 0.00013505 | 0.00012677 | 0.00013087 | 0.00013074 | 0.00013748 | 0.00013423 | 0.00012914 | 0.0001429 | 0.00014098 | 0.00013835 | 0.00012744 | 0.00012896 | 0.00013161 | 0.00012681 | 0.00013338 | 0.00014187 | 0.00013903 | 0.00013654 | 0.00012854 | 0.00014079 | 0.00013053 | 0.00012925 | 0.00013756 | 0.00013027 | 0.00013584 | 0.00013719 | 0.00013813 | 0.00014149 | 0.00012724 | 0.00013533 | 0.00013207 | 0.00013285 | 0.00012948 | 0.00013475 | 0.0001293 | 0.00013464 | 0.00013255 | 0.00013139 | 0.00012755 | 0.00012906 | 0.00014157 | 0.00012761 | 0.00013636 | 0.00013813 | 0.00013001 | 0.00013044 | 0.0001399 | 0.00013198 | 0.00013604 | 0.00014232 | 0.00013898 | 0.00012816 | 0.00013181 | 0.00012716 | 0.00013243 | 0.00012869 | 0.0001313 | 0.00013605 | 0.00012733 | 0.00013406 | 0.00013751 | 0.00013737 | 0.00012569 | 0.00013946 | 0.00013284 | 0.0001313 | 0.00013623 | 0.00014235 | 0.00013615 | 0.0001251 | 0.0001373 | 0.00012938 | 0.00014155 | 0.0001413 | 0.00012561 | 0.00012548 | 0.00013834 | 0.00013829 | 0.00012597 | 0.00013321 | 0.00013754 | 0.00012903 | 0.00013319 | 0.00013714 | 0.0001264 | 0.0001261 | 0.0001378 | 0.00013031 | 0.0001342 | 0.00013749 | 0.00014136 | 0.00013653 | 0.00013993 | 0.00012906 | 0.00012676 | 0.00014136 | 0.00014117 | 0.00013315 | 0.00012605 | 0.00013429 | 0.00013073 | 0.00013434 | 0.00012664 | 0.00012601 | 0.00014175 | 0.00013357 | 0.00013491 | 0.00013104 | 0.00013756 | 0.00013834 | 0.00013794 | 0.00014041 | 0.00013143 | 0.00013609 | 0.00012752 | 0.0001302 | 0.0001292 | 0.0001255 | 0.0001335 | 0.00013163 | 0.00014066 | 0.00012922 | 0.00014225 | 0.00012742 | 0.00013365 | 0.00013035 | 0.000128 | 0.00014048 | 0.0001415 | 0.00013897 | 0.00013966 | 0.00014298 | 0.00014061 | 0.00013856 | 0.00014085 | 0.00012708 | 0.00012848 | 0.00013515 | 0.00012549 | 0.00013618 | 0.00013985 | 0.00012923 | 0.00013765 | 0.00013557 | 0.00012961 | 0.00013952 | 0.00014005 | 0.00013528 | 0.00013922 | 0.00014155 | 0.00012599 | 0.00012717 | 0.00013888 | 0.00013415 | 0.00013964 | 0.00014293 | 0.00013233 | 0.00012887 | 0.00012915 | 0.00013019 | 0.00013083 | 0.00013993 | 0.00013017 | 0.00013511 | 0.0001288 | 0.00014074 | 0.00013787 | 0.00013024 | 0.00014236 | 0.0001336 | 0.00013872 | 0.00013267 | 0.0001291 | 0.00012778 | 0.00014039 | 0.0001366 | 0.0001416 | 0.00014236 | 0.00013603 | 0.00014196 | 0.00014105 | 0.00014185 | 0.00014278 | 0.00014298 | 0.00013459 | 0.00014069 | 0.00014019 | 0.00012962 | 0.00013851 | 0.00013924 | 0.00012936 | 0.00013077 | 0.00012965 | 0.00013827 | 0.00013725 | 0.00012666 | 0.00013997 | 0.00014071 | 0.00013871 | 0.00013884 | 0.00013555 | 0.00013922 | 0.00013548 | 0.00013027 | 0.00013272 | 0.00012636 | 0.00014189 | 0.00014119 | 0.00013627 | 0.00013059 | 0.00013614 | 0.00012771 | 0.0001309 | 0.00013805 | 0.00013267 | 0.00014181 | 0.00012931 | 0.00012954 | 0.00014003 | 0.00012642 | 0.00013702 | 0.00012631 | 0.00014123 | 0.00013741 | 0.00013176 | 0.00013056 | 0.00012596 | 0.00013657 | 0.0001341 | 0.0001345 | 0.00012793 | 0.00012971 | 0.00013772 | 0.00012738 | 0.0001418 | 0.00014291 | 0.00013651 | 0.00013291 | 0.00012989 | 0.00014005 | 0.00013397 | 0.00012964 | 0.00012818 | 0.00013797 | 0.00013858 | 0.00012667 | 0.00013894 | 0.00012727 | 0.00013948 | 0.00012774 | 0.0001416 | 0.00013586 | 0.00013225 | 0.00013564 | 0.0001251 | 0.0001286 | 0.00014217 | 0.00013224 | 0.00014225 | 0.00014284 | 0.00012838 | 0.000134 | 0.00013883 | 0.0001288 | 0.0001348 | 0.00012508 | 0.00013494 | 0.00013473 | 0.00014264 | 0.00013183 | 0.00013042 | 0.000136 | 0.00014019 | 0.00014176 | 0.00013988 | 0.00013857 | 0.00013049 | 0.00013688 | 0.00013711 | 0.00013813 | 0.00013622 | 0.00013844 | 0.00013705 | 0.00012576 | 0.00013725 | 0.00013943 | 0.00012861 | 0.00013336 | 0.00014046 | 0.00014051 | 0.00013882 | 0.00012659 | 0.00013834 | 0.00013043 | 0.00012546 | 0.00012516 | 0.00012541 | 0.00012873 | 0.00012534 | 0.00014048 | 0.00012943 | 0.00013074 | 0.00013949 | 0.00012565 | 0.00013126 | 0.00013465 | 0.00013194 | 0.00013637 | 0.00012625 | 0.00012778 | 0.00013087 | 0.00012825 | 0.00013345 | 0.00012916 | 0.00013394 | 0.00013734 | 0.00012598 | 0.00012817 | 0.00012829 | 0.0001327 | 0.00012545 | 0.00012927 | 0.0001312 | 0.00013867 | 0.00013032 | 0.00013774 | 0.0001361 | 0.00013183 | 0.00012757 | 0.00012703 | 0.00012862 | 0.00013223 | 0.00012837 | 0.00013709 | 0.00013681 | 0.0001292 | 0.00013727 | 0.00013302 | 0.00014186 | 0.00012525 | 0.00012956 | 0.000141 | 0.0001276 | 0.00013404 | 0.00013278 | 0.00013276 | 0.00013917 | 0.00012711 | 0.00012562 | 0.00013008 | 0.00013635 | 0.00013228 | 0.00013079 | 0.00013207 | 0.00014297 | 0.0001409 | 0.00014204 | 0.00014054 | 0.00013476 | 0.00013553 | 0.00013503 | 0.00012988 | 0.00013994 | 0.00013577 | 0.00012666 | 0.00013654 | 0.00014283 | 0.00012654 | 0.00013166 | 0.00013062 | 0.00012691 | 0.00013221 | 0.00014178 | 0.000129 | 0.00013536 | 0.00013828 | 0.00014162 | 0.00013874 | 0.000134 | 0.000131 | 0.00012829 | 0.00012538 | 0.00012635 | 0.00013908 | 0.00013674 | 0.00013942 | 0.00013758 | 0.00012992 | 0.00013813 | 0.00013453 | 0.00014265 | 0.00014158 | 0.0001254 | 0.00012898 | 0.00013329 | 0.00013951 | 0.00012935 | 0.0001404 | 0.00012669 | 0.00013017 | 0.00014105 | 0.0001354 | 0.000136 | 0.00012638 | 0.00013678 | 0.00013207 | 0.00013533 | 0.00013111 | 0.00013406 | 0.00013483 | 0.0001368 | 0.00014239 | 0.000127 | 0.00013462 | 0.00013527 | 0.00012634 | 0.00012647 | 0.00013087 | 0.00012701 | 0.00014265 | 0.00013579 | 0.00013619 | 0.00013417 | 0.0001358 | 0.00013353 | 0.00013326 | 0.00013119 | 0.00013228 | 0.00013541 | 0.00013397 | 0.00013976 | 0.00013211 | 0.00013133 | 0.00013518 | 0.00012892 | 0.00012605 | 0.00012571 | 0.00012947 | 0.00014046 | 0.00013772 | 0.00013192 | 0.00013735 | 0.00012613 | 0.00013856 | 0.00012739 | 0.00013999 | 0.00012505 | 0.00013651 | 0.00012735 | 0.00014295 | 0.00012829 | 0.00013859 | 0.00013706 | 0.00013106 | 0.00014109 | 0.00012852 | 0.00013506 | 0.0001295 | 0.00014187 | 0.00012751 | 0.00012529 | 0.00012782 | 0.00013761 | 0.00013842 | 0.00014017 | 0.00013967 | 0.00013642 | 0.00013029 | 0.00013871 | 0.0001333 | 0.00013429 | 0.00013935 | 0.00013349 | 0.00012972 | 0.00012868 | 0.00013649 | 0.00014228 | 0.00013874 | 0.00013485 | 0.00013101 | 0.00013522 | 0.00014043 | 0.00013036 | 0.00014082 | 0.0001262 | 0.00014245 | 0.00013409 | 0.00013304 | 0.00012857 | 0.0001393 | 0.00013745 | 0.00014235 | 0.00012544 | 0.00013294 | 0.0001321 | 0.00013398 | 0.0001343 | 0.0001266 | 0.0001292 | 0.0001401 | 0.00014241 | 0.00013888 | 0.00012569 | 0.00012553 | 0.00014052 | 0.00013883 | 0.00013347 | 0.00013259 | 0.00013731 | 0.00012844 | 0.00013099 | 0.00014215 | 0.0001285 | 0.00012587 | 0.00014186 | 0.00014039 | 0.00014297 | 0.00012971 | 0.00012601 | 0.00012871 | 0.00014127 | 0.00013453 | 0.00013721 | 0.00014093 | 0.00012648 | 0.00012622 | 0.00014234 | 0.00014203 | 0.00013632 | 0.0001253 | 0.000131 | 0.00013165 | 0.0001275 | 0.00013873 | 0.00012997 | 0.00013272 | 0.00014201 | 0.00014007 | 0.00014268 | 0.00013239 | 0.00013688 | 0.00012563 | 0.00013227 | 0.00013342 | 0.000132 | 0.0001346 | 0.00014046 | 0.00014234 | 0.00014147 | 0.00012995 | 0.00013423 | 0.0001287 | 0.00012984 | 0.00013491 | 0.00013642 | 0.00012822 | 0.00012947 | 0.00013591 | 0.00014186 | 0.0001338 | 0.00012808 | 0.00012581 | 0.00013694 | 0.0001253 | 0.00013663 | 0.00014252 | 0.00013497 | 0.00012957 | 0.00012754 | 0.00013773 | 0.00013781 | 0.00013484 | 0.00013878 | 0.00013392 | 0.00012628 | 0.00014179 | 0.00012949 | 0.00014068 | 0.00012934 | 0.00013204 | 0.00014098 | 0.0001284 | 0.00012794 | 0.00012769 | 0.00013615 | 0.0001368 | 0.00013582 | 0.00013224 | 0.00012714 | 0.00013919 | 0.00013949 | 0.0001279 | 0.00012818 | 0.00013724 | 0.00014249 | 0.00013147 | 0.00013231 | 0.00013195 | 0.00012688 | 0.00013324 | 0.00013211 | 0.00013514 | 0.00013045 | 0.00013266 | 0.00013436 | 0.00013769 | 0.00013683 | 0.00014029 | 0.00013148 | 0.00013433 | 0.00012705 | 0.00013788 | 0.00013545 | 0.00012582 | 0.00014259 | 0.0001347 | 0.00013218 | 0.00013243 | 0.00013206 | 0.00013261 | 0.00013303 | 0.00013767 | 0.00013958 | 0.0001379 | 0.00013787 | 0.00012943 | 0.0001425 | 0.0001263 | 0.00012566 | 0.00013969 | 0.00012536 | 0.00013186 | 0.00013372 | 0.00012611 | 0.00014202 | 0.00013035 | 0.00012661 | 0.00013127 | 0.00013832 | 0.00014279 | 0.0001304 | 0.0001373 | 0.00013996 | 0.00013691 | 0.00014105 | 0.00013752 | 0.00013852 | 0.00013727 | 0.00012559 | 0.00013146 | 0.00012501 | 0.00014185 | 0.0001292 | 0.00013263 | 0.00012789 | 0.00013933 | 0.00013061 | 0.00013628 | 0.00014053 | 0.00014004 | 0.00013365 | 0.00014051 | 0.00013835 | 0.0001366 | 0.00013834 | 0.00014187 | 0.00012815 | 0.0001252 | 0.00013255 | 0.00013354 | 0.0001332 | 0.00012836 | 0.00013657 | 0.00012671 | 0.00012896 | 0.00012665 | 0.00014135 | 0.00013062 | 0.00014086 | 0.00013284 | 0.00013089 | 0.00012552 | 0.00013657 | 0.00013822 | 0.00012868 | 0.00013852 | 0.00014258 | 0.00012521 | 0.00013456 | 0.00013682 | 0.0001382 | 0.00012631 | 0.00014287 | 0.000137 | 0.00012752 | 0.00013969 | 0.0001411 | 0.00013799 | 0.00014247 | 0.00014156 | 0.0001428 | 0.00012582 | 0.00013994 | 0.0001284 | 0.00013535 | 0.00013846 | 0.00012874 | 0.00012697 | 0.0001312 | 0.00014252 | 0.00012622 | 0.00013276 | 0.0001267 | 0.00012921 | 0.00012991 | 0.00013694 | 0.00013428 | 0.00013756 | 0.00012514 | 0.00012701 | 0.00013762 | 0.00012653 | 0.00013418 | 0.0001262 | 0.00013013 | 0.00013973 | 0.00012741 | 0.00013623 | 0.00013407 | 0.00013712 | 0.00013934 | 0.00013209 | 0.00013867 | 0.00013786 | 0.00013058 | 0.00014295 | 0.00012647 | 0.00012707 | 0.00013718 | 0.00013131 | 0.00013452 | 0.00013592 | 0.00012571 | 0.00012564 | 0.00013029 | 0.00014023 | 0.00014082 | 0.00013058 | 0.00012666 | 0.0001301 | 0.0001304 | 0.00012996 | 0.00014002 | 0.00012981 | 0.00013175 | 0.00012567 | 0.00012792 | 0.00013114 | 0.00014203 | 0.00013899 | 0.00014093 | 0.00013229 | 0.00013778 | 0.00012721 | 0.00013755 | 0.00013451 | 0.00014251 | 0.00012501 | 0.00014218 | 0.00012958 | 0.00012747 | 0.00013275 | 0.0001265 | 0.00013372 | 0.00014157 | 0.00013581 | 0.00013886 | 0.00013535 | 0.00013898 | 0.00013232 | 0.00013593 | 0.00013884 | 0.0001343 | 0.00014009 | 0.00012607 | 0.00013296 | 0.00013135 | 0.00013721 | 0.00013962 | 0.00013361 | 0.0001271 | 0.00012844 | 0.0001401 | 0.0001262 | 0.00013348 | 0.00012879 | 0.00012528 | 0.00013102 | 0.00012644 | 0.00014263 | 0.00014235 | 0.0001304 | 0.00013088 | 0.00013914 | 0.00014106 | 0.00012679 | 0.00013156 | 0.00013499 | 0.00013601 | 0.00013337 | 0.00012513 | 0.00012593 | 0.00013166 | 0.00014257 | 0.00013747 | 0.00013152 | 0.00012504 | 0.00012564 | 0.00013859 | 0.00013619 | 0.00012762 | 0.00013582 | 0.00014199 | 0.00012652 | 0.00013535 | 0.00013311 | 0.00013407 | 0.00012793 | 0.00012627 | 0.00012819 | 0.00013167 | 0.0001404 | 0.00014138 | 0.00012961 | 0.00012887 | 0.00013727 | 0.00013844 | 0.00012637 | 0.00013936 | 0.00013358 | 0.00014008 | 0.00012901 | 0.00012719 | 0.00013361 | 0.00013253 | 0.00013691 | 0.00013214 | 0.00013174 | 0.00013332 | 0.00013875 | 0.00012988 | 0.00012539 | 0.00013455 | 0.00012914 | 0.00012701 | 0.00012652 | 0.0001281 | 0.00013647 | 0.00013201 | 0.00014248 | 0.00013712 | 0.00012928 | 0.00012599 | 0.00013002 | 0.00013115 | 0.00013032 | 0.00014193 | 0.00013942 | 0.00013354 | 0.00013209 | 0.00014141 | 0.00013971 | 0.0001264 | 0.00013763 | 0.00014096 | 0.00013585 | 0.00012967 | 0.0001352 | 0.00013057 | 0.00014134 | 0.00012694 | 0.00012811 | 0.00013539 | 0.00013448 | 0.00013504 | 0.00013778 | 0.00014256 | 0.00012821 | 0.00013667 | 0.00013469 | 0.00012674 | 0.00013122 | 0.0001262 | 0.00013907 | 0.0001265 | 0.00013878 | 0.00013754 | 0.00013279 | 0.00013723 | 0.00012901 | 0.00012684 | 0.00014124 | 0.00013207 | 0.00013771 | 0.00013872 | 0.00013022 | 0.00012807 | 0.0001331 | 0.0001279 | 0.00013169 | 0.00012844 | 0.00013845 | 0.00014056 | 0.00013387 | 0.00013947 | 0.00012875 | 0.00012618 | 0.00013904 | 0.0001401 | 0.00014215 | 0.00012538 | 0.00013302 | 0.00013096 | 0.00013525 | 0.00013347 | 0.00012592 | 0.00013116 | 0.00012642 | 0.00013095 | 0.00012721 | 0.00013595 | 0.00012993 | 0.00013362 | 0.00012537 | 0.00013109 | 0.0001275 | 0.00013852 | 0.00013895 | 0.00013696 | 0.00013965 | 0.00012603 | 0.00013436 | 0.00013044 | 0.00013963 | 0.00014188 | 0.00014248 | 0.00012508 | 0.00012604 | 0.0001396 | 0.00012918 | 0.00012517 | 0.00012876 | 0.00013449 | 0.00013264 | 0.00012782 | 0.00012914 | 0.00013 | 0.00014196 | 0.00013369 | 0.00012564 | 0.00013106 | 0.00013297 | 0.00013329 | 0.00014258 | 0.00013274 | 0.00013236 | 0.00013444 | 0.00014195 | 0.00012635 | 0.00012883 | 0.00012907 | 0.00012942 | 0.00014133 | 0.00014106 | 0.00013832 | 0.00013403 | 0.00012799 | 0.00014119 | 0.00012801 | 0.00013445 | 0.00013872 | 0.00012615 | 0.00013049 | 0.00013863 | 0.00013102 | 0.00013041 | 0.00013075 | 0.00013519 | 0.00013589 | 0.00012859 | 0.00012809 | 0.00012549 | 0.00012909 | 0.00013855 | 0.00013736 | 0.00013632 | 0.00013351 | 0.00012582 | 0.00012816 | 0.00014054 | 0.00014272 | 0.00014259 | 0.00012741 | 0.00013573 | 0.00013126 | 0.00013656 | 0.00013579 | 0.00012501 | 0.00014161 | 0.00014069 | 0.0001261 | 0.00013025 | 0.0001347 | 0.00013822 | 0.00012767 | 0.00013239 | 0.0001327 | 0.00013509 | 0.00013958 | 0.00013607 | 0.00013153 | 0.00013106 | 0.00012559 | 0.00014213 | 0.00012665 | 0.00012692 | 0.000134 | 0.00013868 | 0.00012692 | 0.00014047 | 0.00014182 | 0.00013309 | 0.00014279 | 0.00013083 | 0.00013028 | 0.00014134 | 0.00013112 | 0.00013485 | 0.00012617 | 0.00013114 | 0.0001376 | 0.00012799 | 0.00012664 | 0.00013127 | 0.0001315 | 0.00013425 | 0.00013423 | 0.00013406 | 0.00014023 | 0.00013189 | 0.0001369 | 0.0001289 | 0.00014061 | 0.00013957 | 0.00014022 | 0.00013031 | 0.00014143 | 0.00013943 | 0.0001303 | 0.00012545 | 0.0001324 | 0.00014293 | 0.00014243 | 0.00012594 | 0.00013691 | 0.00013254 | 0.00013425 | 0.00013657 | 0.00012643 | 0.00013679 | 0.00012856 | 0.00013938 | 0.0001291 | 0.00013177 | 0.00014248 | 0.00013514 | 0.00012504 | 0.0001379 | 0.0001418 | 0.0001419 | 0.00012705 | 0.00013657 | 0.00014106 | 0.00014107 | 0.00012764 | 0.00012951 | 0.00012964 | 0.00013463 | 0.00013709 | 0.00013713 | 0.00012785 | 0.00012708 | 0.00014017 | 0.0001351 | 0.00012874 | 0.00012963 | 0.00012718 | 0.00013262 | 0.00012565 | 0.00013206 | 0.0001273 | 0.00012544 | 0.00014064 | 0.00013762 | 0.00013215 | 0.00013592 | 0.00013039 | 0.00013619 | 0.00013736 | 0.00013842 | 0.00013166 | 0.0001411 | 0.00013075 | 0.00014073 | 0.00013596 | 0.00013816 | 0.000141 | 0.00012594 | 0.0001381 | 0.00013636 | 0.00014074 | 0.00013946 | 0.00014157 | 0.00012925 | 0.00012564 | 0.00013664 | 0.00014244 | 0.00013378 | 0.00013764 | 0.00013873 | 0.00012775 | 0.00013338 | 0.00012774 | 0.00012938 | 0.00012585 | 0.00013625 | 0.00013246 | 0.0001374 | 0.00014285 | 0.0001348 | 0.00013661 | 0.00013299 | 0.00012546 | 0.00013723 | 0.00013852 | 0.00012946 | 0.00012699 | 0.00014157 | 0.00012519 | 0.00014087 | 0.00012973 | 0.00012696 | 0.00013358 | 0.00013239 | 0.00013375 | 0.00013345 | 0.00013596 | 0.00013855 | 0.00013193 | 0.00012786 | 0.00012868 | 0.00013209 | 0.00013887 | 0.00012891 | 0.00013806 | 0.0001387 | 0.00012534 | 0.00013442 | 0.00013552 | 0.00013722 | 0.00012982 | 0.00012655 | 0.00013997 | 0.00012736 | 0.00014146 | 0.00013557 | 0.00014242 | 0.00012619 | 0.00013455 | 0.00013197 | 0.00013191 | 0.00013695 | 0.00013536 | 0.00013303 | 0.00012709 | 0.00013947 | 0.00013572 | 0.00013157 | 0.00013184 | 0.00013232 | 0.00013711 | 0.00013737 | 0.00013642 | 0.00013414 | 0.00013953 | 0.00013418 | 0.00012793 | 0.00013704 | 0.00012873 | 0.00013149 | 0.00012557 | 0.00012536 | 0.00014225 | 0.00013683 | 0.00013941 | 0.00013645 | 0.0001267 | 0.00012974 | 0.00013062 | 0.00012867 | 0.00014056 | 0.00013047 | 0.00013173 | 0.00013551 | 0.00013973 | 0.00012637 | 0.00012996 | 0.00013686 | 0.00013126 | 0.00013726 | 0.00012916 | 0.00013456 | 0.00014221 | 0.00014132 | 0.00013279 | 0.00013325 | 0.00012758 | 0.00012643 | 0.00012782 | 0.00012967 | 0.00014244 | 0.00013734 | 0.00013874 | 0.00013376 | 0.00012816 | 0.00013253 | 0.00013673 | 0.00013104 | 0.00013024 | 0.00013391 | 0.00013088 | 0.00013779 | 0.00013879 | 0.00013674 | 0.00014269 | 0.00013363 | 0.00013644 | 0.00012563 | 0.00012727 | 0.00012825 | 0.00013298 | 0.00013651 | 0.00013302 | 0.00013078 | 0.00013748 | 0.00013215 | 0.00014167 | 0.00013089 | 0.00012837 | 0.00013795 | 0.00013666 | 0.00014255 | 0.00013915 | 0.0001419 | 0.00013095 | 0.00014143 | 0.00012812 | 0.00014254 | 0.00014061 | 0.00013312 | 0.00013215 | 0.00014264 | 0.00012789 | 0.00013845 | 0.00013243 | 0.00013692 | 0.00012966 | 0.00014202 | 0.0001266 | 0.00012923 | 0.00013107 | 0.00012618 | 0.00012662 | 0.00013773 | 0.00013123 | 0.00014129 | 0.00012609 | 0.00012703 | 0.0001321 | 0.00012976 | 0.00012564 | 0.00013859 | 0.00013709 | 0.00013257 | 0.00013975 | 0.00012942 | 0.00012702 | 0.00013976 | 0.00013946 | 0.00012592 | 0.00012515 | 0.00012925 | 0.00013838 | 0.00012965 | 0.00013303 | 0.00012647 | 0.00012877 | 0.00012643 | 0.00013406 | 0.00012663 | 0.00013576 | 0.00013538 | 0.00013377 | 0.0001423 | 0.00013816 | 0.00013781 | 0.00012856 | 0.00012554 | 0.00013495 | 0.00014247 | 0.00013157 | 0.00013278 | 0.00013886 | 0.00012889 | 0.00013188 | 0.00012611 | 0.0001306 | 0.00013981 | 0.00012532 | 0.00013251 | 0.00012512 | 0.00012782 | 0.00013819 | 0.00013204 | 0.00012767 | 0.00014021 | 0.00013992 | 0.00013956 | 0.00012528 | 0.00012781 | 0.00014154 | 0.00013835 | 0.00013594 | 0.00014245 | 0.00013211 | 0.00012593 | 0.00013057 | 0.00013112 | 0.00013567 | 0.00012738 | 0.00012984 | 0.00012962 | 0.00014225 | 0.00013029 | 0.00013004 | 0.00014001 | 0.00012558 | 0.00013924 | 0.00013836 | 0.00013694 | 0.00012661 | 0.00012587 | 0.00012634 | 0.00013643 | 0.00013313 | 0.00012603 | 0.00014259 | 0.00013709 | 0.00012679 | 0.00014222 | 0.00012995 | 0.00014263 | 0.00012883 | 0.00012856 | 0.00013292 | 0.00013926 | 0.00014084 | 0.00013462 | 0.00012502 | 0.00012795 | 0.00012708 | 0.00013187 | 0.00013509 | 0.00013029 | 0.00013547 | 0.00012967 | 0.00014042 | 0.00013081 | 0.00013164 | 0.0001373 | 0.00012602 | 0.00014229 | 0.00012732 | 0.00013259 | 0.0001375 | 0.00013278 | 0.0001413 | 0.00013797 | 0.00013534 | 0.00013971 | 0.00013078 | 0.00013808 | 0.00012699 | 0.00014061 | 0.00012655 | 0.00013291 | 0.00013636 | 0.00013483 | 0.00013709 | 0.00012814 | 0.00013902 | 0.00012631 | 0.00014041 | 0.00013781 | 0.00013822 | 0.00013018 | 0.00013603 | 0.00014192 | 0.00013332 | 0.00012711 | 0.00013934 | 0.0001323 | 0.00013955 | 0.00012766 | 0.00014135 | 0.00013291 | 0.00013742 | 0.0001304 | 0.00012639 | 0.00013482 | 0.00013495 | 0.00013773 | 0.00013654 | 0.00014073 | 0.00013408 | 0.00013687 | 0.00013008 | 0.00012603 | 0.0001268 | 0.00013608 | 0.00014176 | 0.00012577 | 0.00013674 | 0.00012616 | 0.00014116 | 0.00012561 | 0.00013521 | 0.00012754 | 0.00014111 | 0.00013374 | 0.00014113 | 0.00013471 | 0.00013194 | 0.00014117 | 0.00014 | 0.00012752 | 0.00013564 | 0.00013156 | 0.00014266 | 0.00014106 | 0.00012777 | 0.00012854 | 0.00013877 | 0.00012782 | 0.00014198 | 0.00013692 | 0.00012667 | 0.0001253 | 0.00012774 | 0.00012802 | 0.00013103 | 0.00013459 | 0.0001268 | 0.00013978 | 0.00013183 | 0.00012873 | 0.00013187 | 0.00013528 | 0.00012942 | 0.00013185 | 0.00014161 | 0.00013056 | 0.00013161 | 0.0001317 | 0.00013415 | 0.00013519 | 0.00013265 | 0.00014039 | 0.00013408 | 0.00013 | 0.000127 | 0.00012943 | 0.00013792 | 0.00013656 | 0.00012985 | 0.00013571 | 0.00013529 | 0.00013801 | 0.00012642 | 0.00013878 | 0.00012542 | 0.00013589 | 0.00013727 | 0.00012648 | 0.00013134 | 0.00013823 | 0.00013612 | 0.00013186 | 0.00013706 | 0.00013637 | 0.00013379 | 0.00012591 | 0.00013237 | 0.00012796 | 0.00013499 | 0.00013418 | 0.00013357 | 0.00013159 | 0.00013089 | 0.00013465 | 0.00013364 | 0.00013003 | 0.00014232 | 0.00012889 | 0.00013712 | 0.00013586 | 0.00012684 | 0.00013116 | 0.00013963 | 0.00012837 | 0.00013802 | 0.00013045 | 0.00012539 | 0.0001298 | 0.00014293 | 0.0001296 | 0.00013143 | 0.00013066 | 0.000129 | 0.00013462 | 0.00013966 | 0.00013812 | 0.00013627 | 0.0001429 | 0.00013508 | 0.00012637 | 0.00014284 | 0.0001259 | 0.00012883 | 0.00013997 | 0.00013679 | 0.00014215 | 0.00013508 | 0.00013471 | 0.00013459 | 0.00013815 | 0.00013065 | 0.00012681 | 0.00012796 | 0.00014067 | 0.00013146 | 0.00013541 | 0.00013206 | 0.00014079 | 0.00014276 | 0.00012595 | 0.00013788 | 0.00013701 | 0.00013799 | 0.00013845 | 0.00012733 | 0.00014133 | 0.00013781 | 0.00014247 | 0.00013479 | 0.00012917 | 0.00014268 | 0.0001286 | 0.00013395 | 0.00013691 | 0.00012683 | 0.00014063 | 0.00013474 | 0.00013879 | 0.00013093 | 0.00014177 | 0.00013331 | 0.00013172 | 0.00012583 | 0.00012627 | 0.00013838 | 0.00013411 | 0.00013214 | 0.00012807 | 0.0001291 | 0.00013354 | 0.00012937 | 0.00014136 | 0.00014209 | 0.00012643 | 0.00012873 | 0.00013265 | 0.00014115 | 0.00012732 | 0.00014158 | 0.00012911 | 0.00014293 | 0.00013148 | 0.00012588 | 0.00013379 | 0.00012619 | 0.00012851 | 0.00012634 | 0.00013879 | 0.00013684 | 0.0001425 | 0.00014068 | 0.00012745 | 0.0001253 | 0.00012888 | 0.00012768 | 0.00012513 | 0.00012791 | 0.00013858 | 0.00013565 | 0.00013353 | 0.00012695 | 0.00012719 | 0.0001288 | 0.00012908 | 0.00013554 | 0.00012957 | 0.00013088 | 0.00013149 | 0.00013882 | 0.00012844 | 0.00012876 | 0.00013325 | 0.00013438 | 0.00012935 | 0.000137 | 0.00012672 | 0.0001416 | 0.0001256 | 0.00013288 | 0.00014202 | 0.00012618 | 0.00013126 | 0.00013191 | 0.00013752 | 0.00013235 | 0.00013885 | 0.00012961 | 0.00013372 | 0.00013788 | 0.00013551 | 0.00013771 | 0.00014121 | 0.00012683 | 0.00013373 | 0.00012501 | 0.00013185 | 0.00012816 | 0.00013462 | 0.00012768 | 0.00013292 | 0.00014069 | 0.00013624 | 0.00013807 | 0.00013499 | 0.0001311 | 0.00012992 | 0.00012734 | 0.00013813 | 0.00012723 | 0.00013321 | 0.00013427 | 0.000142 | 0.00013765 | 0.00013103 | 0.00012597 | 0.00012598 | 0.00013083 | 0.00013162 | 0.00013326 | 0.00014204 | 0.00014292 | 0.00014169 | 0.00014164 | 0.00014079 | 0.0001322 | 0.00013488 | 0.00013637 | 0.00014111 | 0.00013135 | 0.00013785 | 0.00013314 | 0.00013526 | 0.00013028 | 0.00014092 | 0.00014293 | 0.00013466 | 0.00013967 | 0.00014167 | 0.00012716 | 0.00012874 | 0.00013849 | 0.00013941 | 0.00014143 | 0.00012564 | 0.00014157 | 0.00014062 | 0.00013142 | 0.00012596 | 0.00014299 | 0.00014104 | 0.00013959 | 0.00013911 | 0.00013399 | 0.00014129 | 0.00013 | 0.00013386 | 0.0001399 | 0.00014192 | 0.000126 | 0.00013782 | 0.00012969 | 0.00012551 | 0.00013436 | 0.00013359 | 0.00013052 | 0.00012832 | 0.00012901 | 0.00014115 | 0.00014193 | 0.00013477 | 0.00014197 | 0.00012968 | 0.00013097 | 0.00013546 | 0.00012996 | 0.00012904 | 0.00012703 | 0.00012821 | 0.00013908 | 0.00014162 | 0.00013554 | 0.00012853 | 0.00013146 | 0.00013812 | 0.00013369 | 0.00014005 | 0.00013402 | 0.00014083 | 0.00013415 | 0.00013361 | 0.00013805 | 0.00012682 | 0.000125 | 0.00012851 | 0.00012855 | 0.0001261 | 0.00014221 | 0.00014042 | 0.00013998 | 0.00014213 | 0.00013046 | 0.00013963 | 0.0001391 | 0.00013881 | 0.00013362 | 0.00014006 | 0.00014281 | 0.00012721 | 0.00014132 | 0.00013287 | 0.00013073 | 0.00012698 | 0.00012941 | 0.00013073 | 0.00013256 | 0.00013154 | 0.0001356 | 0.000141 | 0.00012976 | 0.00012522 | 0.00012694 | 0.0001277 | 0.00013141 | 0.00013333 | 0.0001319 | 0.00013131 | 0.00012829 | 0.00014047 | 0.00014028 | 0.00013432 | 0.00013169 | 0.00014163 | 0.00013583 | 0.0001259 | 0.00012764 | 0.00013711 | 0.00012844 | 0.00012547 | 0.00013129 | 0.00013131 | 0.00012949 | 0.00012861 | 0.00013618 | 0.00012877 | 0.00013744 | 0.00013653 | 0.00014242 | 0.00014065 | 0.00013694 | 0.00012785 | 0.00013218 | 0.00013021 | 0.0001303 | 0.00013518 | 0.00012884 | 0.00013107 | 0.00012935 | 0.00014196 | 0.00013416 | 0.00013061 | 0.00013406 | 0.00014004 | 0.00012627 | 0.00012725 | 0.00013992 | 0.00014065 | 0.00014209 | 0.00014288 | 0.00013272 | 0.00013221 | 0.000129 | 0.00013579 | 0.00014099 | 0.00012683 | 0.00013908 | 0.00013253 | 0.00012878 | 0.0001293 | 0.00014284 | 0.0001297 | 0.00013129 | 0.00013264 | 0.00013784 | 0.00013792 | 0.00013346 | 0.0001341 | 0.00014002 | 0.00014092 | 0.00013931 | 0.00013988 | 0.0001379 | 0.0001401 | 0.00013166 | 0.00013257 | 0.00013518 | 0.00013688 | 0.000134 | 0.00013362 | 0.00013821 | 0.00013286 | 0.00013315 | 0.00013066 | 0.00012898 | 0.00013887 | 0.00013523 | 0.00012804 | 0.00013528 | 0.00012701 | 0.0001266 | 0.00013829 | 0.00013831 | 0.00013749 | 0.00013053 | 0.00012794 | 0.0001322 | 0.00012861 | 0.00013185 | 0.00013371 | 0.00013887 | 0.00013283 | 0.00013025 | 0.00012523 | 0.0001279 | 0.00014281 | 0.00013237 | 0.00014152 | 0.00013122 | 0.00013873 | 0.00012983 | 0.00014056 | 0.00012915 | 0.00012829 | 0.00013192 | 0.00012694 | 0.00012833 | 0.00013997 | 0.00014075 | 0.00013117 | 0.00013189 | 0.00013428 | 0.00012663 | 0.00013779 | 0.00012826 | 0.00013748 | 0.00012734 | 0.00014254 | 0.00012624 | 0.00014008 | 0.00013645 | 0.00014098 | 0.00012937 | 0.00012714 | 0.00012631 | 0.00014115 | 0.00014185 | 0.00012744 | 0.00013367 | 0.00013131 | 0.00012507 | 0.0001352 | 0.00014006 | 0.00013097 | 0.00012509 | 0.00013124 | 0.00013213 | 0.00014089 | 0.00013515 | 0.00013992 | 0.00013658 | 0.00013609 | 0.00014199 | 0.00012582 | 0.00013396 | 0.0001279 | 0.00012576 | 0.00013375 | 0.00013903 | 0.00013015 | 0.00012609 | 0.00013979 | 0.00014035 | 0.00013934 | 0.00013955 | 0.00014044 | 0.00013076 | 0.00013739 | 0.0001276 | 0.0001267 | 0.00012664 | 0.00013487 | 0.00012833 | 0.00013048 | 0.00013183 | 0.00012946 | 0.00013172 | 0.00014054 | 0.00013455 | 0.00013838 | 0.00012713 | 0.00013372 | 0.00012825 | 0.00014292 | 0.00012568 | 0.00012541 | 0.00013634 | 0.00013124 | 0.00012731 | 0.00012557 | 0.00012833 | 0.00012565 | 0.00013689 | 0.00013093 | 0.00012641 | 0.00013086 | 0.00014211 | 0.00012913 | 0.00013418 | 0.00013676 | 0.00014143 | 0.00013671 | 0.0001271 | 0.00012679 | 0.0001321 | 0.00014174 | 0.00013871 | 0.00013498 | 0.0001292 | 0.00012512 | 0.00014184 | 0.00012827 | 0.00014138 | 0.00014128 | 0.00013627 | 0.00013868 | 0.00013575 | 0.00013109 | 0.00014046 | 0.00013121 | 0.00012737 | 0.00013304 | 0.00012809 | 0.00013542 | 0.00014185 | 0.00012958 | 0.00013609 | 0.00012678 | 0.00013284 | 0.00014056 | 0.00013565 | 0.00013378 | 0.00012501 | 0.00014181 | 0.00013008 | 0.00013174 | 0.00013992 | 0.00013298 | 0.0001404 | 0.00013072 | 0.00014029 | 0.00012697 | 0.0001286 | 0.00013264 | 0.00014171 | 0.00014095 | 0.00013414 | 0.0001387 | 0.00012919 | 0.00013196 | 0.00012941 | 0.00014253 | 0.00013024 | 0.00013432 | 0.00013974 | 0.00013773 | 0.00012799 | 0.00014055 | 0.00014066 | 0.00013748 | 0.00013319 | 0.00013938 | 0.00012574 | 0.00014043 | 0.00013817 | 0.00013196 | 0.00013496 | 0.00013421 | 0.00013523 | 0.00012841 | 0.00012937 | 0.0001262 | 0.00012618 | 0.00013333 | 0.00013937 | 0.00013346 | 0.00013428 | 0.00013444 | 0.00013485 | 0.00012507 | 0.00012924 | 0.00013279 | 0.00013109 | 0.00013915 | 0.00012712 | 0.00013694 | 0.00013357 | 0.00012675 | 0.00013287 | 0.00014199 | 0.00012824 | 0.00012733 | 0.0001364 | 0.00013902 | 0.00013647 | 0.00014151 | 0.00012731 | 0.00013931 | 0.00014074 | 0.0001314 | 0.00012657 | 0.00012741 | 0.00013326 | 0.00013366 | 0.00013583 | 0.00013408 | 0.0001269 | 0.0001315 | 0.00013918 | 0.0001388 | 0.0001407 | 0.00014138 | 0.00013738 | 0.00012891 | 0.00012606 | 0.00013238 | 0.0001418 | 0.00012976 | 0.00013733 | 0.00013718 | 0.00013726 | 0.00013466 | 0.00012895 | 0.00013148 | 0.00012768 | 0.00013733 | 0.00012835 | 0.00012698 | 0.00014057 | 0.00013847 | 0.00012928 | 0.00012818 | 0.00013651 | 0.00012691 | 0.00013821 | 0.00013258 | 0.00014105 | 0.00013458 | 0.00013083 | 0.00013867 | 0.00014186 | 0.00013671 | 0.00013121 | 0.00014109 | 0.00013399 | 0.00013033 | 0.00013488 | 0.00013816 | 0.00013783 | 0.00012964 | 0.00014121 | 0.00012573 | 0.00013201 | 0.00013859 | 0.00014093 | 0.00013727 | 0.00013085 | 0.00013057 | 0.00014126 | 0.00014147 | 0.00012579 | 0.00013887 | 0.00013096 | 0.00013836 | 0.00013663 | 0.00013937 | 0.00014111 | 0.00012902 | 0.00014084 | 0.00013535 | 0.00014266 | 0.00014266 | 0.0001425 | 0.0001285 | 0.00012706 | 0.00013948 | 0.00013278 | 0.0001333 | 0.00013983 | 0.00014076 | 0.00013002 | 0.00012897 | 0.00013201 | 0.00013151 | 0.00013645 | 0.00013954 | 0.00013397 | 0.00012532 | 0.00012832 | 0.00014114 | 0.00014123 | 0.00013824 | 0.000131 | 0.00013337 | 0.00013116 | 0.00012805 | 0.00012924 | 0.00013869 | 0.00013849 | 0.00013528 | 0.00012733 | 0.00012924 | 0.00013513 | 0.00012575 | 0.00013365 | 0.00013807 | 0.0001358 | 0.00013666 | 0.00014145 | 0.0001326 | 0.00012847 | 0.00013957 | 0.00012905 | 0.00014232 | 0.00013959 | 0.00013444 | 0.00014198 | 0.00013364 | 0.00013696 | 0.00013474 | 0.00014121 | 0.00012638 | 0.00013841 | 0.00013974 | 0.0001288 | 0.00013901 | 0.0001316 | 0.00014181 | 0.00012724 | 0.00012887 | 0.00014211 | 0.00014221 | 0.00012772 | 0.00012979 | 0.00013686 | 0.00013659 | 0.00013331 | 0.00012707 | 0.00013695 | 0.00013093 | 0.00013892 | 0.00014067 | 0.00012721 | 0.00013633 | 0.00014078 | 0.00013581 | 0.00013633 | 0.00012777 | 0.00013209 | 0.0001337 | 0.00013227 | 0.0001285 | 0.00013568 | 0.00013339 | 0.0001355 | 0.00014092 | 0.00014037 | 0.00013908 | 0.00012845 | 0.00013849 | 0.00013443 | 0.0001256 | 0.00014103 | 0.00013486 | 0.00012718 | 0.00012851 | 0.00013473 | 0.00013564 | 0.0001378 | 0.0001331 | 0.00012581 | 0.00013878 | 0.00012581 | 0.0001251 | 0.00013415 | 0.00013868 | 0.00013449 | 0.0001298 | 0.00012746 | 0.00013792 | 0.00013247 | 0.00014269 | 0.00012967 | 0.00013081 | 0.00014193 | 0.00012703 | 0.0001354 | 0.00013748 | 0.00013038 | 0.00013243 | 0.0001426 | 0.00013843 | 0.0001253 | 0.00013923 | 0.00014082 | 0.00013255 | 0.00013183 | 0.00013227 | 0.00012751 | 0.00012567 | 0.00013317 | 0.00014245 | 0.00012546 | 0.00013545 | 0.00014 | 0.00012868 | 0.00013502 | 0.0001345 | 0.00013367 | 0.00013242 | 0.00013118 | 0.0001262 | 0.00012904 | 0.0001391 | 0.00013141 | 0.00013102 | 0.00013761 | 0.00013173 | 0.00014019 | 0.00013275 | 0.00013029 | 0.00013254 | 0.0001298 | 0.00013997 | 0.0001326 | 0.0001381 | 0.00012851 | 0.00014149 | 0.00012796 | 0.00013851 | 0.00012526 | 0.00014144 | 0.00013514 | 0.0001384 | 0.00013131 | 0.00013466 | 0.00013099 | 0.00012608 | 0.00012996 | 0.00013251 | 0.00014024 | 0.00012504 | 0.00013216 | 0.00013374 | 0.00013132 | 0.0001307 | 0.00013453 | 0.00014168 | 0.00013312 | 0.00012579 | 0.00013269 | 0.00013716 | 0.00014195 | 0.00012883 | 0.00013644 | 0.00012787 | 0.00012822 | 0.00013021 | 0.0001277 | 0.00014282 | 0.00013333 | 0.00014298 | 0.00013064 | 0.00014067 | 0.00012942 | 0.0001303 | 0.00014055 | 0.0001254 | 0.000142 | 0.0001403 | 0.0001255 | 0.00013508 | 0.00014033 | 0.0001295 | 0.00013827 | 0.0001374 | 0.00012772 | 0.00012779 | 0.00013488 | 0.00012907 | 0.00012606 | 0.00013316 | 0.00012935 | 0.00013743 | 0.00012657 | 0.00013636 | 0.00013253 | 0.00013598 | 0.00012624 | 0.00013212 | 0.0001287 | 0.00014145 | 0.00014063 | 0.00014023 | 0.00013464 | 0.0001277 | 0.00014091 | 0.00013849 | 0.00013537 | 0.00013573 | 0.00012816 | 0.000132 | 0.00013193 | 0.00013211 | 0.00012955 | 0.00012745 | 0.00012719 | 0.00014243 | 0.00014136 | 0.00013589 | 0.00013424 | 0.00013896 | 0.00012621 | 0.00012994 | 0.00013389 | 0.00012505 | 0.00013529 | 0.00012901 | 0.0001414 | 0.00013786 | 0.00012559 | 0.00014114 | 0.00013865 | 0.00012572 | 0.00012707 | 0.00013906 | 0.00012859 | 0.00014262 | 0.00012982 | 0.00013717 | 0.00012962 | 0.00013981 | 0.00014 | 0.00014081 | 0.00012627 | 0.00013815 | 0.00014081 | 0.00012933 | 0.00013582 | 0.00012915 | 0.00013464 | 0.00014247 | 0.000126 | 0.00013577 | 0.00014031 | 0.00012843 | 0.00012768 | 0.00013049 | 0.00013149 | 0.00013123 | 0.00013284 | 0.0001348 | 0.00013868 | 0.00012905 | 0.00014293 | 0.00013922 | 0.00013824 | 0.00013243 | 0.00012581 | 0.00012784 | 0.00014274 | 0.00012687 | 0.00013457 | 0.0001332 | 0.0001345 | 0.00012718 | 0.00013241 | 0.0001415 | 0.00013649 | 0.00013248 | 0.00013531 | 0.00012971 | 0.00013285 | 0.00013259 | 0.00012522 | 0.00013688 | 0.00014166 | 0.00014168 | 0.00013603 | 0.00013981 | 0.00012676 | 0.00012535 | 0.00012843 | 0.00013583 | 0.00012893 | 0.0001348 | 0.00013691 | 0.00014211 | 0.00013871 | 0.00014007 | 0.00014211 | 0.00013492 | 0.00014096 | 0.00014269 | 0.00014174 | 0.00013339 | 0.00013081 | 0.00013093 | 0.00013115 | 0.00012883 | 0.00012706 | 0.00012591 | 0.00012591 | 0.00013614 | 0.00013516 | 0.00014022 | 0.00012893 | 0.00012783 | 0.00013085 | 0.00013791 | 0.00012541 | 0.0001386 | 0.0001326 | 0.00013131 | 0.00014098 | 0.00013611 | 0.00013186 | 0.00013747 | 0.0001335 | 0.00014236 | 0.00013211 | 0.00012728 | 0.00013303 | 0.00012635 | 0.00012631 | 0.00014179 | 0.00013989 | 0.00012695 | 0.00013973 | 0.00013463 | 0.00014145 | 0.00012723 | 0.00013084 | 0.00012585 | 0.0001384 | 0.00013038 | 0.00013629 | 0.00013886 | 0.00013094 | 0.0001338 | 0.00013441 | 0.00012853 | 0.00014191 | 0.00013298 | 0.00014278 | 0.00014266 | 0.00013754 | 0.00012555 | 0.00013575 | 0.00012838 | 0.00013854 | 0.00013701 | 0.0001375 | 0.00014196 | 0.00014152 | 0.00013944 | 0.00013746 | 0.00012994 | 0.00013148 | 0.00013849 | 0.00012683 | 0.00013617 | 0.00013701 | 0.00012948 | 0.00013074 | 0.0001385 | 0.00013883 | 0.00012549 | 0.00014144 | 0.00013385 | 0.00013316 | 0.00012665 | 0.00012554 | 0.00013028 | 0.00013399 | 0.00013949 | 0.00012627 | 0.0001312 | 0.00013824 | 0.00012678 | 0.00013823 | 0.00014219 | 0.00013364 | 0.00013433 | 0.00012749 | 0.00012745 | 0.00013455 | 0.00012988 | 0.00013601 | 0.00012503 | 0.00013635 | 0.00013451 | 0.00013573 | 0.00013554 | 0.00014168 | 0.00013022 | 0.00012928 | 0.00013058 | 0.0001415 | 0.00013315 | 0.00012702 | 0.00013652 | 0.00012855 | 0.00012978 | 0.00013556 | 0.00013099 | 0.00013801 | 0.00014057 | 0.00012671 | 0.00013759 | 0.00012649 | 0.00012666 | 0.00014155 | 0.00013223 | 0.00013031 | 0.00013687 | 0.00013862 | 0.00012877 | 0.00013064 | 0.00013701 | 0.00013985 | 0.00014174 | 0.00013979 | 0.00013992 | 0.00014163 | 0.00012834 | 0.00014158 | 0.0001251 | 0.00012667 | 0.00013895 | 0.00012854 | 0.00013798 | 0.00013895 | 0.00012841 | 0.00014072 | 0.00012949 | 0.00013092 | 0.00014177 | 0.00014161 | 0.00013109 | 0.0001318 | 0.00013649 | 0.00013436 | 0.0001299 | 0.00013099 | 0.00013932 | 0.00013551 | 0.00014206 | 0.0001316 | 0.00014211 | 0.00013036 | 0.00013265 | 0.00012938 | 0.0001256 | 0.00012594 | 0.00013239 | 0.00014059 | 0.00013278 | 0.00012963 | 0.00013301 | 0.00012709 | 0.00012718 | 0.00013172 | 0.00013442 | 0.00013917 | 0.00012798 | 0.00013928 | 0.00012727 | 0.00012538 | 0.00013832 | 0.00013221 | 0.00013329 | 0.00013771 | 0.00012544 | 0.00012703 | 0.00013223 | 0.00013254 | 0.00014152 | 0.00013793 | 0.00012644 | 0.00012901 | 0.00013819 | 0.00014286 | 0.00013551 | 0.00013771 | 0.00013354 | 0.00013664 | 0.00013448 | 0.00013429 | 0.00013027 | 0.00014219 | 0.0001393 | 0.00012958 | 0.00012892 | 0.00012718 | 0.00014119 | 0.00012645 | 0.0001259 | 0.0001418 | 0.00013103 | 0.00012573 | 0.00014055 | 0.00012793 | 0.00012573 | 0.00012791 | 0.00014039 | 0.00014204 | 0.00013206 | 0.00013179 | 0.00013202 | 0.00013452 | 0.00013988 | 0.00013913 | 0.00012778 | 0.00012621 | 0.00013033 | 0.00013369 | 0.00014255 | 0.00013701 | 0.00012535 | 0.00013982 | 0.00013946 | 0.00012788 | 0.00013872 | 0.00012956 | 0.00013143 | 0.00014144 | 0.0001275 | 0.0001289 | 0.00013192 | 0.0001296 | 0.00013586 | 0.00012902 | 0.00012606 | 0.00014228 | 0.0001322 | 0.00013965 | 0.00013697 | 0.00012964 | 0.00012986 | 0.00012537 | 0.00013074 | 0.0001379 | 0.00013917 | 0.00013253 | 0.0001384 | 0.00014258 | 0.00012531 | 0.00013535 | 0.00012817 | 0.00013964 | 0.00014073 | 0.00012971 | 0.00012644 | 0.00013766 | 0.00014025 | 0.00013969 | 0.00013909 | 0.00013359 | 0.00013996 | 0.00013203 | 0.00013503 | 0.00013649 | 0.00013506 | 0.00013988 | 0.00014253 | 0.00012832 | 0.00013004 | 0.00013132 | 0.00014169 | 0.00013509 | 0.00012629 | 0.00013319 | 0.00013045 | 0.0001377 | 0.00014216 | 0.00013277 | 0.0001266 | 0.00013816 | 0.00013837 | 0.0001345 | 0.00013108 | 0.00013215 | 0.00013711 | 0.00012915 | 0.00013576 | 0.00013681 | 0.00013722 | 0.00013154 | 0.00012535 | 0.00014024 | 0.00013692 | 0.00013615 | 0.00014012 | 0.00013115 | 0.00012562 | 0.00013463 | 0.0001288 | 0.00012878 | 0.00013683 | 0.00012633 | 0.00013807 | 0.00013558 | 0.00013635 | 0.0001339 | 0.00012594 | 0.00012755 | 0.00013846 | 0.00013743 | 0.00013996 | 0.00012965 | 0.00013304 | 0.00014287 | 0.00013247 | 0.00014068 | 0.00014147 | 0.00013814 | 0.00013555 | 0.00013402 | 0.0001421 | 0.0001407 | 0.00013056 | 0.00013154 | 0.00014127 | 0.00013974 | 0.00013481 | 0.00013549 | 0.00013112 | 0.00013776 | 0.00012607 | 0.00013483 | 0.00014239 | 0.00012967 | 0.00012972 | 0.00013353 | 0.00013147 | 0.00012847 | 0.00013263 | 0.00012744 | 0.00012861 | 0.00013015 | 0.0001319 | 0.00014012 | 0.0001261 | 0.00014221 | 0.00013104 | 0.0001388 | 0.00013517 | 0.00013974 | 0.0001301 | 0.00012884 | 0.00013097 | 0.00013973 | 0.00014244 | 0.00013625 | 0.00012733 | 0.00013922 | 0.00012695 | 0.00012583 | 0.00012866 | 0.00012905 | 0.00013802 | 0.00013633 | 0.00014086 | 0.0001338 | 0.00013993 | 0.00012538 | 0.00012533 | 0.00013949 | 0.00012627 | 0.00013913 | 0.00014068 | 0.00013303 | 0.00013787 | 0.00013996 | 0.00013734 | 0.00013435 | 0.0001309 | 0.00013754 | 0.00013496 | 0.00013907 | 0.00013626 | 0.00013046 | 0.00013741 | 0.00012803 | 0.00014063 | 0.00014063 | 0.00013733 | 0.00012942 | 0.0001259 | 0.00012716 | 0.00013277 | 0.00013848 | 0.00013334 | 0.00013225 | 0.00013321 | 0.00012724 | 0.00013527 | 0.00013598 | 0.00013666 | 0.0001346 | 0.00012647 | 0.0001308 | 0.00013887 | 0.00013767 | 0.00013482 | 0.00013208 | 0.00013168 | 0.00014168 | 0.00013468 | 0.00013044 | 0.00012706 | 0.00012514 | 0.00013684 | 0.00013798 | 0.00013203 | 0.0001292 | 0.00013808 | 0.00013481 | 0.00014199 | 0.00014195 | 0.00012557 | 0.00013478 | 0.00013232 | 0.00013067 | 0.0001295 | 0.00013985 | 0.00013968 | 0.00013141 | 0.00013963 | 0.00013239 | 0.00013734 | 0.00012869 | 0.00013378 | 0.00012772 | 0.00013137 | 0.00014231 | 0.00012897 | 0.0001319 | 0.00014016 | 0.00013738 | 0.00012952 | 0.00013344 | 0.00014299 | 0.0001308 | 0.00014086 | 0.00013499 | 0.00013938 | 0.00013863 | 0.00013084 | 0.00013382 | 0.00012735 | 0.00014261 | 0.00013748 | 0.00012822 | 0.00014165 | 0.00013259 | 0.00012824 | 0.00013843 | 0.00014215 | 0.0001314 | 0.00014021 | 0.00013232 | 0.00012823 | 0.00012717 | 0.00012522 | 0.0001301 | 0.00014128 | 0.00012909 | 0.00013326 | 0.00013992 | 0.00013092 | 0.00012967 | 0.00012832 | 0.0001408 | 0.00012953 | 0.00013447 | 0.00013426 | 0.00013683 | 0.00013072 | 0.00013095 | 0.00013004 | 0.00013884 | 0.000138 | 0.00013333 | 0.00012587 | 0.00013947 | 0.00013171 | 0.00014108 | 0.00014009 | 0.00012583 | 0.00013646 | 0.00014194 | 0.00014164 | 0.00014107 | 0.00013695 | 0.00013614 | 0.00013183 | 0.00012899 | 0.00012859 | 0.00013105 | 0.00013211 | 0.00012901 | 0.00013242 | 0.00013913 | 0.00013793 | 0.00013973 | 0.00014169 | 0.00013262 | 0.00013886 | 0.00013014 | 0.00013835 | 0.00013542 | 0.00012803 | 0.0001428 | 0.0001366 | 0.00012756 | 0.00013655 | 0.00013036 | 0.00013391 | 0.00013234 | 0.0001267 | 0.00012798 | 0.00012584 | 0.00014236 | 0.00012947 | 0.00014137 | 0.00013249 | 0.0001429 | 0.00012936 | 0.00014067 | 0.00013608 | 0.0001264 | 0.00013586 | 0.00014006 | 0.00013104 | 0.00013293 | 0.00013221 | 0.00013523 | 0.00013409 | 0.00012822 | 0.00013927 | 0.00014042 | 0.00013562 | 0.00013996 | 0.00012614 | 0.00014014 | 0.00012793 | 0.00013989 | 0.00013421 | 0.00013272 | 0.00013437 | 0.00014261 | 0.00013407 | 0.0001261 | 0.00014191 | 0.00012838 | 0.0001278 | 0.00013134 | 0.00014003 | 0.00013025 | 0.00013617 | 0.0001319 | 0.00014119 | 0.00012584 | 0.00012512 | 0.00013003 | 0.00012786 | 0.00013218 | 0.00013916 | 0.00012644 | 0.00013752 | 0.00013997 | 0.00013412 | 0.00014113 | 0.00013773 | 0.00012816 | 0.00013316 | 0.00013459 | 0.0001281 | 0.00012529 | 0.00013185 | 0.00013939 | 0.00013384 | 0.00013261 | 0.00012787 | 0.00012648 | 0.00012876 | 0.00014176 | 0.00013526 | 0.00012661 | 0.000133 | 0.00013994 | 0.0001254 | 0.00013218 | 0.0001313 | 0.00013926 | 0.0001385 | 0.00012572 | 0.00012647 | 0.0001267 | 0.00013577 | 0.0001328 | 0.00013021 | 0.00012898 | 0.00013706 | 0.00013468 | 0.00012994 | 0.00013689 | 0.00013461 | 0.00013981 | 0.00013009 | 0.00013465 | 0.00012601 | 0.00012996 | 0.00013811 | 0.00012998 | 0.00013652 | 0.00012835 | 0.00012809 | 0.00014052 | 0.0001262 | 0.00013883 | 0.0001264 | 0.00012887 | 0.00012603 | 0.00012573 | 0.0001252 | 0.0001425 | 0.00013352 | 0.00014103 | 0.00014036 | 0.00013653 | 0.00013719 | 0.00014056 | 0.00012701 | 0.00013866 | 0.00012949 | 0.0001277 | 0.00013466 | 0.00013781 | 0.00013437 | 0.00013566 | 0.00014165 | 0.0001326 | 0.00013575 | 0.00013822 | 0.00014005 | 0.00014118 | 0.00012554 | 0.00013614 | 0.00013293 | 0.00013819 | 0.00013404 | 0.00013255 | 0.00013155 | 0.00012536 | 0.00013746 | 0.00014279 | 0.00013383 | 0.00012998 | 0.00012802 | 0.00013417 | 0.00013674 | 0.00012886 | 0.00013711 | 0.00013033 | 0.00014236 | 0.00014228 | 0.00014101 | 0.0001347 | 0.00012657 | 0.00013386 | 0.00013709 | 0.0001321 | 0.00012951 | 0.00012553 | 0.00013917 | 0.00014256 | 0.00012623 | 0.00012767 | 0.00013238 | 0.00014039 | 0.00012963 | 0.00013508 | 0.00012594 | 0.00012901 | 0.00013094 | 0.00012991 | 0.00014253 | 0.0001399 | 0.00013654 | 0.00013729 | 0.00013671 | 0.00014108 | 0.00014242 | 0.00013101 | 0.00013936 | 0.00014216 | 0.00014006 | 0.00012764 | 0.00013181 | 0.00012557 | 0.00014231 | 0.00013436 | 0.00013633 | 0.00013231 | 0.00014254 | 0.00013721 | 0.00013214 | 0.00012522 | 0.00012775 | 0.00013318 | 0.00012593 | 0.00013556 | 0.00013799 | 0.00014049 | 0.00012748 | 0.00014164 | 0.00014262 | 0.00012774 | 0.00014134 | 0.00012696 | 0.00012671 | 0.00013689 | 0.00013035 | 0.00013881 | 0.00013654 | 0.00013125 | 0.00013038 | 0.00013929 | 0.00013368 | 0.00013711 | 0.0001351 | 0.00013639 | 0.0001339 | 0.00014015 | 0.00013467 | 0.00013786 | 0.00014237 | 0.00013619 | 0.00013058 | 0.00012546 | 0.00012782 | 0.00012794 | 0.00013068 | 0.00013516 | 0.00014236 | 0.00013237 | 0.00013197 | 0.00012726 | 0.00013244 | 0.00013578 | 0.00013189 | 0.00012607 | 0.00014038 | 0.00013455 | 0.00013367 | 0.0001392 | 0.000133 | 0.0001299 | 0.0001418 | 0.00013471 | 0.00012656 | 0.00013859 | 0.00013384 | 0.00012542 | 0.00013991 | 0.00013926 | 0.00012543 | 0.00014004 | 0.00012923 | 0.00013767 | 0.00012922 | 0.00013661 | 0.00013629 | 0.00013633 | 0.00014181 | 0.00012665 | 0.00014048 | 0.00014291 | 0.00013326 | 0.00013189 | 0.0001382 | 0.00014158 | 0.00012744 | 0.00013749 | 0.00012555 | 0.00013461 | 0.0001281 | 0.0001379 | 0.0001278 | 0.0001405 | 0.0001356 | 0.00012927 | 0.00013598 | 0.00012565 | 0.00012731 | 0.00014252 | 0.00012947 | 0.00013665 | 0.0001391 | 0.00012728 | 0.00012853 | 0.00013541 | 0.00013673 | 0.00013957 | 0.00012623 | 0.00013852 | 0.00013744 | 0.00014246 | 0.0001332 | 0.0001365 | 0.00013706 | 0.00012846 | 0.00014283 | 0.00013409 | 0.00013576 | 0.00012917 | 0.00013626 | 0.00012566 | 0.00012503 | 0.00013146 | 0.00013395 | 0.00012577 | 0.00013972 | 0.00014 | 0.00013113 | 0.00014256 | 0.00013078 | 0.00013263 | 0.00012628 | 0.00012549 | 0.00013851 | 0.00013543 | 0.00013605 | 0.00014005 | 0.00013521 | 0.00013245 | 0.00012534 | 0.00013465 | 0.00013743 | 0.000129 | 0.00012618 | 0.00013009 | 0.00014069 | 0.00013424 | 0.00012679 | 0.00013484 | 0.0001363 | 0.00012749 | 0.00014154 | 0.00013557 | 0.00012787 | 0.00013685 | 0.00013099 | 0.00013035 | 0.00012749 | 0.00012682 | 0.00013687 | 0.00013583 | 0.00013403 | 0.00014187 | 0.0001254 | 0.00013952 | 0.00013469 | 0.00012533 | 0.00012702 | 0.00013607 | 0.0001306 | 0.00013877 | 0.00014083 | 0.00014212 | 0.00012695 | 0.00013056 | 0.00013552 | 0.00014066 | 0.00013387 | 0.00013558 | 0.00014172 | 0.00013626 | 0.00013916 | 0.00012978 | 0.0001382 | 0.00012806 | 0.00012567 | 0.00013142 | 0.00013251 | 0.00013954 | 0.00014135 | 0.0001404 | 0.00013782 | 0.00013234 | 0.00013258 | 0.00013329 | 0.00013944 | 0.00014139 | 0.00013274 | 0.00012822 | 0.0001272 | 0.00013705 | 0.00013342 | 0.00013762 | 0.00012788 | 0.00012608 | 0.00013904 | 0.00013467 | 0.0001326 | 0.00013029 | 0.00013398 | 0.00013695 | 0.00013911 | 0.00013358 | 0.00012894 | 0.00013347 | 0.00012618 | 0.00013849 | 0.00013393 | 0.00014047 | 0.00013415 | 0.00014168 | 0.00013768 | 0.00013974 | 0.00014142 | 0.00013542 | 0.00012979 | 0.00012635 | 0.00013639 | 0.00013057 | 0.00014045 | 0.00014248 | 0.0001325 | 0.00013216 | 0.00013974 | 0.00012641 | 0.00014128 | 0.00013257 | 0.00014216 | 0.00013884 | 0.00014064 | 0.00013646 | 0.00014285 | 0.00013058 | 0.0001384 | 0.00012867 | 0.00013145 | 0.00014062 | 0.0001372 | 0.00013203 | 0.00013743 | 0.00013409 | 0.00014255 | 0.00013402 | 0.0001251 | 0.00014106 | 0.00013241 | 0.00012968 | 0.00012793 | 0.00013687 | 0.00012961 | 0.00014272 | 0.0001403 | 0.00012886 | 0.00013395 | 0.00012539 | 0.00013652 | 0.00013875 | 0.00013867 | 0.0001292 | 0.00013868 | 0.0001349 | 0.00013033 | 0.00013668 | 0.00012664 | 0.00013357 | 0.00013073 | 0.00013641 | 0.0001384 | 0.00012937 | 0.00014042 | 0.00013963 | 0.00013517 | 0.00013901 | 0.0001414 | 0.00014161 | 0.00013934 | 0.00013644 | 0.00012905 | 0.00013657 | 0.00012808 | 0.00012612 | 0.00013945 | 0.00013409 | 0.00012839 | 0.00013118 | 0.00014105 | 0.00013403 | 0.0001378 | 0.00012775 | 0.00013947 | 0.00013625 | 0.00013723 | 0.0001344 | 0.00013412 | 0.00013984 | 0.00013168 | 0.00012756 | 0.00013174 | 0.00013694 | 0.00013849 | 0.00013784 | 0.00014079 | 0.00014224 | 0.00013078 | 0.00013346 | 0.00012952 | 0.00013128 | 0.00013027 | 0.00013717 | 0.000127 | 0.00012803 | 0.00014103 | 0.00012855 | 0.00013886 | 0.00013472 | 0.00012607 | 0.00012914 | 0.0001263 | 0.00013347 | 0.00013538 | 0.00013182 | 0.00014235 | 0.00013333 | 0.00012797 | 0.00012616 | 0.0001394 | 0.00013186 | 0.00012515 | 0.00013853 | 0.00012563 | 0.0001419 | 0.00013419 | 0.00012857 | 0.00012607 | 0.00012556 | 0.00013196 | 0.00013516 | 0.00012531 | 0.00013227 | 0.00014008 | 0.00012506 | 0.00012952 | 0.00012663 | 0.0001263 | 0.00013138 | 0.00013718 | 0.00013914 | 0.0001356 | 0.00013774 | 0.00012772 | 0.00013813 | 0.00013129 | 0.00013842 | 0.00013223 | 0.00014031 | 0.00012902 | 0.0001356 | 0.00013126 | 0.00013255 | 0.00013325 | 0.00013495 | 0.00013739 | 0.00013928 | 0.0001335 | 0.00013299 | 0.00013443 | 0.00012704 | 0.00013464 | 0.00013117 | 0.00012676 | 0.00013834 | 0.0001331 | 0.00012549 | 0.00013898 | 0.00013018 | 0.00013371 | 0.00013637 | 0.00013903 | 0.00014239 | 0.00014179 | 0.00013248 | 0.00014154 | 0.00013918 | 0.00013742 | 0.00013401 | 0.0001314 | 0.00012701 | 0.00013129 | 0.00013749 | 0.00012985 | 0.00013895 | 0.00013478 | 0.00012942 | 0.00012749 | 0.00013543 | 0.00012837 | 0.00013614 | 0.00014118 | 0.00012511 | 0.00012726 | 0.00012775 | 0.0001371 | 0.00012553 | 0.00013928 | 0.00013363 | 0.00013679 | 0.00013174 | 0.00012716 | 0.00013014 | 0.0001377 | 0.00013757 | 0.00013233 | 0.00013435 | 0.00012814 | 0.00014026 | 0.00013426 | 0.00013808 | 0.00014043 | 0.00012536 | 0.00012877 | 0.00012956 | 0.00013171 | 0.00013829 | 0.00013297 | 0.0001311 | 0.00012669 | 0.00013243 | 0.00014292 | 0.00012876 | 0.00012814 | 0.00012916 | 0.00014241 | 0.00013205 | 0.00013568 | 0.00013712 | 0.00012974 | 0.00014116 | 0.00013547 | 0.00012873 | 0.00012555 | 0.00012712 | 0.00012909 | 0.00013694 | 0.00012901 | 0.00014242 | 0.00012995 | 0.00013607 | 0.00013755 | 0.00014059 | 0.00012583 | 0.0001391 | 0.00013515 | 0.0001366 | 0.00013533 | 0.00013402 | 0.00012929 | 0.00013537 | 0.00013697 | 0.0001278 | 0.00012648 | 0.00012827 | 0.00013961 | 0.00012572 | 0.00012847 | 0.00013464 | 0.00013056 | 0.00013208 | 0.00013904 | 0.00013371 | 0.00012814 | 0.00012812 | 0.00014147 | 0.00014255 | 0.00013796 | 0.00013617 | 0.00012914 | 0.00014107 | 0.00014132 | 0.00012838 | 0.00013018 | 0.00013455 | 0.00014134 | 0.00012771 | 0.00013068 | 0.00012622 | 0.00013843 | 0.00014288 | 0.00013287 | 0.00013937 | 0.00013755 | 0.00013106 | 0.00014096 | 0.00013189 | 0.00012763 | 0.0001315 | 0.00013304 | 0.00012833 | 0.00012959 | 0.00013641 | 0.00013644 | 0.00014156 | 0.0001347 | 0.00014249 | 0.0001298 | 0.00013111 | 0.00013672 | 0.00013679 | 0.00013947 | 0.00013256 | 0.00012982 | 0.00013326 | 0.00012814 | 0.0001425 | 0.00013305 | 0.00013536 | 0.00013063 | 0.00013405 | 0.00013228 | 0.00012753 | 0.00013904 | 0.00012786 | 0.00013036 | 0.00013323 | 0.00013467 | 0.00013246 | 0.00014096 | 0.00013793 | 0.00014249 | 0.00014128 | 0.00013925 | 0.00012775 | 0.00013253 | 0.00012601 | 0.00012559 | 0.0001401 | 0.00012908 | 0.00014105 | 0.00014075 | 0.00014042 | 0.00013066 | 0.00012633 | 0.00013044 | 0.00014173 | 0.00013221 | 0.00013663 | 0.00012908 | 0.00013638 | 0.00013752 | 0.00013737 | 0.00012899 | 0.00014048 | 0.00013915 | 0.0001269 | 0.00014147 | 0.00014257 | 0.0001261 | 0.00014057 | 0.00012701 | 0.00013959 | 0.0001407 | 0.00012514 | 0.00014075 | 0.00013761 | 0.00013696 | 0.00012852 | 0.00013546 | 0.00013666 | 0.00012717 | 0.0001265 | 0.00013166 | 0.00013845 | 0.00014039 | 0.00013316 | 0.00012908 | 0.0001361 | 0.00012927 | 0.00012706 | 0.00013142 | 0.00013344 | 0.00012543 | 0.00013085 | 0.00014239 | 0.00012845 | 0.00012918 | 0.00013473 | 0.00014151 | 0.00014251 | 0.00014037 | 0.00013973 | 0.00013164 | 0.00013225 | 0.00012594 | 0.00014084 | 0.00013248 | 0.00014098 | 0.00013214 | 0.00012896 | 0.00013433 | 0.0001409 | 0.00014257 | 0.00013431 | 0.00013128 | 0.00013308 | 0.00014196 | 0.00013506 | 0.0001392 | 0.00012894 | 0.00013292 | 0.00013299 | 0.00012588 | 0.00013806 | 0.00013837 | 0.00013979 | 0.00012851 | 0.00014017 | 0.00013691 | 0.0001409 | 0.00014179 | 0.00014241 | 0.00013818 | 0.00014169 | 0.00013848 | 0.00014201 | 0.00013113 | 0.00013198 | 0.0001353 | 0.0001261 | 0.00012867 | 0.00012555 | 0.00013516 | 0.00013124 | 0.00012992 | 0.00013654 | 0.00013706 | 0.00013587 | 0.00013764 | 0.00014113 | 0.00013976 | 0.00013642 | 0.0001304 | 0.00014171 | 0.00014185 | 0.00012761 | 0.00013932 | 0.00013309 | 0.00012627 | 0.00014292 | 0.00013481 | 0.00013166 | 0.00013003 | 0.00013554 | 0.0001403 | 0.00012818 | 0.00013854 | 0.00013492 | 0.00014282 | 0.00013207 | 0.00012524 | 0.00013702 | 0.0001293 | 0.00013717 | 0.0001256 | 0.00014199 | 0.00014091 | 0.00013682 | 0.00013795 | 0.00013157 | 0.00012669 | 0.00013674 | 0.00012855 | 0.00014027 | 0.00014263 | 0.00014135 | 0.00013473 | 0.0001427 | 0.0001336 | 0.00012946 | 0.0001414 | 0.00013465 | 0.00014244 | 0.00012672 | 0.00013274 | 0.00012516 | 0.00013433 | 0.00014063 | 0.00013853 | 0.00013098 | 0.00013246 | 0.00014223 | 0.00013562 | 0.00013533 | 0.00013819 | 0.0001307 | 0.00014156 | 0.00012592 | 0.00013585 | 0.00013812 | 0.00014137 | 0.00013298 | 0.0001374 | 0.00013507 | 0.00013756 | 0.00012779 | 0.0001255 | 0.00012882 | 0.00014153 | 0.00013053 | 0.00013709 | 0.0001284 | 0.00013316 | 0.00013425 | 0.00013182 | 0.00013884 | 0.00013337 | 0.00013914 | 0.00012873 | 0.00013252 | 0.00012926 | 0.00013363 | 0.00012906 | 0.0001329 | 0.00013241 | 0.00014133 | 0.00013889 | 0.00013887 | 0.00013373 | 0.00013365 | 0.00012935 | 0.00013185 | 0.00012723 | 0.0001292 | 0.00013547 | 0.00013543 | 0.00012943 | 0.00013605 | 0.00013713 | 0.00012932 | 0.00013264 | 0.00012931 | 0.00013313 | 0.00014114 | 0.00013575 | 0.00013404 | 0.00014248 | 0.0001416 | 0.00014124 | 0.00013612 | 0.00013872 | 0.00013936 | 0.00012629 | 0.00013295 | 0.00014047 | 0.00013256 | 0.00012669 | 0.00013204 | 0.0001386 | 0.00012699 | 0.00013684 | 0.000126 | 0.00013598 | 0.00013633 | 0.0001366 | 0.00013525 | 0.00012731 | 0.00013705 | 0.00013176 | 0.00012885 | 0.00014188 | 0.00013765 | 0.00012726 | 0.00013253 | 0.00013725 | 0.0001274 | 0.00014299 | 0.00013811 | 0.00013468 | 0.00013142 | 0.00012882 | 0.00012936 | 0.00012761 | 0.00013402 | 0.00013513 | 0.00012575 | 0.00013396 | 0.0001417 | 0.00013469 | 0.00012553 | 0.00013003 | 0.00013979 | 0.00013969 | 0.00012612 | 0.00013291 | 0.00012871 | 0.00012924 | 0.00013743 | 0.00013936 | 0.00013532 | 0.00013591 | 0.00014285 | 0.0001345 | 0.00013558 | 0.0001263 | 0.00013116 | 0.00013032 | 0.00013857 | 0.00014072 | 0.00013612 | 0.00013163 | 0.00012569 | 0.00014077 | 0.00012516 | 0.00013336 | 0.00013503 | 0.0001285 | 0.00013749 | 0.00014235 | 0.00013164 | 0.00013295 | 0.00014222 | 0.00014247 | 0.00013352 | 0.00014048 | 0.00012594 | 0.00013804 | 0.00014165 | 0.00014258 | 0.00013467 | 0.00013466 | 0.00012669 | 0.00013793 | 0.00012973 | 0.00014154 | 0.00013534 | 0.00012946 | 0.00012746 | 0.00013531 | 0.00013971 | 0.00013236 | 0.00013153 | 0.00012861 | 0.00013757 | 0.00012637 | 0.00013754 | 0.00012555 | 0.00012945 | 0.00012924 | 0.00013335 | 0.00013028 | 0.00014296 | 0.00013307 | 0.00014096 | 0.00012772 | 0.00013821 | 0.00012637 | 0.00014196 | 0.0001412 | 0.00012639 | 0.00013595 | 0.00013891 | 0.00013933 | 0.0001373 | 0.00013736 | 0.00014207 | 0.00013432 | 0.00013656 | 0.0001361 | 0.00013767 | 0.00012811 | 0.00014188 | 0.00012834 | 0.00012648 | 0.00013957 | 0.00014124 | 0.00013023 | 0.0001422 | 0.00012725 | 0.00013221 | 0.00014036 | 0.00013336 | 0.00013081 | 0.00013692 | 0.00013803 | 0.00012722 | 0.0001304 | 0.00013679 | 0.00014176 | 0.00013095 | 0.00013808 | 0.00014266 | 0.00013989 | 0.00012802 | 0.00012847 | 0.00012609 | 0.0001389 | 0.00013059 | 0.00014228 | 0.00013548 | 0.0001313 | 0.00012757 | 0.00014206 | 0.00012802
Concentration of viruses in exhaled droplets | C_RNA | normal | 3.75e+17 | 37500000000000000 | virus/m3 | Viral load of infected person | C_RNA | 4.4075e+17 | 3.3907e+17 | 3.8887e+17 | 3.3792e+17 | 3.6889e+17 | 3.637e+17 | 3.775e+17 | 3.8733e+17 | 3.6407e+17 | 3.7851e+17 | 3.4636e+17 | 4.0372e+17 | 3.2885e+17 | 3.8506e+17 | 3.9967e+17 | 3.9118e+17 | 3.5672e+17 | 3.5158e+17 | 3.8845e+17 | 3.7266e+17 | 3.7614e+17 | 3.363e+17 | 3.9923e+17 | 3.7074e+17 | 3.1825e+17 | 3.5028e+17 | 3.7437e+17 | 4.0292e+17 | 2.9944e+17 | 4.3515e+17 | 3.1442e+17 | 3.4218e+17 | 3.4457e+17 | 3.859e+17 | 3.6898e+17 | 4.3107e+17 | 3.909e+17 | 3.9003e+17 | 4.4274e+17 | 3.7454e+17 | 3.3426e+17 | 3.9523e+17 | 3.3504e+17 | 4.131e+17 | 3.6946e+17 | 3.592e+17 | 3.2546e+17 | 3.6347e+17 | 3.9932e+17 | 3.765e+17 | 3.6437e+17 | 3.8939e+17 | 4.352e+17 | 4.5097e+17 | 3.9713e+17 | 4.1905e+17 | 4.083e+17 | 4.0105e+17 | 2.8719e+17 | 3.5859e+17 | 4.0049e+17 | 3.5163e+17 | 3.8951e+17 | 3.5263e+17 | 3.9131e+17 | 3.4717e+17 | 3.9168e+17 | 3.5997e+17 | 3.7768e+17 | 3.9782e+17 | 4.3854e+17 | 4.5257e+17 | 3.9393e+17 | 3.7546e+17 | 3.5959e+17 | 2.9555e+17 | 4.2783e+17 | 3.3496e+17 | 3.235e+17 | 3.8438e+17 | 3.6237e+17 | 3.4151e+17 | 3.4571e+17 | 3.6894e+17 | 3.7872e+17 | 3.1451e+17 | 4.4644e+17 | 3.8979e+17 | 3.7705e+17 | 3.9122e+17 | 3.0308e+17 | 3.0084e+17 | 4.1018e+17 | 3.7223e+17 | 3.6523e+17 | 3.6569e+17 | 3.5798e+17 | 4.5548e+17 | 4.1363e+17 | 3.3097e+17 | 3.5869e+17 | 3.7079e+17 | 4.1668e+17 | 3.6916e+17 | 4.1701e+17 | 4.208e+17 | 3.4817e+17 | 3.554e+17 | 3.7681e+17 | 3.2457e+17 | 3.1364e+17 | 4.2735e+17 | 4.059e+17 | 4.1753e+17 | 4.1919e+17 | 3.5118e+17 | 3.6573e+17 | 4.4866e+17 | 3.318e+17 | 4.0179e+17 | 4.1345e+17 | 3.3672e+17 | 4.2247e+17 | 3.5661e+17 | 4.5881e+17 | 4.2325e+17 | 3.705e+17 | 3.75e+17 | 4.5868e+17 | 3.6071e+17 | 3.2981e+17 | 4.2101e+17 | 3.6637e+17 | 3.2569e+17 | 4.1618e+17 | 4.2704e+17 | 4.1278e+17 | 3.6119e+17 | 3.7142e+17 | 3.773e+17 | 3.4597e+17 | 4.0344e+17 | 4.1724e+17 | 3.5403e+17 | 3.5276e+17 | 4.0189e+17 | 4.4003e+17 | 3.4214e+17 | 3.9015e+17 | 4.3227e+17 | 3.5491e+17 | 3.5561e+17 | 3.7768e+17 | 4.1787e+17 | 3.4835e+17 | 3.5062e+17 | 3.4974e+17 | 4.2381e+17 | 4.0677e+17 | 3.2422e+17 | 4.3031e+17 | 3.2987e+17 | 3.9746e+17 | 3.9118e+17 | 3.9992e+17 | 3.8369e+17 | 3.2708e+17 | 4.0792e+17 | 3.6314e+17 | 3.7377e+17 | 3.0331e+17 | 4.1815e+17 | 3.957e+17 | 3.8904e+17 | 4.15e+17 | 4.2052e+17 | 4.0875e+17 | 2.9734e+17 | 3.4909e+17 | 4.2509e+17 | 3.2036e+17 | 3.5941e+17 | 3.1216e+17 | 3.9023e+17 | 4.0722e+17 | 3.7766e+17 | 3.7646e+17 | 3.3082e+17 | 4.1785e+17 | 3.8654e+17 | 3.6229e+17 | 3.7649e+17 | 3.8682e+17 | 3.8249e+17 | 3.7665e+17 | 4.1015e+17 | 3.9092e+17 | 3.6709e+17 | 3.4007e+17 | 4.1433e+17 | 3.1618e+17 | 4.2743e+17 | 3.9565e+17 | 3.2058e+17 | 3.7855e+17 | 3.3846e+17 | 3.8859e+17 | 4.6645e+17 | 3.6658e+17 | 3.6077e+17 | 3.4378e+17 | 4.1184e+17 | 4.246e+17 | 4.7311e+17 | 3.6234e+17 | 3.7688e+17 | 3.4016e+17 | 3.6934e+17 | 3.8197e+17 | 3.2498e+17 | 3.8895e+17 | 3.6496e+17 | 3.8961e+17 | 3.2515e+17 | 3.4607e+17 | 4.3327e+17 | 3.4675e+17 | 2.9377e+17 | 3.484e+17 | 4.1599e+17 | 3.137e+17 | 3.7104e+17 | 3.8945e+17 | 3.8194e+17 | 3.7948e+17 | 4.0372e+17 | 4.0242e+17 | 3.9176e+17 | 3.8172e+17 | 3.944e+17 | 4.5009e+17 | 3.4321e+17 | 3.7008e+17 | 3.1106e+17 | 3.3574e+17 | 3.8802e+17 | 4.0195e+17 | 3.2655e+17 | 2.8994e+17 | 3.6652e+17 | 3.9053e+17 | 3.7235e+17 | 3.8281e+17 | 3.9152e+17 | 3.719e+17 | 4.0073e+17 | 3.7146e+17 | 3.5274e+17 | 3.9024e+17 | 3.4159e+17 | 4.3714e+17 | 3.263e+17 | 3.8045e+17 | 3.972e+17 | 3.3739e+17 | 3.7193e+17 | 4.3058e+17 | 4.0256e+17 | 3.2307e+17 | 3.5546e+17 | 3.2792e+17 | 3.5193e+17 | 3.5392e+17 | 4.4742e+17 | 3.4609e+17 | 3.8006e+17 | 4.0102e+17 | 3.8941e+17 | 3.8657e+17 | 3.5188e+17 | 3.9369e+17 | 4.1731e+17 | 3.2854e+17 | 3.4589e+17 | 3.6623e+17 | 3.7725e+17 | 4.5604e+17 | 3.7854e+17 | 4.3358e+17 | 4.2524e+17 | 3.8558e+17 | 3.5053e+17 | 3.254e+17 | 4.0452e+17 | 3.3412e+17 | 3.5404e+17 | 4.5075e+17 | 3.5686e+17 | 3.1184e+17 | 3.1632e+17 | 3.8202e+17 | 4.2249e+17 | 3.5558e+17 | 3.45e+17 | 3.4109e+17 | 3.7311e+17 | 3.7402e+17 | 4.1664e+17 | 3.445e+17 | 3.7849e+17 | 3.9989e+17 | 3.2446e+17 | 3.497e+17 | 3.3767e+17 | 4.0932e+17 | 3.2156e+17 | 3.7129e+17 | 3.7021e+17 | 3.8407e+17 | 3.3295e+17 | 3.9428e+17 | 4.1178e+17 | 3.5872e+17 | 4.194e+17 | 3.9132e+17 | 3.8897e+17 | 3.7617e+17 | 4.0003e+17 | 3.6104e+17 | 3.914e+17 | 3.7186e+17 | 3.5634e+17 | 4.2288e+17 | 3.3404e+17 | 3.8939e+17 | 3.7892e+17 | 3.8244e+17 | 3.9917e+17 | 3.8181e+17 | 4.251e+17 | 3.7521e+17 | 3.9655e+17 | 4.1318e+17 | 3.7722e+17 | 3.8268e+17 | 3.5567e+17 | 3.5715e+17 | 3.5647e+17 | 4.1948e+17 | 3.426e+17 | 3.5259e+17 | 3.246e+17 | 3.5471e+17 | 3.5221e+17 | 3.9046e+17 | 3.6938e+17 | 3.2054e+17 | 3.1489e+17 | 3.2065e+17 | 3.7146e+17 | 3.3886e+17 | 3.9545e+17 | 4.4384e+17 | 4.3165e+17 | 3.894e+17 | 3.3064e+17 | 3.2985e+17 | 4.3223e+17 | 4.1826e+17 | 3.0514e+17 | 3.4133e+17 | 4.272e+17 | 3.8983e+17 | 3.2793e+17 | 3.3913e+17 | 3.2452e+17 | 3.4758e+17 | 3.5651e+17 | 4.0503e+17 | 3.501e+17 | 3.6215e+17 | 3.5071e+17 | 3.5214e+17 | 3.4814e+17 | 3.7036e+17 | 3.6231e+17 | 4.3149e+17 | 3.784e+17 | 3.7209e+17 | 4.1504e+17 | 3.9086e+17 | 3.9813e+17 | 3.3975e+17 | 4.207e+17 | 3.8201e+17 | 3.1593e+17 | 3.6134e+17 | 3.338e+17 | 3.5449e+17 | 3.3248e+17 | 3.8557e+17 | 3.6061e+17 | 3.953e+17 | 3.7356e+17 | 3.4408e+17 | 3.9906e+17 | 3.3633e+17 | 3.9993e+17 | 3.3305e+17 | 3.9664e+17 | 3.4738e+17 | 3.9485e+17 | 4.8017e+17 | 3.3618e+17 | 3.8736e+17 | 4.1521e+17 | 4.3927e+17 | 3.9593e+17 | 3.1545e+17 | 4.2789e+17 | 4.0817e+17 | 3.2591e+17 | 4.3177e+17 | 3.4849e+17 | 3.7052e+17 | 4.0108e+17 | 3.6039e+17 | 3.7411e+17 | 3.5733e+17 | 3.723e+17 | 3.8377e+17 | 3.265e+17 | 3.2726e+17 | 3.383e+17 | 3.8431e+17 | 3.4812e+17 | 3.6239e+17 | 4.1884e+17 | 3.7775e+17 | 3.7057e+17 | 4.3287e+17 | 3.584e+17 | 3.6103e+17 | 3.8836e+17 | 3.7577e+17 | 3.4331e+17 | 3.7703e+17 | 3.032e+17 | 3.8199e+17 | 3.4486e+17 | 3.7936e+17 | 3.2707e+17 | 3.5538e+17 | 3.2489e+17 | 3.6237e+17 | 3.9658e+17 | 4.0607e+17 | 3.7891e+17 | 4.0282e+17 | 3.7815e+17 | 4.2737e+17 | 3.7383e+17 | 3.4548e+17 | 3.2251e+17 | 3.1633e+17 | 3.4068e+17 | 3.4307e+17 | 3.4467e+17 | 3.9049e+17 | 3.4756e+17 | 3.8948e+17 | 4.0123e+17 | 3.8235e+17 | 2.9549e+17 | 3.5097e+17 | 3.8206e+17 | 3.9276e+17 | 3.8031e+17 | 3.8226e+17 | 3.8416e+17 | 3.9146e+17 | 3.8531e+17 | 4.2525e+17 | 3.8625e+17 | 4.1383e+17 | 3.0522e+17 | 3.4999e+17 | 4.0825e+17 | 4.3454e+17 | 3.9074e+17 | 3.6854e+17 | 3.5844e+17 | 3.5849e+17 | 3.4947e+17 | 4.207e+17 | 3.7449e+17 | 3.8839e+17 | 3.8296e+17 | 4.4068e+17 | 3.4648e+17 | 3.8218e+17 | 3.9229e+17 | 3.5373e+17 | 3.9248e+17 | 4.3503e+17 | 3.4407e+17 | 3.9102e+17 | 3.3802e+17 | 3.9017e+17 | 2.9554e+17 | 3.9725e+17 | 3.9982e+17 | 4.1443e+17 | 4.0247e+17 | 3.2987e+17 | 3.7763e+17 | 3.427e+17 | 3.7635e+17 | 4.0321e+17 | 4.135e+17 | 3.7459e+17 | 3.5236e+17 | 2.965e+17 | 4.3268e+17 | 4.2201e+17 | 3.262e+17 | 3.9822e+17 | 3.1102e+17 | 3.5873e+17 | 4.0266e+17 | 3.755e+17 | 3.6482e+17 | 3.6268e+17 | 3.7637e+17 | 3.592e+17 | 3.4061e+17 | 3.4871e+17 | 4.0716e+17 | 3.1509e+17 | 4.6033e+17 | 3.3523e+17 | 4.0777e+17 | 3.8471e+17 | 4.085e+17 | 3.7907e+17 | 3.5787e+17 | 3.3321e+17 | 4.1375e+17 | 3.4189e+17 | 3.0295e+17 | 3.7959e+17 | 4.5472e+17 | 3.7537e+17 | 3.7915e+17 | 3.5929e+17 | 3.6531e+17 | 3.4841e+17 | 3.5287e+17 | 4.864e+17 | 3.5661e+17 | 3.1035e+17 | 3.9058e+17 | 3.8287e+17 | 3.576e+17 | 4.3159e+17 | 3.7749e+17 | 2.7717e+17 | 3.9153e+17 | 4.4229e+17 | 3.2412e+17 | 3.9232e+17 | 4.666e+17 | 4.1065e+17 | 3.2829e+17 | 3.0269e+17 | 3.8156e+17 | 3.9017e+17 | 3.3067e+17 | 3.5277e+17 | 2.7479e+17 | 3.0025e+17 | 3.7153e+17 | 3.3698e+17 | 3.3683e+17 | 3.6238e+17 | 3.6105e+17 | 3.8628e+17 | 3.9829e+17 | 3.2773e+17 | 3.6438e+17 | 4.1686e+17 | 3.3383e+17 | 2.7207e+17 | 4.4418e+17 | 3.4592e+17 | 3.7054e+17 | 3.3687e+17 | 3.2249e+17 | 3.4887e+17 | 4.0806e+17 | 3.3855e+17 | 3.6523e+17 | 3.7136e+17 | 4.7425e+17 | 3.4682e+17 | 2.9529e+17 | 3.5138e+17 | 3.5001e+17 | 4.5067e+17 | 3.794e+17 | 3.6844e+17 | 4.2949e+17 | 3.6413e+17 | 4.0326e+17 | 4.1377e+17 | 3.6151e+17 | 3.1636e+17 | 3.1147e+17 | 4.0508e+17 | 4.1533e+17 | 4.2154e+17 | 3.4259e+17 | 3.4978e+17 | 3.8699e+17 | 3.9618e+17 | 4.4802e+17 | 3.8373e+17 | 4.6852e+17 | 3.6635e+17 | 2.9831e+17 | 4.1362e+17 | 3.7939e+17 | 3.8942e+17 | 3.8733e+17 | 4.0391e+17 | 4.102e+17 | 2.941e+17 | 3.6467e+17 | 3.5632e+17 | 3.6003e+17 | 4.1237e+17 | 3.5155e+17 | 3.471e+17 | 3.2959e+17 | 4.8501e+17 | 3.7176e+17 | 4.1307e+17 | 3.7191e+17 | 3.2093e+17 | 4.1678e+17 | 4.1001e+17 | 4.4299e+17 | 4.0371e+17 | 3.7345e+17 | 3.7002e+17 | 3.9462e+17 | 4.0136e+17 | 4.315e+17 | 3.4896e+17 | 4.2418e+17 | 3.4335e+17 | 3.4919e+17 | 3.7275e+17 | 4.3349e+17 | 4.0261e+17 | 3.5961e+17 | 4.3014e+17 | 3.4683e+17 | 3.6791e+17 | 3.2573e+17 | 3.7775e+17 | 3.5288e+17 | 3.5879e+17 | 3.8216e+17 | 3.4012e+17 | 3.8764e+17 | 3.2681e+17 | 3.7491e+17 | 4.592e+17 | 3.3886e+17 | 3.388e+17 | 3.9367e+17 | 4.0591e+17 | 3.7217e+17 | 3.5923e+17 | 3.5201e+17 | 3.5719e+17 | 4.0024e+17 | 3.704e+17 | 3.5042e+17 | 3.3373e+17 | 3.3398e+17 | 3.5507e+17 | 3.5867e+17 | 3.5105e+17 | 3.574e+17 | 3.2327e+17 | 3.672e+17 | 3.4033e+17 | 3.6368e+17 | 3.756e+17 | 3.9404e+17 | 4.0971e+17 | 4.3057e+17 | 3.3665e+17 | 3.2399e+17 | 3.6396e+17 | 4.2137e+17 | 4.3906e+17 | 3.6938e+17 | 3.0306e+17 | 3.5055e+17 | 3.9686e+17 | 3.1086e+17 | 4.2019e+17 | 4.0108e+17 | 3.988e+17 | 3.6528e+17 | 3.5777e+17 | 3.7284e+17 | 4.6855e+17 | 3.3259e+17 | 3.5034e+17 | 4.0555e+17 | 3.4853e+17 | 3.3225e+17 | 3.6728e+17 | 3.8658e+17 | 3.7373e+17 | 4.1258e+17 | 3.5003e+17 | 3.3792e+17 | 3.4716e+17 | 3.7633e+17 | 3.4584e+17 | 3.5873e+17 | 3.9034e+17 | 3.6202e+17 | 3.5742e+17 | 3.433e+17 | 3.6683e+17 | 4.4337e+17 | 3.7762e+17 | 3.92e+17 | 3.8209e+17 | 3.0118e+17 | 2.945e+17 | 3.7761e+17 | 3.4804e+17 | 4.0163e+17 | 3.2792e+17 | 4.0844e+17 | 3.4889e+17 | 4.0673e+17 | 3.6502e+17 | 3.2114e+17 | 3.4693e+17 | 3.2233e+17 | 4.1937e+17 | 3.509e+17 | 3.1211e+17 | 3.4726e+17 | 3.7997e+17 | 3.6676e+17 | 3.7077e+17 | 3.1706e+17 | 3.0435e+17 | 3.9985e+17 | 3.715e+17 | 3.8621e+17 | 4.4789e+17 | 4.1999e+17 | 3.394e+17 | 4.6384e+17 | 3.5301e+17 | 3.8203e+17 | 4.0331e+17 | 4.3419e+17 | 3.6051e+17 | 3.5998e+17 | 3.6995e+17 | 4.3907e+17 | 4.0429e+17 | 3.7861e+17 | 3.3104e+17 | 3.7699e+17 | 3.8552e+17 | 3.6141e+17 | 3.71e+17 | 4.1969e+17 | 3.6456e+17 | 3.2712e+17 | 3.4683e+17 | 4.8439e+17 | 3.473e+17 | 3.7104e+17 | 3.6994e+17 | 4.5903e+17 | 4.2063e+17 | 3.4901e+17 | 3.2272e+17 | 3.4464e+17 | 3.5304e+17 | 4.3462e+17 | 4.0881e+17 | 3.8646e+17 | 3.1901e+17 | 3.8686e+17 | 3.8331e+17 | 3.5919e+17 | 4.2901e+17 | 4.4772e+17 | 3.7856e+17 | 3.6492e+17 | 3.5457e+17 | 3.8071e+17 | 3.6349e+17 | 3.5087e+17 | 3.4269e+17 | 3.0593e+17 | 3.6982e+17 | 3.0473e+17 | 3.7704e+17 | 4.1603e+17 | 3.0607e+17 | 3.492e+17 | 3.6651e+17 | 3.3926e+17 | 3.5609e+17 | 3.4821e+17 | 4.03e+17 | 3.4302e+17 | 3.9847e+17 | 3.9867e+17 | 3.1795e+17 | 3.0829e+17 | 3.7895e+17 | 3.6445e+17 | 3.7436e+17 | 3.4921e+17 | 3.1652e+17 | 3.4842e+17 | 3.5969e+17 | 4.0634e+17 | 3.5621e+17 | 3.9949e+17 | 3.4204e+17 | 3.5893e+17 | 4.2065e+17 | 4.2247e+17 | 3.9191e+17 | 4.1141e+17 | 3.8635e+17 | 4.2305e+17 | 3.1307e+17 | 3.6017e+17 | 4.6431e+17 | 3.5828e+17 | 3.235e+17 | 4.16e+17 | 3.7705e+17 | 3.3925e+17 | 4.1759e+17 | 3.6402e+17 | 3.014e+17 | 3.4083e+17 | 3.8104e+17 | 3.4565e+17 | 3.7673e+17 | 4.0173e+17 | 3.7626e+17 | 3.4323e+17 | 3.7808e+17 | 3.5161e+17 | 3.8861e+17 | 4.3525e+17 | 3.5551e+17 | 3.2647e+17 | 4.6639e+17 | 4.483e+17 | 3.6345e+17 | 3.2716e+17 | 3.4156e+17 | 3.6372e+17 | 3.8761e+17 | 3.7842e+17 | 4.3582e+17 | 3.415e+17 | 3.3163e+17 | 4.1118e+17 | 3.4861e+17 | 4.0375e+17 | 4.5129e+17 | 2.979e+17 | 3.7052e+17 | 3.431e+17 | 3.3728e+17 | 3.8671e+17 | 3.515e+17 | 3.8146e+17 | 4.4806e+17 | 4.2091e+17 | 3.2503e+17 | 3.7995e+17 | 4.181e+17 | 3.201e+17 | 3.6318e+17 | 4.1904e+17 | 3.9287e+17 | 3.8556e+17 | 3.7971e+17 | 3.8973e+17 | 4.6705e+17 | 3.0038e+17 | 3.3124e+17 | 4.1146e+17 | 4.0799e+17 | 3.658e+17 | 4.0511e+17 | 3.7552e+17 | 3.4876e+17 | 4.0196e+17 | 3.5736e+17 | 3.9725e+17 | 4.169e+17 | 3.5569e+17 | 3.189e+17 | 3.3631e+17 | 3.3653e+17 | 3.8466e+17 | 3.7485e+17 | 3.668e+17 | 4.0381e+17 | 3.5286e+17 | 4.0824e+17 | 3.9339e+17 | 3.85e+17 | 3.7896e+17 | 3.9744e+17 | 2.9447e+17 | 3.8144e+17 | 3.8472e+17 | 4.1045e+17 | 4.1009e+17 | 4.0164e+17 | 3.3818e+17 | 3.9163e+17 | 3.7098e+17 | 4.1475e+17 | 3.1943e+17 | 2.9341e+17 | 4.4146e+17 | 3.8296e+17 | 3.9371e+17 | 3.6656e+17 | 3.8909e+17 | 4.1878e+17 | 3.4508e+17 | 3.8587e+17 | 3.7751e+17 | 3.6751e+17 | 2.8706e+17 | 3.7934e+17 | 3.0184e+17 | 3.7352e+17 | 4.0432e+17 | 3.6605e+17 | 4.0779e+17 | 3.9264e+17 | 3.3204e+17 | 4.1968e+17 | 3.597e+17 | 4.0395e+17 | 3.9067e+17 | 3.548e+17 | 3.6976e+17 | 3.8301e+17 | 3.0593e+17 | 3.5449e+17 | 4.208e+17 | 3.7772e+17 | 4.5552e+17 | 3.7166e+17 | 3.4611e+17 | 3.6837e+17 | 3.8128e+17 | 3.4065e+17 | 3.5642e+17 | 4.0059e+17 | 3.4104e+17 | 4.0837e+17 | 4.4859e+17 | 3.7806e+17 | 4.1731e+17 | 3.5008e+17 | 3.0321e+17 | 3.3832e+17 | 4.2046e+17 | 3.8695e+17 | 3.7612e+17 | 4.2857e+17 | 3.978e+17 | 3.1951e+17 | 3.8429e+17 | 3.7088e+17 | 3.9666e+17 | 3.5938e+17 | 3.7596e+17 | 3.4953e+17 | 3.6935e+17 | 3.6062e+17 | 3.7642e+17 | 3.6488e+17 | 4.014e+17 | 3.9123e+17 | 3.7647e+17 | 3.765e+17 | 3.9589e+17 | 4.089e+17 | 3.5361e+17 | 3.6284e+17 | 4.0179e+17 | 4.1125e+17 | 3.8254e+17 | 3.6928e+17 | 4.1601e+17 | 4.2442e+17 | 3.4463e+17 | 3.6082e+17 | 3.5133e+17 | 3.8402e+17 | 3.0725e+17 | 3.5706e+17 | 4.0259e+17 | 4.2505e+17 | 3.4307e+17 | 3.4456e+17 | 3.6785e+17 | 3.6223e+17 | 3.2661e+17 | 3.5761e+17 | 3.6454e+17 | 3.1328e+17 | 3.4226e+17 | 3.6043e+17 | 3.5871e+17 | 4.014e+17 | 4.1432e+17 | 3.6503e+17 | 4.4178e+17 | 3.0929e+17 | 3.955e+17 | 3.5553e+17 | 3.4383e+17 | 3.6239e+17 | 3.8319e+17 | 4.1674e+17 | 3.6712e+17 | 3.4927e+17 | 3.2804e+17 | 3.4139e+17 | 3.4644e+17 | 3.9349e+17 | 3.6995e+17 | 3.9491e+17 | 4.0549e+17 | 3.2372e+17 | 3.6372e+17 | 3.7613e+17 | 4.0442e+17 | 3.6275e+17 | 3.5878e+17 | 3.2433e+17 | 4.1641e+17 | 3.342e+17 | 4.0512e+17 | 4.2862e+17 | 3.7392e+17 | 3.5563e+17 | 4.4538e+17 | 3.3784e+17 | 4.293e+17 | 3.6989e+17 | 3.6751e+17 | 4.1172e+17 | 3.7383e+17 | 3.3437e+17 | 3.64e+17 | 3.6487e+17 | 3.1391e+17 | 3.3508e+17 | 4.1882e+17 | 3.4939e+17 | 3.8732e+17 | 3.8319e+17 | 3.2603e+17 | 3.3114e+17 | 3.4459e+17 | 3.7148e+17 | 3.7383e+17 | 3.6144e+17 | 3.565e+17 | 3.2169e+17 | 4.0632e+17 | 3.6356e+17 | 3.4131e+17 | 3.1566e+17 | 3.7677e+17 | 3.9572e+17 | 3.6755e+17 | 3.7258e+17 | 3.8263e+17 | 4.4879e+17 | 4.2542e+17 | 3.5628e+17 | 3.158e+17 | 3.5262e+17 | 3.2402e+17 | 3.7445e+17 | 3.7614e+17 | 3.2397e+17 | 3.9648e+17 | 3.944e+17 | 3.4614e+17 | 3.3637e+17 | 3.5682e+17 | 3.6752e+17 | 3.7299e+17 | 3.1609e+17 | 4.0082e+17 | 3.6707e+17 | 3.7187e+17 | 3.3718e+17 | 3.2267e+17 | 3.6534e+17 | 4.0004e+17 | 3.4427e+17 | 3.251e+17 | 3.1859e+17 | 3.2734e+17 | 3.6805e+17 | 3.239e+17 | 3.4341e+17 | 4.0303e+17 | 3.834e+17 | 3.6851e+17 | 3.9441e+17 | 3.1098e+17 | 3.3305e+17 | 3.2282e+17 | 2.9588e+17 | 3.6362e+17 | 3.81e+17 | 3.5139e+17 | 3.671e+17 | 3.7121e+17 | 4.1229e+17 | 3.3536e+17 | 3.9045e+17 | 3.5819e+17 | 3.5073e+17 | 3.5548e+17 | 3.8885e+17 | 3.9018e+17 | 3.4133e+17 | 4.1617e+17 | 3.6394e+17 | 4.3428e+17 | 2.9228e+17 | 3.4012e+17 | 3.7228e+17 | 3.3721e+17 | 3.6886e+17 | 3.7776e+17 | 3.9214e+17 | 4.1543e+17 | 4.044e+17 | 4.1914e+17 | 3.5892e+17 | 3.679e+17 | 3.4684e+17 | 4.0889e+17 | 3.6048e+17 | 3.5439e+17 | 4.2795e+17 | 4.1266e+17 | 3.3116e+17 | 3.5352e+17 | 4.421e+17 | 3.7837e+17 | 4.1637e+17 | 3.8804e+17 | 3.4511e+17 | 3.6585e+17 | 4.2284e+17 | 4.1656e+17 | 3.198e+17 | 3.9263e+17 | 4.3993e+17 | 2.8009e+17 | 4.2197e+17 | 3.9763e+17 | 4.4543e+17 | 3.777e+17 | 4.3463e+17 | 3.4773e+17 | 4.1163e+17 | 3.3472e+17 | 4.1236e+17 | 4.0844e+17 | 4.2199e+17 | 3.4282e+17 | 4.2087e+17 | 3.598e+17 | 4.5134e+17 | 3.4944e+17 | 3.6501e+17 | 3.5797e+17 | 4.0693e+17 | 3.4799e+17 | 3.5907e+17 | 3.9825e+17 | 3.5276e+17 | 3.8786e+17 | 3.4102e+17 | 3.3917e+17 | 4.4223e+17 | 3.8071e+17 | 4.1808e+17 | 3.5436e+17 | 3.3777e+17 | 3.3814e+17 | 3.8504e+17 | 2.8274e+17 | 4.3629e+17 | 4.0474e+17 | 3.2313e+17 | 4.0686e+17 | 3.4174e+17 | 4.2518e+17 | 3.1334e+17 | 3.7999e+17 | 4.0616e+17 | 3.8528e+17 | 3.6002e+17 | 3.1275e+17 | 4.4704e+17 | 4.1039e+17 | 4.0097e+17 | 2.3772e+17 | 3.6996e+17 | 4.3083e+17 | 3.5942e+17 | 3.3704e+17 | 3.1936e+17 | 3.181e+17 | 3.6646e+17 | 3.968e+17 | 3.6712e+17 | 3.6258e+17 | 3.4019e+17 | 3.4797e+17 | 3.748e+17 | 4.4384e+17 | 3.5832e+17 | 4.1694e+17 | 3.9493e+17 | 3.5327e+17 | 3.2382e+17 | 3.9564e+17 | 2.8861e+17 | 4.3643e+17 | 2.929e+17 | 3.6308e+17 | 3.9443e+17 | 3.6973e+17 | 3.464e+17 | 4.1745e+17 | 4.1921e+17 | 3.4635e+17 | 3.7403e+17 | 4.2332e+17 | 3.5692e+17 | 3.4301e+17 | 3.9168e+17 | 3.5985e+17 | 4.4471e+17 | 3.0057e+17 | 3.3221e+17 | 3.6823e+17 | 3.8475e+17 | 3.1514e+17 | 3.3956e+17 | 3.8087e+17 | 4.8889e+17 | 3.8588e+17 | 3.8273e+17 | 4.1076e+17 | 3.6526e+17 | 3.3134e+17 | 3.574e+17 | 3.4751e+17 | 4.6004e+17 | 3.4208e+17 | 3.0821e+17 | 3.7591e+17 | 3.7068e+17 | 3.7216e+17 | 3.4973e+17 | 3.2024e+17 | 4.1827e+17 | 3.9824e+17 | 3.3594e+17 | 3.2316e+17 | 4.3421e+17 | 3.6973e+17 | 3.5648e+17 | 4.166e+17 | 3.76e+17 | 2.9659e+17 | 3.272e+17 | 4.3196e+17 | 3.8445e+17 | 3.2574e+17 | 4.0068e+17 | 3.7245e+17 | 3.5448e+17 | 4.0511e+17 | 3.3529e+17 | 3.4063e+17 | 3.054e+17 | 3.3523e+17 | 4.0319e+17 | 3.8813e+17 | 3.7618e+17 | 3.4764e+17 | 3.5675e+17 | 3.8692e+17 | 3.6299e+17 | 3.8783e+17 | 3.6369e+17 | 4.1916e+17 | 4.2823e+17 | 3.3739e+17 | 3.526e+17 | 3.7193e+17 | 3.3715e+17 | 4.8659e+17 | 3.4337e+17 | 3.0684e+17 | 3.3108e+17 | 4.0254e+17 | 3.9053e+17 | 3.7688e+17 | 4.2847e+17 | 3.6609e+17 | 3.6723e+17 | 4.019e+17 | 3.555e+17 | 3.4185e+17 | 3.9516e+17 | 4.1892e+17 | 3.4437e+17 | 4.7338e+17 | 3.7139e+17 | 3.7561e+17 | 3.9008e+17 | 3.4446e+17 | 3.7369e+17 | 3.6729e+17 | 3.7646e+17 | 3.4977e+17 | 3.3593e+17 | 3.4726e+17 | 3.33e+17 | 3.9196e+17 | 3.8403e+17 | 4.0343e+17 | 3.5001e+17 | 3.8898e+17 | 3.8652e+17 | 4.1152e+17 | 3.1581e+17 | 4.6748e+17 | 3.7857e+17 | 3.0493e+17 | 3.9198e+17 | 3.9562e+17 | 3.0665e+17 | 3.1048e+17 | 3.6645e+17 | 3.9558e+17 | 3.6826e+17 | 3.1635e+17 | 3.2457e+17 | 3.5386e+17 | 4.3576e+17 | 4.3219e+17 | 3.708e+17 | 3.2507e+17 | 4.2127e+17 | 3.8492e+17 | 3.126e+17 | 4.0817e+17 | 3.9984e+17 | 4.3292e+17 | 3.4593e+17 | 3.4592e+17 | 3.9202e+17 | 3.7941e+17 | 4.1259e+17 | 3.4701e+17 | 3.9541e+17 | 3.554e+17 | 4.3318e+17 | 3.3737e+17 | 3.6832e+17 | 3.6282e+17 | 4.0844e+17 | 3.5153e+17 | 3.5655e+17 | 3.7284e+17 | 3.7856e+17 | 3.8983e+17 | 4.2602e+17 | 4.0766e+17 | 3.7371e+17 | 3.4743e+17 | 3.602e+17 | 4.079e+17 | 3.546e+17 | 3.6339e+17 | 3.9723e+17 | 4.6944e+17 | 3.9324e+17 | 2.7419e+17 | 3.2721e+17 | 3.9936e+17 | 3.8722e+17 | 3.9589e+17 | 3.7378e+17 | 4.1924e+17 | 3.5037e+17 | 4.4889e+17 | 3.8866e+17 | 3.788e+17 | 3.0678e+17 | 4.1712e+17 | 3.2832e+17 | 3.6034e+17 | 3.9195e+17 | 4.2289e+17 | 3.7266e+17 | 3.1017e+17 | 3.9043e+17 | 4.2276e+17 | 3.5556e+17 | 4.1592e+17 | 3.2076e+17 | 3.7936e+17 | 3.7398e+17 | 3.5545e+17 | 3.4852e+17 | 3.3986e+17 | 3.4548e+17 | 3.5593e+17 | 3.5886e+17 | 3.5344e+17 | 3.511e+17 | 3.9123e+17 | 3.6671e+17 | 4.0498e+17 | 4.3145e+17 | 3.6632e+17 | 3.8526e+17 | 4.2215e+17 | 3.8925e+17 | 3.8554e+17 | 2.7778e+17 | 3.4268e+17 | 4.1432e+17 | 3.5254e+17 | 3.3335e+17 | 4.0638e+17 | 3.9378e+17 | 3.2138e+17 | 3.568e+17 | 3.5462e+17 | 3.7436e+17 | 3.8616e+17 | 3.4687e+17 | 3.0241e+17 | 3.5304e+17 | 3.4832e+17 | 4.1655e+17 | 3.9832e+17 | 4.0757e+17 | 3.6217e+17 | 3.9145e+17 | 3.5397e+17 | 3.478e+17 | 3.7889e+17 | 3.8551e+17 | 3.8309e+17 | 3.1619e+17 | 3.322e+17 | 4.3035e+17 | 3.1087e+17 | 3.8351e+17 | 3.7091e+17 | 3.4884e+17 | 3.7494e+17 | 4.1474e+17 | 4.3802e+17 | 3.9878e+17 | 4.2542e+17 | 3.3265e+17 | 3.608e+17 | 3.7594e+17 | 3.5492e+17 | 3.5939e+17 | 3.5646e+17 | 3.8186e+17 | 3.846e+17 | 4.4058e+17 | 3.815e+17 | 3.9149e+17 | 3.6621e+17 | 3.4584e+17 | 4.5778e+17 | 3.7206e+17 | 3.8212e+17 | 3.7558e+17 | 3.9271e+17 | 3.5007e+17 | 4.1236e+17 | 4.6918e+17 | 3.4338e+17 | 4.1308e+17 | 3.6817e+17 | 4.208e+17 | 3.8552e+17 | 3.0968e+17 | 3.9282e+17 | 4.2536e+17 | 3.8523e+17 | 4.077e+17 | 3.03e+17 | 3.6501e+17 | 3.0141e+17 | 4.6592e+17 | 3.9418e+17 | 3.459e+17 | 3.6429e+17 | 4.4312e+17 | 3.9905e+17 | 3.7204e+17 | 3.8906e+17 | 3.2174e+17 | 2.985e+17 | 3.7382e+17 | 3.3314e+17 | 3.8654e+17 | 3.9045e+17 | 3.5303e+17 | 3.7498e+17 | 4.3017e+17 | 4.4914e+17 | 4.0396e+17 | 3.7081e+17 | 3.3911e+17 | 3.6492e+17 | 3.6958e+17 | 3.7332e+17 | 4.1785e+17 | 3.9916e+17 | 3.9402e+17 | 3.3793e+17 | 3.1652e+17 | 4.0475e+17 | 4.1362e+17 | 3.7658e+17 | 3.6585e+17 | 3.1929e+17 | 3.0894e+17 | 3.59e+17 | 3.8573e+17 | 3.7049e+17 | 2.9347e+17 | 3.7738e+17 | 4.0087e+17 | 3.5796e+17 | 3.7865e+17 | 3.7788e+17 | 3.8013e+17 | 3.1674e+17 | 3.5972e+17 | 4.4919e+17 | 4.0699e+17 | 3.5422e+17 | 4.1146e+17 | 3.429e+17 | 4.1776e+17 | 3.6393e+17 | 4.0756e+17 | 4.0351e+17 | 4.0976e+17 | 3.8918e+17 | 3.7446e+17 | 3.8042e+17 | 3.6354e+17 | 3.7346e+17 | 3.754e+17 | 4.2375e+17 | 3.9103e+17 | 3.3846e+17 | 3.4781e+17 | 3.6571e+17 | 3.9103e+17 | 3.6393e+17 | 3.698e+17 | 4.1327e+17 | 3.9227e+17 | 3.4972e+17 | 2.8931e+17 | 3.5157e+17 | 4.0699e+17 | 4.2725e+17 | 4.185e+17 | 3.6315e+17 | 4.3473e+17 | 3.9119e+17 | 3.2373e+17 | 3.4759e+17 | 3.4739e+17 | 3.7138e+17 | 4.1628e+17 | 2.7899e+17 | 3.4652e+17 | 2.5255e+17 | 4.0204e+17 | 3.2358e+17 | 3.8106e+17 | 4.0639e+17 | 3.9755e+17 | 3.813e+17 | 4.1257e+17 | 4.4401e+17 | 3.948e+17 | 3.1597e+17 | 4.3249e+17 | 3.7788e+17 | 3.8711e+17 | 3.7974e+17 | 4.2514e+17 | 2.7577e+17 | 4.0978e+17 | 4.2767e+17 | 3.2163e+17 | 4.0281e+17 | 3.7049e+17 | 3.243e+17 | 3.4815e+17 | 4.1499e+17 | 4.5437e+17 | 3.602e+17 | 3.7638e+17 | 4.097e+17 | 3.4141e+17 | 3.2561e+17 | 3.8437e+17 | 3.3134e+17 | 3.9195e+17 | 3.6102e+17 | 4.0026e+17 | 4.4249e+17 | 3.464e+17 | 4.8227e+17 | 3.5448e+17 | 3.5836e+17 | 3.5607e+17 | 4.5566e+17 | 3.4936e+17 | 4.2067e+17 | 3.3454e+17 | 3.9998e+17 | 2.6681e+17 | 3.1465e+17 | 3.2474e+17 | 4.205e+17 | 3.3613e+17 | 3.7624e+17 | 4.197e+17 | 2.9634e+17 | 3.6047e+17 | 3.6779e+17 | 3.5133e+17 | 4.2701e+17 | 3.9474e+17 | 4.2092e+17 | 3.9188e+17 | 3.9833e+17 | 3.8294e+17 | 3.8282e+17 | 4.0209e+17 | 2.435e+17 | 3.5195e+17 | 3.5067e+17 | 3.6731e+17 | 4.0163e+17 | 3.9815e+17 | 3.3952e+17 | 3.4261e+17 | 3.3997e+17 | 3.7224e+17 | 3.49e+17 | 3.583e+17 | 3.725e+17 | 3.6147e+17 | 3.5044e+17 | 4.2291e+17 | 3.2883e+17 | 3.3461e+17 | 4.2476e+17 | 3.6621e+17 | 3.6875e+17 | 3.7825e+17 | 3.7288e+17 | 3.6759e+17 | 3.0781e+17 | 3.6044e+17 | 3.275e+17 | 3.5267e+17 | 3.7477e+17 | 4.1571e+17 | 4.8772e+17 | 4.2323e+17 | 3.4004e+17 | 3.1657e+17 | 3.8132e+17 | 3.7221e+17 | 4.0368e+17 | 3.4307e+17 | 3.4167e+17 | 3.9149e+17 | 4.1693e+17 | 4.1253e+17 | 4.2976e+17 | 3.1516e+17 | 3.7827e+17 | 4.3974e+17 | 3.7659e+17 | 3.7432e+17 | 3.8764e+17 | 3.8298e+17 | 4.2512e+17 | 3.326e+17 | 3.5292e+17 | 3.3698e+17 | 3.3327e+17 | 3.6872e+17 | 3.5531e+17 | 3.8872e+17 | 3.2211e+17 | 3.8329e+17 | 4.0884e+17 | 4.7949e+17 | 3.607e+17 | 3.174e+17 | 3.8349e+17 | 4.2058e+17 | 3.9448e+17 | 3.603e+17 | 3.4574e+17 | 3.7914e+17 | 3.6583e+17 | 3.2399e+17 | 3.0813e+17 | 3.2332e+17 | 3.5606e+17 | 3.1362e+17 | 4.1155e+17 | 4.1642e+17 | 3.9589e+17 | 3.6507e+17 | 4.3232e+17 | 3.6472e+17 | 3.8614e+17 | 3.9088e+17 | 3.4133e+17 | 3.9701e+17 | 3.7812e+17 | 4.4981e+17 | 3.876e+17 | 3.4658e+17 | 4.1025e+17 | 4.114e+17 | 3.0291e+17 | 3.9523e+17 | 4.2524e+17 | 3.0269e+17 | 3.1908e+17 | 3.8841e+17 | 3.6914e+17 | 3.7975e+17 | 3.6611e+17 | 3.6257e+17 | 4.1465e+17 | 3.5659e+17 | 2.872e+17 | 3.8364e+17 | 4.199e+17 | 3.2514e+17 | 3.1162e+17 | 3.9046e+17 | 3.5156e+17 | 3.4117e+17 | 4.0548e+17 | 4.3209e+17 | 3.8698e+17 | 3.985e+17 | 3.2507e+17 | 4.5203e+17 | 3.0931e+17 | 3.89e+17 | 3.8025e+17 | 3.3485e+17 | 4.4126e+17 | 3.646e+17 | 3.4812e+17 | 3.2255e+17 | 3.4719e+17 | 3.8539e+17 | 3.7816e+17 | 3.5914e+17 | 4.4774e+17 | 4.0101e+17 | 3.6689e+17 | 4.2302e+17 | 4.0231e+17 | 3.9891e+17 | 3.5004e+17 | 4.3518e+17 | 3.9025e+17 | 3.7224e+17 | 3.2334e+17 | 4.048e+17 | 4.2328e+17 | 3.5588e+17 | 3.7877e+17 | 3.8613e+17 | 3.8328e+17 | 3.3496e+17 | 3.6328e+17 | 3.787e+17 | 3.8936e+17 | 3.1434e+17 | 3.5869e+17 | 3.5218e+17 | 3.6692e+17 | 4.2158e+17 | 4.6711e+17 | 4.1155e+17 | 3.8465e+17 | 3.8723e+17 | 4.1131e+17 | 3.387e+17 | 3.5998e+17 | 4.3363e+17 | 4.2614e+17 | 3.2312e+17 | 3.3941e+17 | 3.8046e+17 | 4.2107e+17 | 3.1543e+17 | 3.6739e+17 | 3.0822e+17 | 3.7833e+17 | 3.4929e+17 | 3.2116e+17 | 3.9665e+17 | 3.4635e+17 | 3.6926e+17 | 2.9352e+17 | 4.0051e+17 | 3.6602e+17 | 3.8823e+17 | 3.0329e+17 | 3.8102e+17 | 3.9876e+17 | 3.6833e+17 | 3.5278e+17 | 4.2723e+17 | 3.8871e+17 | 4.0434e+17 | 3.5423e+17 | 3.4119e+17 | 3.6121e+17 | 3.6931e+17 | 3.5231e+17 | 3.2764e+17 | 3.3437e+17 | 3.277e+17 | 3.6286e+17 | 4.0295e+17 | 3.6714e+17 | 3.6544e+17 | 3.8911e+17 | 3.7582e+17 | 3.4342e+17 | 3.4705e+17 | 3.7377e+17 | 3.5546e+17 | 3.0334e+17 | 3.8366e+17 | 2.775e+17 | 3.1333e+17 | 3.5003e+17 | 3.2861e+17 | 4.0118e+17 | 3.7676e+17 | 3.4319e+17 | 3.6319e+17 | 3.9161e+17 | 3.1451e+17 | 3.76e+17 | 4.1093e+17 | 3.9887e+17 | 4.2083e+17 | 4.2396e+17 | 3.6804e+17 | 3.1599e+17 | 4.4195e+17 | 3.4671e+17 | 3.7998e+17 | 2.9314e+17 | 3.6861e+17 | 3.6059e+17 | 4.1483e+17 | 3.6383e+17 | 3.3722e+17 | 3.5517e+17 | 3.8438e+17 | 3.5258e+17 | 3.3721e+17 | 3.6085e+17 | 4.3891e+17 | 2.9817e+17 | 4.153e+17 | 3.7797e+17 | 3.1137e+17 | 3.35e+17 | 3.2695e+17 | 3.7303e+17 | 3.7225e+17 | 4.1687e+17 | 4.3184e+17 | 4.0769e+17 | 4.2295e+17 | 4.2743e+17 | 3.968e+17 | 3.4584e+17 | 3.1133e+17 | 2.7605e+17 | 4.0915e+17 | 3.8565e+17 | 3.1091e+17 | 3.5145e+17 | 4.102e+17 | 4.4724e+17 | 4.2854e+17 | 4.5424e+17 | 3.6335e+17 | 4.0091e+17 | 3.7137e+17 | 4.2251e+17 | 3.7729e+17 | 3.8624e+17 | 3.6449e+17 | 3.4375e+17 | 3.4876e+17 | 4.1691e+17 | 4.1407e+17 | 3.5346e+17 | 4.4557e+17 | 3.4347e+17 | 4.3772e+17 | 3.3322e+17 | 4.2882e+17 | 3.7364e+17 | 3.5178e+17 | 3.3139e+17 | 3.4327e+17 | 3.3096e+17 | 3.787e+17 | 3.8071e+17 | 3.8448e+17 | 3.4642e+17 | 4.0595e+17 | 3.8756e+17 | 4.0446e+17 | 3.9728e+17 | 4.0928e+17 | 3.4719e+17 | 3.1083e+17 | 3.6927e+17 | 3.6004e+17 | 3.3981e+17 | 3.4703e+17 | 3.4117e+17 | 3.6798e+17 | 3.1333e+17 | 4.022e+17 | 3.6427e+17 | 2.9132e+17 | 3.5483e+17 | 4.1185e+17 | 3.5189e+17 | 3.7139e+17 | 3.2691e+17 | 4.2553e+17 | 4.4391e+17 | 3.7317e+17 | 4.0494e+17 | 4.1996e+17 | 3.8212e+17 | 3.9106e+17 | 3.3747e+17 | 3.8666e+17 | 3.9069e+17 | 3.1935e+17 | 4.411e+17 | 4.3556e+17 | 3.804e+17 | 3.6292e+17 | 4.252e+17 | 3.7741e+17 | 3.5209e+17 | 3.824e+17 | 3.7617e+17 | 3.6679e+17 | 3.54e+17 | 4.0204e+17 | 3.9121e+17 | 4.145e+17 | 4.3319e+17 | 3.9803e+17 | 4.2766e+17 | 4.1749e+17 | 3.5167e+17 | 3.8936e+17 | 3.7774e+17 | 3.7961e+17 | 4.0847e+17 | 3.8301e+17 | 3.4322e+17 | 4.2018e+17 | 3.8889e+17 | 2.6446e+17 | 3.5003e+17 | 3.9155e+17 | 3.5677e+17 | 3.7405e+17 | 4.1246e+17 | 4.1998e+17 | 4.0486e+17 | 3.7277e+17 | 4.1828e+17 | 3.078e+17 | 3.6395e+17 | 3.7341e+17 | 2.7679e+17 | 3.6386e+17 | 4.0467e+17 | 4.1031e+17 | 3.0156e+17 | 3.0213e+17 | 3.6583e+17 | 2.7636e+17 | 3.8111e+17 | 3.9265e+17 | 3.7161e+17 | 3.5005e+17 | 3.9342e+17 | 3.5337e+17 | 3.326e+17 | 4.0659e+17 | 4.6544e+17 | 3.8264e+17 | 3.7061e+17 | 3.8588e+17 | 3.5522e+17 | 3.845e+17 | 4.1198e+17 | 3.4214e+17 | 3.3153e+17 | 3.675e+17 | 3.8804e+17 | 3.6451e+17 | 3.1624e+17 | 3.465e+17 | 2.7993e+17 | 3.5172e+17 | 3.3841e+17 | 4.067e+17 | 3.0183e+17 | 3.2061e+17 | 3.5068e+17 | 3.7592e+17 | 3.4497e+17 | 4.0623e+17 | 4.4665e+17 | 4.7143e+17 | 3.5646e+17 | 3.8215e+17 | 3.7457e+17 | 3.7147e+17 | 3.3797e+17 | 3.6266e+17 | 3.7476e+17 | 3.6439e+17 | 3.9079e+17 | 3.565e+17 | 4.0532e+17 | 4.3122e+17 | 3.7679e+17 | 4.0763e+17 | 3.3362e+17 | 3.8211e+17 | 4.4993e+17 | 3.381e+17 | 4.2949e+17 | 4.0337e+17 | 3.9192e+17 | 3.6145e+17 | 3.9628e+17 | 3.8977e+17 | 4.0878e+17 | 3.2448e+17 | 4.055e+17 | 4.024e+17 | 3.6447e+17 | 3.167e+17 | 3.9878e+17 | 3.4194e+17 | 4.2499e+17 | 3.4627e+17 | 3.6656e+17 | 4.1223e+17 | 4.1379e+17 | 3.449e+17 | 4.0522e+17 | 3.7032e+17 | 3.3992e+17 | 3.7255e+17 | 3.8106e+17 | 3.7521e+17 | 4.1026e+17 | 3.9847e+17 | 3.7601e+17 | 3.7919e+17 | 3.6735e+17 | 3.3722e+17 | 3.8296e+17 | 4.1054e+17 | 3.5793e+17 | 4.0658e+17 | 4.3337e+17 | 3.6583e+17 | 3.5616e+17 | 3.641e+17 | 3.4377e+17 | 4.2651e+17 | 3.114e+17 | 2.7566e+17 | 3.8305e+17 | 3.9977e+17 | 3.24e+17 | 3.789e+17 | 4.1269e+17 | 3.9611e+17 | 3.3625e+17 | 3.275e+17 | 3.9023e+17 | 3.514e+17 | 3.1121e+17 | 3.4569e+17 | 3.2171e+17 | 2.7273e+17 | 3.8241e+17 | 3.3932e+17 | 3.2334e+17 | 3.7848e+17 | 4.1739e+17 | 3.5844e+17 | 3.8569e+17 | 2.9371e+17 | 3.8248e+17 | 3.8494e+17 | 3.2934e+17 | 3.8197e+17 | 3.6207e+17 | 3.4892e+17 | 4.1024e+17 | 3.4757e+17 | 3.8245e+17 | 3.2147e+17 | 3.9005e+17 | 3.913e+17 | 4.0674e+17 | 3.4464e+17 | 3.8797e+17 | 3.9354e+17 | 3.615e+17 | 4.0957e+17 | 3.5293e+17 | 3.6766e+17 | 3.6733e+17 | 4.1358e+17 | 3.8329e+17 | 3.6858e+17 | 3.3462e+17 | 3.534e+17 | 3.0658e+17 | 3.4662e+17 | 3.3134e+17 | 3.7206e+17 | 3.6158e+17 | 3.3735e+17 | 3.7771e+17 | 3.7577e+17 | 4.7379e+17 | 3.2522e+17 | 3.2263e+17 | 3.7171e+17 | 3.5064e+17 | 2.9789e+17 | 3.7203e+17 | 3.9341e+17 | 3.4922e+17 | 3.4065e+17 | 3.1791e+17 | 3.6632e+17 | 4.5601e+17 | 4.0326e+17 | 3.3013e+17 | 4.4429e+17 | 4.2162e+17 | 3.8287e+17 | 3.5612e+17 | 3.8185e+17 | 3.6699e+17 | 3.7287e+17 | 3.55e+17 | 4.1214e+17 | 4.044e+17 | 3.1433e+17 | 3.9073e+17 | 4.2954e+17 | 4.0738e+17 | 3.9297e+17 | 3.8947e+17 | 3.8043e+17 | 3.7347e+17 | 3.7308e+17 | 3.8522e+17 | 4.3871e+17 | 3.9212e+17 | 4.02e+17 | 3.6164e+17 | 3.1103e+17 | 3.2479e+17 | 2.9702e+17 | 3.4759e+17 | 3.9783e+17 | 3.5291e+17 | 3.9049e+17 | 4.2244e+17 | 3.5902e+17 | 3.7354e+17 | 3.9318e+17 | 3.4599e+17 | 3.6989e+17 | 3.5975e+17 | 3.7748e+17 | 3.7319e+17 | 3.5426e+17 | 3.6205e+17 | 3.4453e+17 | 3.3333e+17 | 4.4124e+17 | 4.0226e+17 | 4.3509e+17 | 4.315e+17 | 3.7818e+17 | 3.5902e+17 | 3.7076e+17 | 3.3294e+17 | 4.0793e+17 | 3.7845e+17 | 3.1979e+17 | 3.6144e+17 | 3.9509e+17 | 3.5183e+17 | 3.8334e+17 | 3.4467e+17 | 3.745e+17 | 3.3153e+17 | 4.3829e+17 | 3.8887e+17 | 3.829e+17 | 3.6076e+17 | 3.4324e+17 | 3.9387e+17 | 4.2434e+17 | 3.2759e+17 | 3.7557e+17 | 3.8438e+17 | 3.9037e+17 | 3.6263e+17 | 4.2845e+17 | 3.8551e+17 | 3.7213e+17 | 3.5396e+17 | 3.5263e+17 | 4.2715e+17 | 4.417e+17 | 3.6395e+17 | 3.0662e+17 | 3.768e+17 | 3.485e+17 | 3.6136e+17 | 4.0019e+17 | 3.7784e+17 | 2.8874e+17 | 3.8225e+17 | 3.9384e+17 | 3.8423e+17 | 3.412e+17 | 3.8359e+17 | 3.8456e+17 | 3.4892e+17 | 3.0626e+17 | 3.3187e+17 | 3.4124e+17 | 3.8572e+17 | 3.4083e+17 | 3.8206e+17 | 3.7411e+17 | 3.5382e+17 | 4.1857e+17 | 2.7884e+17 | 3.2416e+17 | 3.7139e+17 | 3.4079e+17 | 3.5138e+17 | 4.0056e+17 | 3.8442e+17 | 3.6276e+17 | 3.9848e+17 | 3.354e+17 | 4.2304e+17 | 3.9143e+17 | 3.1931e+17 | 3.1861e+17 | 4.1099e+17 | 3.5508e+17 | 3.9071e+17 | 3.1559e+17 | 4.0349e+17 | 3.918e+17 | 3.2278e+17 | 3.9805e+17 | 3.1844e+17 | 4.3381e+17 | 4.3204e+17 | 4.7508e+17 | 3.8146e+17 | 3.83e+17 | 3.1999e+17 | 3.3117e+17 | 3.8504e+17 | 3.9397e+17 | 3.9966e+17 | 3.5909e+17 | 4.0108e+17 | 3.8176e+17 | 3.6477e+17 | 3.5807e+17 | 4.2372e+17 | 3.6787e+17 | 2.8641e+17 | 4.1018e+17 | 4.611e+17 | 4.2804e+17 | 4.6246e+17 | 3.8303e+17 | 3.7399e+17 | 3.6685e+17 | 4.1836e+17 | 4.2268e+17 | 3.6853e+17 | 3.5202e+17 | 3.8169e+17 | 3.8657e+17 | 3.4947e+17 | 4.2916e+17 | 4.3099e+17 | 3.498e+17 | 3.8218e+17 | 3.8536e+17 | 3.8673e+17 | 3.947e+17 | 3.3468e+17 | 3.9549e+17 | 3.1828e+17 | 3.4539e+17 | 4.3515e+17 | 3.648e+17 | 4.3764e+17 | 4.0408e+17 | 3.4012e+17 | 3.4675e+17 | 4.4049e+17 | 3.9677e+17 | 4.092e+17 | 4.1001e+17 | 3.7061e+17 | 4.0832e+17 | 3.5677e+17 | 2.6881e+17 | 4.2999e+17 | 3.6489e+17 | 3.5728e+17 | 3.9429e+17 | 3.438e+17 | 3.5008e+17 | 3.9373e+17 | 3.3564e+17 | 3.8518e+17 | 2.6523e+17 | 3.3159e+17 | 4.1127e+17 | 3.4542e+17 | 3.6895e+17 | 3.808e+17 | 3.387e+17 | 3.7832e+17 | 3.6442e+17 | 4.1554e+17 | 3.7386e+17 | 4.2163e+17 | 3.5859e+17 | 3.3004e+17 | 4.0727e+17 | 3.5504e+17 | 3.3948e+17 | 3.9785e+17 | 4.0344e+17 | 3.1923e+17 | 3.4185e+17 | 3.6694e+17 | 3.6798e+17 | 3.4128e+17 | 3.6248e+17 | 3.8e+17 | 3.4747e+17 | 3.8622e+17 | 3.7418e+17 | 3.8223e+17 | 2.9822e+17 | 3.426e+17 | 4.3867e+17 | 4.3389e+17 | 4.0234e+17 | 3.4092e+17 | 4.053e+17 | 3.2414e+17 | 3.9937e+17 | 3.7999e+17 | 3.8827e+17 | 4.0424e+17 | 3.8338e+17 | 3.7565e+17 | 3.7532e+17 | 3.7104e+17 | 3.8753e+17 | 4.0995e+17 | 3.5914e+17 | 2.7633e+17 | 3.7103e+17 | 3.8358e+17 | 3.4895e+17 | 4.1996e+17 | 3.5978e+17 | 4.0892e+17 | 3.2713e+17 | 3.0407e+17 | 3.4694e+17 | 3.4163e+17 | 3.7159e+17 | 4.3323e+17 | 3.5688e+17 | 4.3567e+17 | 4.425e+17 | 3.0852e+17 | 3.1064e+17 | 3.9494e+17 | 3.3816e+17 | 4.0447e+17 | 4.4341e+17 | 3.1713e+17 | 3.9575e+17 | 3.7475e+17 | 3.4408e+17 | 4.0423e+17 | 3.3405e+17 | 3.7565e+17 | 3.7821e+17 | 3.6905e+17 | 3.776e+17 | 3.8719e+17 | 3.8654e+17 | 2.7658e+17 | 3.4126e+17 | 3.1815e+17 | 2.8317e+17 | 3.4607e+17 | 3.5784e+17 | 4.0275e+17 | 3.2334e+17 | 4.2932e+17 | 3.4093e+17 | 3.4648e+17 | 4.4273e+17 | 3.3972e+17 | 3.6042e+17 | 3.745e+17 | 3.8396e+17 | 3.7677e+17 | 3.351e+17 | 3.6768e+17 | 4.1347e+17 | 3.7415e+17 | 2.935e+17 | 3.3043e+17 | 3.5814e+17 | 2.6328e+17 | 3.9534e+17 | 3.8152e+17 | 3.8823e+17 | 4.1294e+17 | 4.4501e+17 | 3.8188e+17 | 3.6549e+17 | 3.8311e+17 | 3.4232e+17 | 4.1946e+17 | 4.0813e+17 | 3.617e+17 | 3.4276e+17 | 4.0808e+17 | 3.8176e+17 | 3.6853e+17 | 4.101e+17 | 3.2162e+17 | 4.1985e+17 | 3.7193e+17 | 4.0208e+17 | 4.2786e+17 | 3.2489e+17 | 4.3692e+17 | 3.8189e+17 | 4.1827e+17 | 3.1793e+17 | 3.7569e+17 | 2.9688e+17 | 3.1553e+17 | 4.2022e+17 | 3.4984e+17 | 3.6345e+17 | 3.2562e+17 | 3.8516e+17 | 3.4776e+17 | 4.0404e+17 | 4.0536e+17 | 3.0044e+17 | 3.9148e+17 | 3.7294e+17 | 3.9636e+17 | 3.7737e+17 | 3.232e+17 | 4.4225e+17 | 4.3907e+17 | 4.0554e+17 | 3.6465e+17 | 3.8397e+17 | 4.3366e+17 | 3.3965e+17 | 4.2788e+17 | 3.9218e+17 | 3.1531e+17 | 3.5687e+17 | 3.8411e+17 | 2.6814e+17 | 4.2105e+17 | 3.6881e+17 | 4.0318e+17 | 3.6521e+17 | 4.4054e+17 | 3.7232e+17 | 4.0681e+17 | 3.9204e+17 | 4.5136e+17 | 4.3023e+17 | 3.8461e+17 | 4.1274e+17 | 3.8371e+17 | 4.04e+17 | 3.9444e+17 | 3.4847e+17 | 3.9554e+17 | 3.6557e+17 | 3.8167e+17 | 3.6637e+17 | 4.004e+17 | 2.7753e+17 | 3.3646e+17 | 3.6083e+17 | 3.289e+17 | 3.6755e+17 | 3.2344e+17 | 3.7409e+17 | 3.971e+17 | 4.379e+17 | 3.8825e+17 | 3.5284e+17 | 3.683e+17 | 3.9501e+17 | 3.6545e+17 | 3.4472e+17 | 3.8155e+17 | 3.9606e+17 | 3.6506e+17 | 3.9575e+17 | 3.9645e+17 | 3.6231e+17 | 3.7686e+17 | 3.2074e+17 | 3.8816e+17 | 3.143e+17 | 3.836e+17 | 3.7541e+17 | 3.7889e+17 | 4.0859e+17 | 3.7829e+17 | 3.5776e+17 | 3.71e+17 | 3.2914e+17 | 4.3533e+17 | 3.4023e+17 | 4.1576e+17 | 3.771e+17 | 3.7404e+17 | 3.3879e+17 | 3.7024e+17 | 3.4047e+17 | 3.4216e+17 | 4.5636e+17 | 3.7259e+17 | 3.8495e+17 | 3.3705e+17 | 3.2394e+17 | 3.2539e+17 | 3.0422e+17 | 4.0752e+17 | 4.1554e+17 | 3.9674e+17 | 3.5934e+17 | 3.46e+17 | 4.5905e+17 | 3.8587e+17 | 3.9317e+17 | 4.5845e+17 | 3.6086e+17 | 4.4137e+17 | 3.7864e+17 | 3.486e+17 | 4.0297e+17 | 4.0045e+17 | 3.1389e+17 | 3.778e+17 | 3.4158e+17 | 3.3997e+17 | 3.726e+17 | 3.6863e+17 | 3.2877e+17 | 4.0817e+17 | 4.1174e+17 | 3.8915e+17 | 3.5369e+17 | 3.8827e+17 | 4.0152e+17 | 3.478e+17 | 3.6328e+17 | 3.5651e+17 | 3.5574e+17 | 3.3942e+17 | 3.715e+17 | 3.7747e+17 | 3.5676e+17 | 3.3422e+17 | 4.3235e+17 | 3.9215e+17 | 3.5196e+17 | 3.5896e+17 | 4.1503e+17 | 3.5538e+17 | 3.8755e+17 | 3.854e+17 | 4.0384e+17 | 4.3401e+17 | 3.6072e+17 | 3.6433e+17 | 4.2787e+17 | 4.3735e+17 | 3.4612e+17 | 4.116e+17 | 4.0269e+17 | 3.6497e+17 | 4.1093e+17 | 3.7459e+17 | 3.1355e+17 | 3.0173e+17 | 3.9404e+17 | 3.9219e+17 | 3.1838e+17 | 4.0757e+17 | 4.0203e+17 | 3.7168e+17 | 4.0131e+17 | 3.964e+17 | 3.9609e+17 | 3.1172e+17 | 4.0941e+17 | 3.3802e+17 | 2.8107e+17 | 4.1481e+17 | 4.0331e+17 | 3.7816e+17 | 3.6921e+17 | 3.5386e+17 | 3.4915e+17 | 3.3034e+17 | 3.8068e+17 | 2.9743e+17 | 3.9926e+17 | 3.8114e+17 | 4.754e+17 | 2.9531e+17 | 4.1896e+17 | 3.5561e+17 | 3.4825e+17 | 3.8774e+17 | 4.351e+17 | 4.6796e+17 | 3.5725e+17 | 3.6097e+17 | 3.626e+17 | 3.5096e+17 | 3.3992e+17 | 3.7692e+17 | 3.7565e+17 | 4.0037e+17 | 3.1936e+17 | 3.7225e+17 | 3.165e+17 | 3.7477e+17 | 4.5523e+17 | 3.6929e+17 | 3.5611e+17 | 4.2751e+17 | 3.766e+17 | 3.5482e+17 | 3.6022e+17 | 3.8366e+17 | 4.4478e+17 | 3.9168e+17 | 4.1196e+17 | 3.7153e+17 | 3.8788e+17 | 3.5424e+17 | 3.7233e+17 | 3.4294e+17 | 3.92e+17 | 4.1641e+17 | 4.0088e+17 | 3.5879e+17 | 4.164e+17 | 3.8782e+17 | 3.7319e+17 | 3.5331e+17 | 3.6295e+17 | 3.4481e+17 | 3.1011e+17 | 3.2041e+17 | 3.7363e+17 | 4.2194e+17 | 3.916e+17 | 3.5865e+17 | 3.5149e+17 | 3.1649e+17 | 4.6498e+17 | 4.571e+17 | 3.718e+17 | 4.1053e+17 | 3.9697e+17 | 3.885e+17 | 3.8461e+17 | 3.9535e+17 | 3.9193e+17 | 4.3156e+17 | 3.7137e+17 | 3.398e+17 | 4.015e+17 | 3.9153e+17 | 3.573e+17 | 3.4029e+17 | 3.5364e+17 | 4.232e+17 | 3.7008e+17 | 3.2782e+17 | 4.1351e+17 | 3.6604e+17 | 3.6234e+17 | 3.9065e+17 | 3.6625e+17 | 3.8459e+17 | 3.8359e+17 | 3.8992e+17 | 4.0074e+17 | 4.0338e+17 | 4.1387e+17 | 4.0597e+17 | 3.8852e+17 | 3.8334e+17 | 3.8635e+17 | 3.7568e+17 | 3.4403e+17 | 3.88e+17 | 3.4328e+17 | 3.6819e+17 | 3.339e+17 | 4.5492e+17 | 3.796e+17 | 3.9944e+17 | 3.8271e+17 | 3.807e+17 | 3.2121e+17 | 3.3722e+17 | 3.711e+17 | 3.6495e+17 | 3.4781e+17 | 3.4405e+17 | 3.9068e+17 | 3.3548e+17 | 3.5446e+17 | 3.208e+17 | 3.7872e+17 | 3.8162e+17 | 3.9149e+17 | 3.7538e+17 | 3.6651e+17 | 3.752e+17 | 4.3362e+17 | 3.647e+17 | 3.2401e+17 | 3.4497e+17 | 4.0654e+17 | 3.638e+17 | 4.3162e+17 | 4.7126e+17 | 4.3547e+17 | 3.7626e+17 | 3.8141e+17 | 3.9728e+17 | 3.6773e+17 | 3.4558e+17 | 3.7012e+17 | 3.7506e+17 | 3.7017e+17 | 4.3253e+17 | 4.3101e+17 | 3.7116e+17 | 3.0717e+17 | 3.7826e+17 | 4.2328e+17 | 3.2756e+17 | 4.2903e+17 | 3.616e+17 | 4.1378e+17 | 4.3265e+17 | 4.4324e+17 | 3.6377e+17 | 3.7216e+17 | 3.9901e+17 | 4.103e+17 | 3.2664e+17 | 4.148e+17 | 4.2354e+17 | 3.9066e+17 | 3.6495e+17 | 3.7933e+17 | 4.2435e+17 | 3.2566e+17 | 3.4586e+17 | 3.3479e+17 | 4.2441e+17 | 3.4055e+17 | 3.3014e+17 | 3.9316e+17 | 3.6494e+17 | 4.1081e+17 | 4.0848e+17 | 3.3907e+17 | 3.2821e+17 | 4.0896e+17 | 4.1874e+17 | 3.9796e+17 | 4.4707e+17 | 3.7442e+17 | 4.2708e+17 | 3.9445e+17 | 3.4847e+17 | 3.8512e+17 | 3.8502e+17 | 3.8005e+17 | 3.8467e+17 | 3.8397e+17 | 4.2782e+17 | 3.5919e+17 | 4.0711e+17 | 3.5603e+17 | 4.1845e+17 | 3.9688e+17 | 3.2785e+17 | 3.4605e+17 | 3.8328e+17 | 3.3907e+17 | 4.0739e+17 | 4.4239e+17 | 3.663e+17 | 4.0535e+17 | 3.2534e+17 | 3.3439e+17 | 3.6527e+17 | 3.1633e+17 | 3.1783e+17 | 3.1155e+17 | 3.7297e+17 | 4.2278e+17 | 3.3267e+17 | 3.7007e+17 | 3.0641e+17 | 3.5499e+17 | 3.2744e+17 | 3.4916e+17 | 4.0846e+17 | 3.5628e+17 | 3.6479e+17 | 4.6118e+17 | 4.2608e+17 | 4.4402e+17 | 3.7562e+17 | 3.8828e+17 | 3.7717e+17 | 3.7585e+17 | 3.3968e+17 | 4.1002e+17 | 3.6136e+17 | 3.7467e+17 | 3.6244e+17 | 4.0488e+17 | 3.6157e+17 | 3.1493e+17 | 3.0782e+17 | 3.8933e+17 | 3.4269e+17 | 3.6096e+17 | 3.6926e+17 | 4.0557e+17 | 4.1593e+17 | 3.7228e+17 | 3.7796e+17 | 3.5574e+17 | 4.0544e+17 | 4.3939e+17 | 3.6921e+17 | 4.0071e+17 | 3.9477e+17 | 3.8003e+17 | 3.9848e+17 | 3.2667e+17 | 4.2405e+17 | 3.4367e+17 | 3.812e+17 | 3.1653e+17 | 3.5095e+17 | 3.2153e+17 | 4.0131e+17 | 3.6347e+17 | 3.6767e+17 | 3.8115e+17 | 4.0656e+17 | 3.6602e+17 | 3.4933e+17 | 4.1593e+17 | 4.0968e+17 | 3.848e+17 | 3.9452e+17 | 3.9798e+17 | 3.3496e+17 | 3.9784e+17 | 3.3687e+17 | 3.6647e+17 | 3.9249e+17 | 4.4611e+17 | 3.7115e+17 | 4.3262e+17 | 4.1216e+17 | 3.3054e+17 | 3.6856e+17 | 4.1972e+17 | 3.3098e+17 | 3.9847e+17 | 3.2709e+17 | 3.9712e+17 | 3.7346e+17 | 3.9678e+17 | 3.465e+17 | 3.1474e+17 | 2.892e+17 | 3.757e+17 | 4.7426e+17 | 3.5966e+17 | 3.9651e+17 | 3.688e+17 | 3.9295e+17 | 3.911e+17 | 3.5383e+17 | 3.2916e+17 | 4.1978e+17 | 4.6522e+17 | 3.7694e+17 | 3.7735e+17 | 3.4967e+17 | 3.5281e+17 | 4.3644e+17 | 4.2105e+17 | 4.2138e+17 | 3.4408e+17 | 4.0109e+17 | 3.9399e+17 | 3.8695e+17 | 3.2592e+17 | 4.4907e+17 | 3.6886e+17 | 3.7454e+17 | 3.8848e+17 | 3.3362e+17 | 3.9531e+17 | 3.1848e+17 | 3.8773e+17 | 3.7749e+17 | 3.9556e+17 | 4.0834e+17 | 3.6562e+17 | 3.8215e+17 | 3.713e+17 | 4.1388e+17 | 3.6696e+17 | 4.4926e+17 | 3.8482e+17 | 4.3371e+17 | 4.1667e+17 | 3.8709e+17 | 3.1167e+17 | 3.6685e+17 | 3.5275e+17 | 4.2835e+17 | 4.3883e+17 | 3.5116e+17 | 3.5529e+17 | 3.6364e+17 | 3.9828e+17 | 3.1028e+17 | 3.2138e+17 | 3.5294e+17 | 4.0032e+17 | 3.425e+17 | 3.3373e+17 | 3.7874e+17 | 3.6149e+17 | 3.6896e+17 | 3.5822e+17 | 3.711e+17 | 3.6569e+17 | 3.3074e+17 | 3.3704e+17 | 3.5914e+17 | 3.3704e+17 | 3.6408e+17 | 3.9723e+17 | 3.9995e+17 | 4.1003e+17 | 2.9864e+17 | 3.05e+17 | 3.9269e+17 | 4.0576e+17 | 2.6327e+17 | 3.5004e+17 | 3.8736e+17 | 3.5206e+17 | 3.1695e+17 | 3.6557e+17 | 3.6424e+17 | 3.733e+17 | 3.9501e+17 | 4.0987e+17 | 3.8362e+17 | 4.2157e+17 | 3.8684e+17 | 3.1516e+17 | 4.3978e+17 | 3.7837e+17 | 3.3127e+17 | 3.6212e+17 | 4.017e+17 | 3.6065e+17 | 3.7504e+17 | 3.8946e+17 | 4.1181e+17 | 3.697e+17 | 3.2742e+17 | 3.5897e+17 | 3.7211e+17 | 3.8409e+17 | 4.3362e+17 | 3.5307e+17 | 2.889e+17 | 3.8921e+17 | 4.0103e+17 | 3.1713e+17 | 4.1692e+17 | 3.8781e+17 | 3.9427e+17 | 3.953e+17 | 2.9503e+17 | 3.6942e+17 | 3.3984e+17 | 4.3262e+17 | 3.4102e+17 | 3.196e+17 | 3.7767e+17 | 3.6229e+17 | 4.0352e+17 | 3.6987e+17 | 3.6473e+17 | 3.7901e+17 | 3.7229e+17 | 3.5421e+17 | 3.7591e+17 | 3.6277e+17 | 3.8178e+17 | 3.7407e+17 | 3.9725e+17 | 4.1267e+17 | 4.0799e+17 | 3.7001e+17 | 4.1377e+17 | 3.21e+17 | 4.1921e+17 | 3.6735e+17 | 3.5398e+17 | 3.144e+17 | 3.9694e+17 | 3.7555e+17 | 4.3394e+17 | 3.7845e+17 | 3.6585e+17 | 3.3891e+17 | 3.5574e+17 | 3.8888e+17 | 4.056e+17 | 3.891e+17 | 4.052e+17 | 3.5953e+17 | 4.1342e+17 | 3.8013e+17 | 4.5555e+17 | 3.3321e+17 | 3.6219e+17 | 4.0829e+17 | 3.503e+17 | 4.0747e+17 | 3.1267e+17 | 3.9748e+17 | 4.159e+17 | 4.0628e+17 | 4.3515e+17 | 3.5065e+17 | 3.6103e+17 | 4.2995e+17 | 3.9357e+17 | 3.8864e+17 | 3.7387e+17 | 3.1518e+17 | 3.3293e+17 | 4.337e+17 | 4.1865e+17 | 3.5623e+17 | 4.0075e+17 | 3.543e+17 | 3.5319e+17 | 3.7819e+17 | 3.8359e+17 | 3.0549e+17 | 3.7576e+17 | 3.314e+17 | 3.6439e+17 | 2.541e+17 | 4.233e+17 | 4.0745e+17 | 4.1887e+17 | 3.8677e+17 | 4.0291e+17 | 3.6642e+17 | 3.6921e+17 | 3.1871e+17 | 4.5031e+17 | 3.7436e+17 | 3.9308e+17 | 3.4433e+17 | 4.408e+17 | 3.6613e+17 | 4.1645e+17 | 3.7598e+17 | 3.1884e+17 | 3.7988e+17 | 3.3749e+17 | 3.4436e+17 | 4.4105e+17 | 3.4365e+17 | 3.8515e+17 | 4.1141e+17 | 4.3317e+17 | 3.9028e+17 | 3.4827e+17 | 3.1432e+17 | 4.022e+17 | 3.9957e+17 | 4.1499e+17 | 3.674e+17 | 3.6398e+17 | 4.1274e+17 | 3.8656e+17 | 4.2557e+17 | 4.1721e+17 | 3.2312e+17 | 3.5637e+17 | 3.5453e+17 | 4.2285e+17 | 3.7293e+17 | 4.0045e+17 | 4.2361e+17 | 3.5236e+17 | 3.492e+17 | 3.6623e+17 | 3.7433e+17 | 2.9132e+17 | 3.6326e+17 | 3.5957e+17 | 4.3298e+17 | 3.1467e+17 | 3.6746e+17 | 3.627e+17 | 3.4899e+17 | 3.7133e+17 | 4.388e+17 | 3.2741e+17 | 4.3173e+17 | 4.0273e+17 | 3.3854e+17 | 4.146e+17 | 3.4673e+17 | 3.9182e+17 | 3.3728e+17 | 2.5827e+17 | 3.616e+17 | 3.9588e+17 | 2.7583e+17 | 3.7924e+17 | 3.0901e+17 | 3.9653e+17 | 3.7119e+17 | 3.0336e+17 | 3.4285e+17 | 3.8575e+17 | 3.3833e+17 | 3.2827e+17 | 4.2201e+17 | 3.5434e+17 | 3.4584e+17 | 3.6388e+17 | 3.0267e+17 | 3.6618e+17 | 3.6127e+17 | 3.0518e+17 | 3.4492e+17 | 3.3031e+17 | 3.8876e+17 | 4.0881e+17 | 3.6824e+17 | 4.2096e+17 | 3.5905e+17 | 4.2774e+17 | 3.3295e+17 | 3.6057e+17 | 3.1873e+17 | 3.0781e+17 | 4.0696e+17 | 4.0913e+17 | 3.952e+17 | 3.5969e+17 | 4.4591e+17 | 3.8777e+17 | 3.6558e+17 | 3.496e+17 | 4.1143e+17 | 3.4419e+17 | 3.7005e+17 | 3.9015e+17 | 3.8817e+17 | 3.8084e+17 | 3.3127e+17 | 4.0478e+17 | 4.2003e+17 | 4.1381e+17 | 3.7276e+17 | 4.177e+17 | 3.7189e+17 | 3.6472e+17 | 3.8691e+17 | 3.614e+17 | 3.7372e+17 | 3.9868e+17 | 4.0404e+17 | 3.2455e+17 | 3.3549e+17 | 4.166e+17 | 4.02e+17 | 4.6295e+17 | 3.3975e+17 | 3.7462e+17 | 3.6012e+17 | 3.6653e+17 | 3.7973e+17 | 3.9785e+17 | 3.8156e+17 | 3.4897e+17 | 3.8678e+17 | 3.8495e+17 | 4.0413e+17 | 3.4405e+17 | 3.7434e+17 | 3.4536e+17 | 4.019e+17 | 3.9985e+17 | 3.416e+17 | 3.6202e+17 | 4.1482e+17 | 3.5283e+17 | 4.412e+17 | 3.318e+17 | 4.2299e+17 | 3.6604e+17 | 3.7333e+17 | 4.1483e+17 | 3.552e+17 | 3.715e+17 | 3.8722e+17 | 4.2294e+17 | 4.4701e+17 | 3.7616e+17 | 3.8229e+17 | 3.9564e+17 | 3.3546e+17 | 3.6442e+17 | 3.7572e+17 | 4.3213e+17 | 3.9839e+17 | 3.4783e+17 | 4.1001e+17 | 3.287e+17 | 3.6285e+17 | 3.8872e+17 | 3.8132e+17 | 4.1566e+17 | 4.1589e+17 | 3.7094e+17 | 3.4506e+17 | 3.3276e+17 | 3.4906e+17 | 4.3137e+17 | 4.099e+17 | 4.3052e+17 | 4.1198e+17 | 3.1961e+17 | 3.3324e+17 | 3.357e+17 | 3.5353e+17 | 3.9056e+17 | 3.304e+17 | 3.4098e+17 | 3.649e+17 | 4.1132e+17 | 3.625e+17 | 3.6223e+17 | 3.8184e+17 | 4.0142e+17 | 4.1727e+17 | 3.9694e+17 | 3.88e+17 | 3.385e+17 | 3.0448e+17 | 3.8464e+17 | 4.1628e+17 | 3.5737e+17 | 3.4076e+17 | 3.5685e+17 | 3.4855e+17 | 3.19e+17 | 3.428e+17 | 4.4987e+17 | 4.5573e+17 | 4.0733e+17 | 3.469e+17 | 3.6108e+17 | 3.5723e+17 | 3.7763e+17 | 4.0428e+17 | 3.0895e+17 | 3.8695e+17 | 3.7588e+17 | 3.124e+17 | 3.6742e+17 | 3.5671e+17 | 3.3213e+17 | 3.614e+17 | 4.0413e+17 | 4.1063e+17 | 4.0497e+17 | 3.5956e+17 | 3.2726e+17 | 2.9627e+17 | 3.4024e+17 | 3.993e+17 | 3.4328e+17 | 3.2772e+17 | 3.3441e+17 | 3.5548e+17 | 4.1311e+17 | 4.2153e+17 | 2.9376e+17 | 3.442e+17 | 3.867e+17 | 3.7383e+17 | 3.9397e+17 | 4.1756e+17 | 3.7741e+17 | 3.9801e+17 | 3.8647e+17 | 3.407e+17 | 3.1614e+17 | 3.8339e+17 | 3.8608e+17 | 3.122e+17 | 3.7427e+17 | 3.2241e+17 | 3.526e+17 | 3.8684e+17 | 3.4062e+17 | 4.6707e+17 | 3.8451e+17 | 4.3474e+17 | 3.7973e+17 | 4.3824e+17 | 3.4338e+17 | 3.7222e+17 | 4.0671e+17 | 3.3481e+17 | 3.6493e+17 | 3.5304e+17 | 3.163e+17 | 4.2364e+17 | 3.4657e+17 | 3.214e+17 | 4.4328e+17 | 4.0163e+17 | 2.9935e+17 | 3.7805e+17 | 4.1449e+17 | 3.7006e+17 | 3.9401e+17 | 4.3027e+17 | 3.8351e+17 | 3.9187e+17 | 3.8149e+17 | 3.5256e+17 | 4.0959e+17 | 3.233e+17 | 3.8982e+17 | 4.0274e+17 | 4.4424e+17 | 3.357e+17 | 4.1876e+17 | 4.1228e+17 | 3.4154e+17 | 4.2542e+17 | 3.8887e+17 | 3.4158e+17 | 2.7662e+17 | 3.431e+17 | 3.8317e+17 | 3.8111e+17 | 3.2908e+17 | 3.3526e+17 | 3.1983e+17 | 3.6618e+17 | 4.2554e+17 | 3.3253e+17 | 3.6834e+17 | 3.6372e+17 | 3.9058e+17 | 3.6812e+17 | 3.9374e+17 | 4.0233e+17 | 3.7457e+17 | 3.6796e+17 | 4.0941e+17 | 3.6395e+17 | 3.8684e+17 | 4.0075e+17 | 4.5744e+17 | 3.7324e+17 | 4.7173e+17 | 3.1022e+17 | 3.3789e+17 | 3.0265e+17 | 3.3368e+17 | 4.438e+17 | 3.2459e+17 | 3.2809e+17 | 3.4003e+17 | 3.4081e+17 | 3.8721e+17 | 3.6902e+17 | 3.9752e+17 | 3.677e+17 | 3.3827e+17 | 3.3605e+17 | 3.172e+17 | 3.5232e+17 | 3.1277e+17 | 3.7021e+17 | 3.7056e+17 | 3.6539e+17 | 3.6319e+17 | 4.0499e+17 | 3.9026e+17 | 4.1923e+17 | 3.9242e+17 | 3.4519e+17 | 4.561e+17 | 2.8309e+17 | 3.8639e+17 | 3.2975e+17 | 4.0023e+17 | 4.1092e+17 | 4.3073e+17 | 3.3338e+17 | 4.297e+17 | 3.7509e+17 | 3.5265e+17 | 3.6789e+17 | 3.4198e+17 | 4.5177e+17 | 3.1475e+17 | 3.8738e+17 | 4.0575e+17 | 4.1481e+17 | 3.6967e+17 | 4.0895e+17 | 3.7631e+17 | 4.057e+17 | 3.8958e+17 | 4.0435e+17 | 4.1615e+17 | 3.2902e+17 | 3.6464e+17 | 3.2195e+17 | 3.7816e+17 | 3.8538e+17 | 3.9681e+17 | 3.8406e+17 | 4.0743e+17 | 4.3045e+17 | 3.8509e+17 | 3.4919e+17 | 3.6683e+17 | 3.7366e+17 | 3.6924e+17 | 3.7575e+17 | 3.3766e+17 | 3.7581e+17 | 3.3036e+17 | 3.5755e+17 | 3.9477e+17 | 3.4007e+17 | 3.6669e+17 | 4.2009e+17 | 3.7443e+17 | 3.3876e+17 | 3.9227e+17 | 3.9688e+17 | 2.7361e+17 | 3.3431e+17 | 3.8988e+17 | 3.6598e+17 | 4.1916e+17 | 4.6637e+17 | 3.0029e+17 | 3.9271e+17 | 3.7085e+17 | 3.4899e+17 | 3.5929e+17 | 4.4212e+17 | 4.1259e+17 | 4.1371e+17 | 3.9809e+17 | 3.4583e+17 | 4.2735e+17 | 3.5032e+17 | 2.9998e+17 | 3.5439e+17 | 3.7211e+17 | 3.6968e+17 | 2.8092e+17 | 3.8827e+17 | 3.5048e+17 | 3.7324e+17 | 3.8671e+17 | 3.9978e+17 | 2.884e+17 | 3.9819e+17 | 3.0736e+17 | 3.9855e+17 | 3.2784e+17 | 3.4777e+17 | 3.8139e+17 | 3.5712e+17 | 3.7205e+17 | 3.6051e+17 | 3.6919e+17 | 4.0479e+17 | 3.69e+17 | 3.1252e+17 | 4.0377e+17 | 3.4382e+17 | 3.2627e+17 | 3.3212e+17 | 3.4896e+17 | 4.0848e+17 | 3.9111e+17 | 3.3738e+17 | 4.0082e+17 | 3.1858e+17 | 3.2444e+17 | 4.1085e+17 | 3.6889e+17 | 3.9225e+17 | 3.2225e+17 | 3.643e+17 | 3.315e+17 | 4.5881e+17 | 4.0241e+17 | 3.5326e+17 | 3.6217e+17 | 4.7499e+17 | 3.6843e+17 | 3.8855e+17 | 4.0563e+17 | 3.9925e+17 | 3.852e+17 | 4.0445e+17 | 4.3796e+17 | 4.0286e+17 | 4.2179e+17 | 2.9593e+17 | 3.5665e+17 | 4.3521e+17 | 3.6418e+17 | 3.7281e+17 | 3.3576e+17 | 3.8268e+17 | 3.5802e+17 | 3.6689e+17 | 4.09e+17 | 3.8107e+17 | 4.1511e+17 | 4.3298e+17 | 4.358e+17 | 3.6964e+17 | 4.3816e+17 | 4.038e+17 | 3.9429e+17 | 4.2245e+17 | 3.2791e+17 | 3.7572e+17 | 4.3289e+17 | 3.1868e+17 | 4.181e+17 | 3.1686e+17 | 4.1244e+17 | 3.592e+17 | 3.8151e+17 | 3.0707e+17 | 3.0155e+17 | 3.237e+17 | 3.7236e+17 | 3.6636e+17 | 3.4767e+17 | 3.7553e+17 | 3.0674e+17 | 3.3107e+17 | 3.3566e+17 | 4.4681e+17 | 3.5761e+17 | 3.7391e+17 | 4.1151e+17 | 3.4245e+17 | 3.9407e+17 | 3.6113e+17 | 3.6286e+17 | 3.5777e+17 | 3.9389e+17 | 3.7442e+17 | 3.7925e+17 | 3.518e+17 | 3.815e+17 | 3.1068e+17 | 3.878e+17 | 3.3587e+17 | 4.1729e+17 | 3.7973e+17 | 3.8576e+17 | 3.0349e+17 | 4.1139e+17 | 4.0642e+17 | 3.7616e+17 | 3.9794e+17 | 3.6717e+17 | 3.6168e+17 | 3.9337e+17 | 3.6344e+17 | 4.3664e+17 | 3.8109e+17 | 3.1753e+17 | 3.6215e+17 | 4.0632e+17 | 3.2181e+17 | 3.7338e+17 | 3.7399e+17 | 3.0301e+17 | 3.9805e+17 | 3.9039e+17 | 3.8147e+17 | 3.8594e+17 | 3.4421e+17 | 3.6897e+17 | 3.0509e+17 | 3.6753e+17 | 4.0092e+17 | 2.9572e+17 | 3.5748e+17 | 4.1448e+17 | 3.2993e+17 | 3.2073e+17 | 3.8554e+17 | 3.4063e+17 | 3.9497e+17 | 3.6997e+17 | 3.429e+17 | 3.5494e+17 | 3.1271e+17 | 3.4664e+17 | 3.6289e+17 | 3.9377e+17 | 3.7642e+17 | 4.2963e+17 | 3.9416e+17 | 3.371e+17 | 3.7806e+17 | 4.1393e+17 | 4.1498e+17 | 4.1124e+17 | 3.648e+17 | 3.427e+17 | 3.8591e+17 | 3.5846e+17 | 3.3244e+17 | 4.1706e+17 | 3.4548e+17 | 3.698e+17 | 3.4885e+17 | 3.9043e+17 | 4.0966e+17 | 3.4567e+17 | 3.5865e+17 | 3.5373e+17 | 4.4086e+17 | 3.918e+17 | 3.6139e+17 | 4.5014e+17 | 3.9378e+17 | 3.6742e+17 | 3.9298e+17 | 3.8885e+17 | 3.7216e+17 | 3.8362e+17 | 3.8232e+17 | 4.2595e+17 | 3.8562e+17 | 3.6874e+17 | 3.7628e+17 | 3.9123e+17 | 3.9448e+17 | 3.54e+17 | 3.6776e+17 | 3.7296e+17 | 3.4825e+17 | 3.2752e+17 | 3.4237e+17 | 3.7434e+17 | 3.9032e+17 | 4.0322e+17 | 4.1653e+17 | 4.6189e+17 | 3.8181e+17 | 3.5446e+17 | 3.6281e+17 | 3.6779e+17 | 4.175e+17 | 3.4233e+17 | 3.5081e+17 | 3.5598e+17 | 4.5053e+17 | 2.9356e+17 | 3.6488e+17 | 4.4403e+17 | 3.923e+17 | 3.6807e+17 | 3.2245e+17 | 3.5295e+17 | 3.8063e+17 | 4.1402e+17 | 3.2703e+17 | 3.3005e+17 | 3.4666e+17 | 3.684e+17 | 4.2894e+17 | 3.9214e+17 | 3.4346e+17 | 3.7854e+17 | 3.5747e+17 | 3.9865e+17 | 4.0246e+17 | 3.7585e+17 | 3.7008e+17 | 3.8573e+17 | 2.9597e+17 | 2.9926e+17 | 3.518e+17 | 3.7011e+17 | 4.0869e+17 | 3.9277e+17 | 3.1175e+17 | 3.2459e+17 | 3.5117e+17 | 4.3901e+17 | 3.613e+17 | 3.2219e+17 | 4.5267e+17 | 3.9991e+17 | 3.8601e+17 | 3.8016e+17 | 3.7841e+17 | 3.0046e+17 | 4.7131e+17 | 3.9998e+17 | 4.0874e+17 | 4.4379e+17 | 4.6465e+17 | 4.3359e+17 | 3.8865e+17 | 3.5117e+17 | 3.18e+17 | 3.3686e+17 | 3.9605e+17 | 3.2322e+17 | 3.1683e+17 | 3.1745e+17 | 3.6206e+17 | 3.1613e+17 | 3.3251e+17 | 3.1336e+17 | 3.825e+17 | 4.0186e+17 | 4.1313e+17 | 3.0629e+17 | 3.9594e+17 | 3.9258e+17 | 3.4831e+17 | 3.6541e+17 | 3.9258e+17 | 3.791e+17 | 4.0059e+17 | 3.6663e+17 | 3.5576e+17 | 3.745e+17 | 3.9911e+17 | 3.6455e+17 | 3.8066e+17 | 4.0706e+17 | 4.2285e+17 | 4.2676e+17 | 3.6976e+17 | 3.925e+17 | 3.4649e+17 | 3.6515e+17 | 3.6723e+17 | 3.8946e+17 | 3.739e+17 | 4.2728e+17 | 4.372e+17 | 3.6066e+17 | 3.9494e+17 | 4.0201e+17 | 3.3383e+17 | 3.23e+17 | 3.5757e+17 | 3.8918e+17 | 3.7662e+17 | 4.0804e+17 | 3.6016e+17 | 3.7729e+17 | 3.751e+17 | 3.6365e+17 | 3.6233e+17 | 4.2127e+17 | 3.3461e+17 | 3.5215e+17 | 3.6095e+17 | 4.0625e+17 | 3.9245e+17 | 3.8286e+17 | 3.7859e+17 | 3.7053e+17 | 3.8531e+17 | 3.6932e+17 | 2.9033e+17 | 3.4384e+17 | 3.5984e+17 | 3.5952e+17 | 3.4695e+17 | 3.8141e+17 | 3.5843e+17 | 4.1514e+17 | 4.1046e+17 | 3.3521e+17 | 4.269e+17 | 3.2748e+17 | 3.4296e+17 | 3.865e+17 | 3.3696e+17 | 3.8817e+17 | 3.6755e+17 | 3.5467e+17 | 3.5118e+17 | 3.8543e+17 | 4.4365e+17 | 3.4313e+17 | 4.1285e+17 | 3.8911e+17 | 3.7683e+17 | 4.3639e+17 | 3.5184e+17 | 4.0049e+17 | 3.1028e+17 | 3.4382e+17 | 4.0032e+17 | 3.6452e+17 | 3.4257e+17 | 3.7182e+17 | 3.2475e+17 | 3.3635e+17 | 4.2516e+17 | 4.2496e+17 | 3.9772e+17 | 4.4605e+17 | 3.6691e+17 | 3.8417e+17 | 3.989e+17 | 3.3641e+17 | 4.0712e+17 | 3.7297e+17 | 3.6703e+17 | 4.4832e+17 | 3.3507e+17 | 4.1167e+17 | 3.5695e+17 | 4.6057e+17 | 4.3849e+17 | 3.8663e+17 | 4.0098e+17 | 3.6712e+17 | 3.7106e+17 | 3.3523e+17 | 3.5284e+17 | 3.8013e+17 | 3.8041e+17 | 4.0944e+17 | 4.1412e+17 | 4.0127e+17 | 3.3963e+17 | 3.3999e+17 | 3.5047e+17 | 3.712e+17 | 3.5959e+17 | 4.0129e+17 | 4.2994e+17 | 3.8093e+17 | 3.4878e+17 | 3.1715e+17 | 3.8882e+17 | 3.0355e+17 | 3.9972e+17 | 3.5895e+17 | 3.6435e+17 | 3.82e+17 | 3.542e+17 | 3.8975e+17 | 4.0796e+17 | 3.9585e+17 | 3.8308e+17 | 4.5117e+17 | 3.6748e+17 | 4.275e+17 | 4.3121e+17 | 4.0586e+17 | 3.5585e+17 | 3.3726e+17 | 3.0999e+17 | 3.5231e+17 | 3.8411e+17 | 4.1947e+17 | 3.0052e+17 | 3.0896e+17 | 3.252e+17 | 4.0951e+17 | 3.8268e+17 | 3.5202e+17 | 4.0754e+17 | 3.4235e+17 | 4.3152e+17 | 3.5329e+17 | 3.6508e+17 | 3.5494e+17 | 3.7186e+17 | 4.4041e+17 | 3.9817e+17 | 3.7346e+17 | 3.3984e+17 | 4.1314e+17 | 4.1337e+17 | 4.7104e+17 | 4.2032e+17 | 4.0194e+17 | 3.8578e+17 | 3.6558e+17 | 3.4018e+17 | 3.942e+17 | 3.2897e+17 | 3.7359e+17 | 3.9408e+17 | 3.8263e+17 | 3.6471e+17 | 3.4767e+17 | 3.2857e+17 | 3.1618e+17 | 3.4636e+17 | 4.0358e+17 | 4.0798e+17 | 4.0538e+17 | 4.263e+17 | 3.3816e+17 | 3.9632e+17 | 3.7162e+17 | 3.5733e+17 | 3.7596e+17 | 3.881e+17 | 3.7286e+17 | 4.3355e+17 | 4.4359e+17 | 3.547e+17 | 4.0524e+17 | 4.3739e+17 | 3.4676e+17 | 3.889e+17 | 4.1324e+17 | 3.3063e+17 | 4.157e+17 | 4.4825e+17 | 3.3948e+17 | 4.1745e+17 | 4.3751e+17 | 3.3675e+17 | 3.7138e+17 | 4.3671e+17 | 3.5043e+17 | 3.2798e+17 | 3.8288e+17 | 3.1291e+17 | 3.7999e+17 | 4.1449e+17 | 3.5904e+17 | 4.1248e+17 | 4.2324e+17 | 3.4595e+17 | 3.5256e+17 | 3.4763e+17 | 3.7917e+17 | 3.544e+17 | 3.5236e+17 | 3.8303e+17 | 3.5758e+17 | 4.5237e+17 | 3.9834e+17 | 3.4216e+17 | 3.7933e+17 | 3.8564e+17 | 3.7252e+17 | 4.0414e+17 | 3.5127e+17 | 4.0104e+17 | 3.9403e+17 | 3.5829e+17 | 3.9121e+17 | 3.845e+17 | 3.6068e+17 | 3.7956e+17 | 3.2663e+17 | 3.7048e+17 | 3.4475e+17 | 4.119e+17 | 2.8336e+17 | 4.1247e+17 | 3.7657e+17 | 3.9739e+17 | 3.7181e+17 | 4.0358e+17 | 3.5289e+17 | 4.4347e+17 | 3.8371e+17 | 3.428e+17 | 3.7927e+17 | 3.6778e+17 | 3.917e+17 | 4.2608e+17 | 4.3465e+17 | 3.8162e+17 | 3.5213e+17 | 3.5342e+17 | 4.3372e+17 | 3.8423e+17 | 3.8091e+17 | 4.0566e+17 | 4.1696e+17 | 3.9224e+17 | 4.0118e+17 | 3.8041e+17 | 3.485e+17 | 3.4784e+17 | 3.4445e+17 | 3.7083e+17 | 3.8333e+17 | 4.2936e+17 | 3.2765e+17 | 3.9527e+17 | 3.825e+17 | 4.3898e+17 | 3.6902e+17 | 4.2265e+17 | 3.5746e+17 | 3.4092e+17 | 3.6236e+17 | 4.1532e+17 | 2.9118e+17 | 3.899e+17 | 3.9376e+17 | 3.6916e+17 | 2.955e+17 | 3.4683e+17 | 4.4419e+17 | 3.974e+17 | 3.6397e+17 | 3.5437e+17 | 3.5135e+17 | 3.8623e+17 | 3.5548e+17 | 3.6171e+17 | 4.3177e+17 | 3.357e+17 | 3.3957e+17 | 4.2335e+17 | 4.3951e+17 | 4.242e+17 | 4.2619e+17 | 4.1258e+17 | 3.5426e+17 | 4.4196e+17 | 4.0613e+17 | 4.1614e+17 | 3.4762e+17 | 3.0728e+17 | 3.717e+17 | 3.8659e+17 | 3.3467e+17 | 3.8807e+17 | 4.123e+17 | 3.8702e+17 | 3.9269e+17 | 3.8116e+17 | 3.6073e+17 | 4.3486e+17 | 3.7707e+17 | 3.9264e+17 | 3.8207e+17 | 3.5447e+17 | 3.9877e+17 | 3.7663e+17 | 3.6294e+17 | 3.567e+17 | 3.8308e+17 | 3.1199e+17 | 3.3774e+17 | 3.4806e+17 | 4.1201e+17 | 3.6875e+17 | 3.6731e+17 | 4.3526e+17 | 3.8269e+17 | 3.1433e+17 | 3.9358e+17 | 4.0692e+17 | 4.1524e+17 | 4.2932e+17 | 4.0202e+17 | 3.9772e+17 | 3.2068e+17 | 3.8296e+17 | 3.9621e+17 | 4.2132e+17 | 3.1703e+17 | 3.7072e+17 | 3.9515e+17 | 3.8437e+17 | 3.5846e+17 | 3.4223e+17 | 3.6369e+17 | 3.4862e+17 | 3.799e+17 | 4.2118e+17 | 3.5278e+17 | 3.7298e+17 | 3.2371e+17 | 3.9975e+17 | 3.4232e+17 | 3.6368e+17 | 3.5891e+17 | 3.6443e+17 | 3.8248e+17 | 4.3091e+17 | 3.2979e+17 | 3.7397e+17 | 4.0987e+17 | 3.4416e+17 | 4.0957e+17 | 3.5942e+17 | 3.8392e+17 | 3.7782e+17 | 3.7771e+17 | 4.1659e+17 | 3.5659e+17 | 3.9813e+17 | 3.654e+17 | 3.6465e+17 | 3.8515e+17 | 3.862e+17 | 3.7696e+17 | 4.2201e+17 | 3.549e+17 | 3.4197e+17 | 4.4946e+17 | 4.5218e+17 | 4.0501e+17 | 3.8679e+17 | 3.2954e+17 | 3.6369e+17 | 3.8313e+17 | 4.3397e+17 | 4.1494e+17 | 3.0701e+17 | 3.8939e+17 | 3.5774e+17 | 3.5038e+17 | 3.0268e+17 | 3.6013e+17 | 3.8197e+17 | 3.5857e+17 | 3.9631e+17 | 3.8562e+17 | 3.353e+17 | 4.1196e+17 | 3.1454e+17 | 3.964e+17 | 3.8275e+17 | 3.7384e+17 | 3.1337e+17 | 3.5107e+17 | 3.8364e+17 | 3.8831e+17 | 4.7524e+17 | 3.8933e+17 | 3.8228e+17 | 4.1887e+17 | 3.7087e+17 | 3.9039e+17 | 3.9765e+17 | 3.6598e+17 | 4.1857e+17 | 3.5397e+17 | 3.6982e+17 | 4.2546e+17 | 3.6939e+17 | 3.3542e+17 | 4.1386e+17 | 3.6375e+17 | 4.6604e+17 | 4.3103e+17 | 4.401e+17 | 3.6295e+17 | 3.8376e+17 | 3.482e+17 | 3.3117e+17 | 3.2728e+17 | 4.1494e+17 | 3.694e+17 | 3.9426e+17 | 3.8574e+17 | 3.302e+17 | 3.8427e+17 | 3.8279e+17 | 4.2245e+17 | 3.6141e+17 | 3.302e+17 | 4.4081e+17 | 3.8199e+17 | 3.5352e+17 | 3.9454e+17 | 3.9081e+17 | 3.3479e+17 | 3.3033e+17 | 3.7527e+17 | 3.8691e+17 | 3.7891e+17 | 3.7392e+17 | 3.8815e+17 | 3.3322e+17 | 4.0525e+17 | 4.2644e+17 | 4.1948e+17 | 3.9729e+17 | 3.5351e+17 | 4.5754e+17 | 4.3324e+17 | 3.4626e+17 | 3.5382e+17 | 3.9206e+17 | 3.0405e+17 | 3.6278e+17 | 4.2317e+17 | 3.3312e+17 | 4.2389e+17 | 4.2745e+17 | 3.3898e+17 | 2.7472e+17 | 3.8244e+17 | 3.6048e+17 | 3.5421e+17 | 3.529e+17 | 3.787e+17 | 3.9632e+17 | 3.6124e+17 | 3.6836e+17 | 4.1301e+17 | 3.5161e+17 | 3.7247e+17 | 3.7613e+17 | 3.7258e+17 | 4.1584e+17 | 3.7105e+17 | 3.6933e+17 | 3.3906e+17 | 3.8376e+17 | 3.8281e+17 | 3.5503e+17 | 3.1081e+17 | 3.7636e+17 | 4.4785e+17 | 3.758e+17 | 3.3821e+17 | 4.6196e+17 | 3.6225e+17 | 3.1179e+17 | 3.0572e+17 | 3.7984e+17 | 4.0727e+17 | 3.7804e+17 | 3.8113e+17 | 3.7704e+17 | 4.1514e+17 | 3.7397e+17 | 3.719e+17 | 3.6979e+17 | 3.6673e+17 | 4.331e+17 | 3.5749e+17 | 4.2519e+17 | 4.3019e+17 | 3.9899e+17 | 4.7523e+17 | 3.8127e+17 | 4.156e+17 | 4.0189e+17 | 3.545e+17 | 3.2231e+17 | 3.2259e+17 | 3.6152e+17 | 3.8628e+17 | 4.4236e+17 | 2.968e+17 | 3.6273e+17 | 3.7092e+17 | 3.8043e+17 | 4.4927e+17 | 3.7402e+17 | 4.1544e+17 | 3.2503e+17 | 3.4531e+17 | 3.7288e+17 | 3.5081e+17 | 3.6207e+17 | 3.3349e+17 | 3.8255e+17 | 3.4373e+17 | 3.6404e+17 | 3.7113e+17 | 4.3342e+17 | 3.7519e+17 | 3.3351e+17 | 3.8534e+17 | 3.9383e+17 | 3.4278e+17 | 3.6764e+17 | 4.0057e+17 | 3.6937e+17 | 3.1178e+17 | 4.1409e+17 | 3.9117e+17 | 4.0991e+17 | 3.2054e+17 | 3.7897e+17 | 4.1101e+17 | 4.0197e+17 | 3.8181e+17 | 3.6992e+17 | 3.602e+17 | 4.0068e+17 | 4.0633e+17 | 3.5883e+17 | 2.9078e+17 | 4.3262e+17 | 4.0493e+17 | 3.8368e+17 | 4.1165e+17 | 3.6597e+17 | 3.6208e+17 | 3.2282e+17 | 4.1018e+17 | 4.0927e+17 | 3.7778e+17 | 3.6133e+17 | 3.8867e+17 | 4.2236e+17 | 3.9116e+17 | 3.5146e+17 | 4.3323e+17 | 4.5316e+17 | 4.1505e+17 | 4.0578e+17 | 3.7564e+17 | 3.6188e+17 | 3.5281e+17 | 3.553e+17 | 4.0921e+17 | 3.5425e+17 | 3.7767e+17 | 3.9696e+17 | 3.82e+17 | 3.9253e+17 | 3.9433e+17 | 3.6911e+17 | 4.1754e+17 | 4.3647e+17 | 3.6724e+17 | 4.2972e+17 | 3.7325e+17 | 3.1181e+17 | 3.1846e+17 | 4.0288e+17 | 3.7882e+17 | 3.8065e+17 | 4.0913e+17 | 4.0713e+17 | 3.664e+17 | 3.3064e+17 | 2.6989e+17 | 3.5233e+17 | 3.5184e+17 | 3.6417e+17 | 3.4374e+17 | 3.4614e+17 | 3.9135e+17 | 3.875e+17 | 4.0147e+17 | 3.9095e+17 | 3.6549e+17 | 4.192e+17 | 3.9002e+17 | 3.9124e+17 | 4.2261e+17 | 3.8674e+17 | 3.9914e+17 | 4.2634e+17 | 2.9932e+17 | 3.9151e+17 | 4.4074e+17 | 4.3694e+17 | 3.8366e+17 | 3.3515e+17 | 3.4624e+17 | 4.1292e+17 | 4.2077e+17 | 3.8225e+17 | 3.4983e+17 | 3.9693e+17 | 3.3152e+17 | 3.1627e+17 | 3.7159e+17 | 3.9099e+17 | 3.5366e+17 | 3.7715e+17 | 4.4241e+17 | 3.6531e+17 | 3.5393e+17 | 3.8401e+17 | 4.0123e+17 | 3.6018e+17 | 4.3107e+17 | 4.2537e+17 | 3.8868e+17 | 3.5968e+17 | 3.3448e+17 | 3.7031e+17 | 3.699e+17 | 3.655e+17 | 3.5234e+17 | 4.2847e+17 | 4.0093e+17 | 3.8872e+17 | 3.0816e+17 | 4.3279e+17 | 3.7555e+17 | 3.886e+17 | 3.8693e+17 | 3.4197e+17 | 4.0345e+17 | 4.3123e+17 | 2.8456e+17 | 4.0076e+17 | 4.1655e+17 | 3.8543e+17 | 4.5657e+17 | 3.8351e+17 | 3.9187e+17 | 4.3756e+17 | 3.7734e+17 | 3.1518e+17 | 3.9842e+17 | 3.8621e+17 | 3.808e+17 | 3.6282e+17 | 4.4223e+17 | 3.3877e+17 | 3.889e+17 | 3.6538e+17 | 3.5076e+17 | 4.3398e+17 | 3.216e+17 | 3.7417e+17 | 3.8438e+17 | 3.2028e+17 | 3.5047e+17 | 4.2904e+17 | 3.3787e+17 | 3.7594e+17 | 3.1171e+17 | 3.6693e+17 | 4.5236e+17 | 3.2153e+17 | 4.2265e+17 | 3.3251e+17 | 3.7279e+17 | 3.5982e+17 | 4.1605e+17 | 3.7029e+17 | 3.5331e+17 | 3.5349e+17 | 3.0832e+17 | 3.6959e+17 | 3.3491e+17 | 4.0629e+17 | 4.2285e+17 | 4.0637e+17 | 3.722e+17 | 4.0694e+17 | 3.2087e+17 | 3.4801e+17 | 3.0937e+17 | 3.0636e+17 | 3.4078e+17 | 4.4828e+17 | 3.6863e+17 | 3.2535e+17 | 3.7065e+17 | 4.3193e+17 | 3.7303e+17 | 3.6174e+17 | 3.5052e+17 | 4.0251e+17 | 3.6729e+17 | 4.0908e+17 | 4.2974e+17 | 3.7629e+17 | 2.8788e+17 | 4.4426e+17 | 3.5007e+17 | 4.0982e+17 | 2.9397e+17 | 3.7312e+17 | 4.1192e+17 | 3.7947e+17 | 3.7534e+17 | 4.1647e+17 | 3.9023e+17 | 3.5172e+17 | 4.2037e+17 | 3.7803e+17 | 3.3904e+17 | 3.0217e+17 | 4.2358e+17 | 3.6377e+17 | 3.8669e+17 | 3.627e+17 | 3.6972e+17 | 3.2838e+17 | 3.8368e+17 | 3.2875e+17 | 3.3751e+17 | 3.319e+17 | 3.1794e+17 | 4.0843e+17 | 3.4158e+17 | 4.1184e+17 | 4.0964e+17 | 4.0995e+17 | 4.2429e+17 | 3.0633e+17 | 3.313e+17 | 3.7127e+17 | 3.3923e+17 | 4.337e+17 | 3.8137e+17 | 3.4639e+17 | 3.2617e+17 | 4.211e+17 | 3.9365e+17 | 3.888e+17 | 4.9257e+17 | 3.7871e+17 | 3.741e+17 | 3.3742e+17 | 3.5409e+17 | 3.2223e+17 | 3.786e+17 | 3.6149e+17 | 4.0954e+17 | 3.3713e+17 | 3.2519e+17 | 3.7288e+17 | 3.1862e+17 | 3.9817e+17 | 3.1342e+17 | 4.1342e+17 | 3.972e+17 | 4.2316e+17 | 3.5848e+17 | 3.5704e+17 | 3.5473e+17 | 3.7418e+17 | 3.6135e+17 | 3.9587e+17 | 4.1379e+17 | 3.4507e+17 | 4.2982e+17 | 3.2732e+17 | 3.4147e+17 | 3.8692e+17 | 3.5838e+17 | 3.8287e+17 | 3.5077e+17 | 3.825e+17 | 3.7957e+17 | 3.6387e+17 | 4.0352e+17 | 3.32e+17 | 3.3354e+17 | 3.8773e+17 | 4.166e+17 | 5.0427e+17 | 3.5687e+17 | 4.0297e+17 | 3.4797e+17 | 3.4144e+17 | 3.3945e+17 | 3.8953e+17 | 3.5508e+17 | 3.8013e+17 | 4.1028e+17 | 2.882e+17 | 3.7948e+17 | 3.6374e+17 | 4.402e+17 | 3.3888e+17 | 3.7485e+17 | 3.7634e+17 | 3.3853e+17 | 3.8164e+17 | 3.609e+17 | 3.8194e+17 | 3.4901e+17 | 3.5274e+17 | 3.8155e+17 | 3.8523e+17 | 3.0042e+17 | 3.5108e+17 | 3.7906e+17 | 4.3609e+17 | 3.8195e+17 | 3.0297e+17 | 4.5303e+17 | 3.5081e+17 | 3.1833e+17 | 3.8344e+17 | 3.9846e+17 | 3.828e+17 | 3.7535e+17 | 3.7691e+17 | 3.3986e+17 | 3.7517e+17 | 3.3996e+17 | 4.3587e+17 | 4.3251e+17 | 4.3595e+17 | 3.6617e+17 | 3.7895e+17 | 3.9836e+17 | 4.4035e+17 | 3.8306e+17 | 3.8373e+17 | 3.7597e+17 | 3.7373e+17 | 3.5869e+17 | 3.9746e+17 | 3.1901e+17 | 3.5614e+17 | 3.6647e+17 | 3.4733e+17 | 3.8571e+17 | 5.0669e+17 | 3.4281e+17 | 3.9681e+17 | 3.4249e+17 | 4.3078e+17 | 3.957e+17 | 4.278e+17 | 3.7221e+17 | 3.9675e+17 | 3.7692e+17 | 3.213e+17 | 4.0802e+17 | 3.8469e+17 | 3.4564e+17 | 4.2576e+17 | 4.1494e+17 | 3.5236e+17 | 4.1965e+17 | 3.6884e+17 | 3.7292e+17 | 3.7777e+17 | 3.911e+17 | 4.1528e+17 | 4.0139e+17 | 3.611e+17 | 3.0571e+17 | 4.0953e+17 | 3.3845e+17 | 3.7261e+17 | 2.9129e+17 | 4.0925e+17 | 3.9986e+17 | 4.3411e+17 | 4.1694e+17 | 3.7534e+17 | 4.3952e+17 | 4.1379e+17 | 3.8615e+17 | 3.929e+17 | 3.9274e+17 | 4.3405e+17 | 3.5811e+17 | 2.9989e+17 | 3.9688e+17 | 4.1522e+17 | 4.0585e+17 | 3.2832e+17 | 3.4429e+17 | 3.818e+17 | 4.0535e+17 | 3.9864e+17 | 3.6079e+17 | 4.4033e+17 | 3.9937e+17 | 3.5084e+17 | 3.779e+17 | 2.8934e+17 | 3.5701e+17 | 4.3047e+17 | 3.4472e+17 | 3.9664e+17 | 3.3812e+17 | 4.748e+17 | 3.6853e+17 | 3.887e+17 | 3.9461e+17 | 4.0947e+17 | 4.5041e+17 | 3.6807e+17 | 3.5697e+17 | 3.4863e+17 | 3.8126e+17 | 3.6966e+17 | 3.9476e+17 | 3.5026e+17 | 3.6682e+17 | 4.0125e+17 | 3.79e+17 | 3.7446e+17 | 3.8329e+17 | 3.8604e+17 | 4.123e+17 | 3.6726e+17 | 3.4685e+17 | 3.9293e+17 | 4.0108e+17 | 4.4097e+17 | 3.8977e+17 | 4.2978e+17 | 3.9192e+17 | 4.0346e+17 | 4.7335e+17 | 4.3163e+17 | 3.3289e+17 | 3.2996e+17 | 3.7426e+17 | 3.772e+17 | 3.3146e+17 | 4.3309e+17 | 3.47e+17 | 3.9817e+17 | 3.6378e+17 | 4.0544e+17 | 3.7757e+17 | 3.4018e+17 | 2.9361e+17 | 3.81e+17 | 3.6958e+17 | 3.8354e+17 | 4.077e+17 | 3.8029e+17 | 3.884e+17 | 4.1737e+17 | 3.5971e+17 | 4.0581e+17 | 3.5297e+17 | 3.6931e+17 | 4.6642e+17 | 3.5152e+17 | 3.4113e+17 | 3.6783e+17 | 3.8816e+17 | 3.8838e+17 | 3.9455e+17 | 3.2054e+17 | 3.6775e+17 | 3.3021e+17 | 4.1333e+17 | 4.3369e+17 | 3.88e+17 | 3.7198e+17 | 3.776e+17 | 4.2609e+17 | 4.1005e+17 | 3.9485e+17 | 3.0557e+17 | 4.1672e+17 | 3.9075e+17 | 3.4324e+17 | 3.4603e+17 | 3.9411e+17 | 3.5513e+17 | 3.2938e+17 | 3.7741e+17 | 3.8234e+17 | 3.458e+17 | 4.0649e+17 | 4.0179e+17 | 3.4938e+17 | 3.5069e+17 | 3.6764e+17 | 3.9077e+17 | 3.6498e+17 | 3.1154e+17 | 3.5476e+17 | 3.9871e+17 | 3.5502e+17 | 4.312e+17 | 4.2321e+17 | 4.1199e+17 | 3.4999e+17 | 3.5071e+17 | 4.6023e+17 | 4.5359e+17 | 3.5848e+17 | 4.3556e+17 | 3.8362e+17 | 3.6206e+17 | 3.1732e+17 | 3.5603e+17 | 4.1541e+17 | 3.4621e+17 | 3.6844e+17 | 3.0916e+17 | 3.5398e+17 | 4.0147e+17 | 3.6321e+17 | 4.0802e+17 | 3.4339e+17 | 3.8988e+17 | 3.8208e+17 | 3.8701e+17 | 3.7524e+17 | 4.1233e+17 | 3.5468e+17 | 4.1761e+17 | 3.5446e+17 | 3.9603e+17 | 4.0484e+17 | 3.9492e+17 | 3.5178e+17 | 4.3513e+17 | 3.9059e+17 | 3.6835e+17 | 3.527e+17 | 4.0318e+17 | 4.0945e+17 | 4.5877e+17 | 3.5896e+17 | 3.8189e+17 | 3.8107e+17 | 3.3125e+17 | 3.6506e+17 | 3.5499e+17 | 3.8026e+17 | 4.0534e+17 | 4.3997e+17 | 4.6079e+17 | 4.0382e+17 | 3.6857e+17 | 4.1024e+17 | 3.7206e+17 | 3.9402e+17 | 3.9903e+17 | 3.6196e+17 | 3.2706e+17 | 4.4807e+17 | 3.3298e+17 | 3.7083e+17 | 3.3506e+17 | 4.0618e+17 | 3.5555e+17 | 3.6761e+17 | 4.4008e+17 | 3.2641e+17 | 3.819e+17 | 3.7091e+17 | 3.905e+17 | 4.1552e+17 | 3.9473e+17 | 3.5791e+17 | 4.115e+17 | 3.1753e+17 | 3.8924e+17 | 3.1706e+17 | 3.8994e+17 | 3.5853e+17 | 4.0039e+17 | 3.1461e+17 | 4.1636e+17 | 3.7995e+17 | 3.4648e+17 | 3.1741e+17 | 3.4574e+17 | 3.6535e+17 | 3.4608e+17 | 4.623e+17 | 2.9837e+17 | 4.0001e+17 | 3.5796e+17 | 4.0314e+17 | 3.205e+17 | 4.2085e+17 | 3.9625e+17 | 3.8931e+17 | 4.0171e+17 | 3.5582e+17 | 3.3895e+17 | 3.4024e+17 | 3.7339e+17 | 3.8717e+17 | 3.4598e+17 | 3.4242e+17 | 3.8e+17 | 3.9402e+17 | 3.421e+17 | 4.1751e+17 | 3.9953e+17 | 3.9287e+17 | 4.1982e+17 | 3.314e+17 | 3.8219e+17 | 3.5716e+17 | 3.5177e+17 | 3.891e+17 | 3.8009e+17 | 4.2321e+17 | 3.417e+17 | 4.6575e+17 | 4.0442e+17 | 3.3599e+17 | 3.9905e+17 | 4.3629e+17 | 3.8877e+17 | 3.7864e+17 | 3.3598e+17 | 3.7985e+17 | 3.6231e+17 | 3.3501e+17 | 3.9701e+17 | 3.9579e+17 | 3.7807e+17 | 4.4119e+17 | 3.7505e+17 | 3.4651e+17 | 4.3182e+17 | 4.1719e+17 | 4.0142e+17 | 3.8488e+17 | 4.0247e+17 | 3.1833e+17 | 3.6426e+17 | 3.96e+17 | 3.6571e+17 | 3.3595e+17 | 3.8507e+17 | 3.8921e+17 | 3.989e+17 | 4.0093e+17 | 3.6754e+17 | 3.8579e+17 | 3.9052e+17 | 3.7842e+17 | 3.6804e+17 | 3.9271e+17 | 3.4205e+17 | 4.0902e+17 | 3.3844e+17 | 3.2478e+17 | 3.7479e+17 | 3.4673e+17 | 3.6163e+17 | 3.9299e+17 | 3.9498e+17 | 3.4512e+17 | 3.3931e+17 | 4.4352e+17 | 5.0928e+17 | 3.5631e+17 | 3.9911e+17 | 3.5498e+17 | 3.1442e+17 | 3.5828e+17 | 3.7094e+17 | 3.5442e+17 | 3.8529e+17 | 3.1713e+17 | 3.2339e+17 | 3.7615e+17 | 4.1689e+17 | 3.0471e+17 | 3.5159e+17 | 4.7463e+17 | 3.6122e+17 | 3.9846e+17 | 3.945e+17 | 2.8509e+17 | 3.7785e+17 | 3.6649e+17 | 4.0304e+17 | 4.4297e+17 | 3.0843e+17 | 4.1323e+17 | 4.2169e+17 | 3.1166e+17 | 3.7523e+17 | 3.3421e+17 | 3.7624e+17 | 3.84e+17 | 3.4531e+17 | 3.3036e+17 | 3.3174e+17 | 4.3424e+17 | 4.4269e+17 | 3.9251e+17 | 3.5574e+17 | 4.1772e+17 | 4.3253e+17 | 3.9015e+17 | 3.8104e+17 | 3.6322e+17 | 3.9764e+17 | 3.828e+17 | 3.3147e+17 | 3.7733e+17 | 3.5719e+17 | 3.6271e+17 | 3.3599e+17 | 3.0641e+17 | 4.089e+17 | 4.1441e+17 | 3.4389e+17 | 4.2171e+17 | 3.9652e+17 | 3.5757e+17 | 3.6416e+17 | 3.9831e+17 | 3.5791e+17 | 3.172e+17 | 3.2613e+17 | 4.1897e+17 | 4.1173e+17 | 3.6751e+17 | 4.1826e+17 | 4.0609e+17 | 3.16e+17 | 3.8446e+17 | 3.448e+17 | 4.1532e+17 | 4.0045e+17 | 3.795e+17 | 3.8726e+17 | 3.8474e+17 | 3.1244e+17 | 3.3772e+17 | 4.0891e+17 | 3.5617e+17 | 3.2676e+17 | 4.2478e+17 | 3.7421e+17 | 3.9523e+17 | 3.5941e+17 | 4.082e+17 | 3.6786e+17 | 3.7075e+17 | 3.605e+17 | 4.0609e+17 | 3.6853e+17 | 3.4235e+17 | 3.328e+17 | 3.6692e+17 | 4.1287e+17 | 3.4873e+17 | 3.6566e+17 | 3.941e+17 | 3.9766e+17 | 3.7098e+17 | 3.1969e+17 | 3.8789e+17 | 3.4199e+17 | 3.0231e+17 | 3.6058e+17 | 3.6991e+17 | 3.3311e+17 | 3.9378e+17 | 3.7699e+17 | 3.5828e+17 | 4.1577e+17 | 3.1026e+17 | 3.9656e+17 | 4.3451e+17 | 4.2463e+17 | 3.5408e+17 | 3.7383e+17 | 3.5821e+17 | 4.2386e+17 | 3.8894e+17 | 3.9691e+17 | 3.8797e+17 | 3.3108e+17 | 3.2137e+17 | 3.2397e+17 | 4.1611e+17 | 3.4972e+17 | 4.058e+17 | 3.8677e+17 | 3.6391e+17 | 3.9331e+17 | 4.0719e+17 | 4.1718e+17 | 4.197e+17 | 3.6665e+17 | 4.4821e+17 | 4.3474e+17 | 3.8397e+17 | 3.4439e+17 | 3.5387e+17 | 3.1691e+17 | 3.5486e+17 | 3.8797e+17 | 4.4867e+17 | 3.6403e+17 | 4.5043e+17 | 3.0619e+17 | 3.4978e+17 | 4.7253e+17 | 3.9682e+17 | 3.3078e+17 | 4.1294e+17 | 3.9424e+17 | 3.0795e+17 | 3.3878e+17 | 3.6183e+17 | 4.0437e+17 | 3.1312e+17 | 3.6044e+17 | 3.8444e+17 | 4.0864e+17 | 3.7345e+17 | 3.5459e+17 | 3.8697e+17 | 4.1171e+17 | 3.959e+17 | 4.3955e+17 | 3.7641e+17 | 3.1444e+17 | 4.1573e+17 | 3.4383e+17 | 3.55e+17 | 3.2256e+17 | 3.4912e+17 | 3.3693e+17 | 3.8354e+17 | 3.8518e+17 | 4.2138e+17 | 3.6337e+17 | 3.8282e+17 | 3.553e+17 | 3.5069e+17 | 4.201e+17 | 3.8516e+17 | 3.7413e+17 | 3.7729e+17 | 3.5788e+17 | 3.4484e+17 | 3.3154e+17 | 4.2916e+17 | 3.9055e+17 | 3.3541e+17 | 3.753e+17 | 3.5153e+17 | 4.2223e+17 | 3.5777e+17 | 4.0431e+17 | 3.4422e+17 | 3.7678e+17 | 3.2611e+17 | 3.5056e+17 | 3.2624e+17 | 3.7763e+17 | 3.5301e+17 | 3.5717e+17 | 4.1019e+17 | 3.876e+17 | 2.9693e+17 | 3.123e+17 | 4.391e+17 | 3.5996e+17 | 4.1855e+17 | 3.1916e+17 | 3.3917e+17 | 4.0906e+17 | 3.7535e+17 | 3.9551e+17 | 4.0644e+17 | 3.8568e+17 | 3.4003e+17 | 4.161e+17 | 4.0223e+17 | 3.9843e+17 | 3.822e+17 | 3.7173e+17 | 4.4486e+17 | 4.2206e+17 | 4.3663e+17 | 3.8359e+17 | 3.9114e+17 | 3.8403e+17 | 3.9296e+17 | 4.556e+17 | 3.8748e+17 | 3.901e+17 | 3.415e+17 | 4.0653e+17 | 4.2365e+17 | 3.0581e+17 | 2.6844e+17 | 3.5535e+17 | 3.917e+17 | 4.2048e+17 | 3.8109e+17 | 4.0901e+17 | 3.9398e+17 | 3.9853e+17 | 4.2189e+17 | 4.1126e+17 | 3.6941e+17 | 3.8632e+17 | 3.8259e+17 | 3.9064e+17 | 3.6211e+17 | 3.8242e+17 | 3.6325e+17 | 3.6965e+17 | 3.5562e+17 | 3.9448e+17 | 4.4351e+17 | 4.6394e+17 | 3.4753e+17 | 3.5702e+17 | 3.722e+17 | 3.9174e+17 | 3.9377e+17 | 4.091e+17 | 3.3255e+17 | 3.3758e+17 | 4.1814e+17 | 4.0249e+17 | 3.4803e+17 | 3.3595e+17 | 3.7874e+17 | 3.1179e+17 | 3.7488e+17 | 2.9265e+17 | 3.9905e+17 | 3.7238e+17 | 3.7894e+17 | 4.1367e+17 | 3.7735e+17 | 3.8397e+17 | 3.6257e+17 | 3.896e+17 | 4.3638e+17 | 3.0162e+17 | 3.8843e+17 | 2.7701e+17 | 4.1781e+17 | 3.0732e+17 | 4.1489e+17 | 4.4998e+17 | 3.7177e+17 | 3.4707e+17 | 3.6919e+17 | 3.3623e+17 | 3.4355e+17 | 3.9369e+17 | 3.7192e+17 | 3.6373e+17 | 3.8768e+17 | 3.7192e+17 | 3.8222e+17 | 3.8753e+17 | 4.2049e+17 | 3.8285e+17 | 3.5604e+17 | 3.3581e+17 | 4.5874e+17 | 3.9178e+17 | 3.562e+17 | 2.8143e+17 | 4.4399e+17 | 3.8655e+17 | 4.172e+17 | 3.4172e+17 | 3.6915e+17 | 3.1084e+17 | 3.4433e+17 | 3.4119e+17 | 3.6706e+17 | 3.7968e+17 | 3.5579e+17 | 3.9916e+17 | 3.594e+17 | 3.5319e+17 | 3.4165e+17 | 3.5347e+17 | 3.5351e+17 | 3.5926e+17 | 3.4148e+17 | 3.3295e+17 | 4.4136e+17 | 3.9046e+17 | 4.4593e+17 | 4.0148e+17 | 3.4157e+17 | 3.8079e+17 | 3.893e+17 | 4.0185e+17 | 4.3203e+17 | 3.2885e+17 | 3.7357e+17 | 4.4354e+17 | 3.0657e+17 | 3.638e+17 | 4.477e+17 | 3.6721e+17 | 4.1848e+17 | 3.7062e+17 | 3.8082e+17 | 3.0772e+17 | 3.5647e+17 | 4.4066e+17 | 3.3566e+17 | 3.7509e+17 | 4.2152e+17 | 3.7827e+17 | 4.0494e+17 | 3.5077e+17 | 4.2226e+17 | 3.904e+17 | 4.2949e+17 | 4.1098e+17 | 4.1771e+17 | 3.635e+17 | 3.6474e+17 | 3.852e+17 | 3.5703e+17 | 3.9973e+17 | 3.5331e+17 | 3.5234e+17 | 3.6777e+17 | 3.8558e+17 | 3.8337e+17 | 3.5854e+17 | 3.4178e+17 | 3.3595e+17 | 2.6771e+17 | 3.5848e+17 | 3.7777e+17 | 3.5629e+17 | 3.1906e+17 | 3.8928e+17 | 3.1546e+17 | 4.6092e+17 | 3.6571e+17 | 3.3308e+17 | 3.5641e+17 | 3.434e+17 | 3.562e+17 | 3.827e+17 | 4.4031e+17 | 3.6341e+17 | 3.5926e+17 | 3.7327e+17 | 4.0467e+17 | 3.626e+17 | 3.9093e+17 | 3.3203e+17 | 4.1783e+17 | 4.0703e+17 | 3.6972e+17 | 3.9162e+17 | 4.1613e+17 | 4.4017e+17 | 3.912e+17 | 4.4544e+17 | 4.0383e+17 | 3.4725e+17 | 3.5571e+17 | 4.0182e+17 | 3.8625e+17 | 4.0626e+17 | 3.3148e+17 | 3.7476e+17 | 3.5662e+17 | 3.7725e+17 | 3.6282e+17 | 3.8357e+17 | 3.6565e+17 | 3.8425e+17 | 3.7639e+17 | 3.5332e+17 | 3.7843e+17 | 3.306e+17 | 3.3139e+17 | 4.3132e+17 | 3.6751e+17 | 4.7296e+17 | 3.2211e+17 | 3.2093e+17 | 3.0444e+17 | 3.5271e+17 | 4.1141e+17 | 3.7375e+17 | 3.1892e+17 | 3.3482e+17 | 3.6514e+17 | 3.2617e+17 | 3.4413e+17 | 3.6403e+17 | 3.8658e+17 | 3.3914e+17 | 3.8863e+17 | 4.062e+17 | 3.5518e+17 | 3.6657e+17 | 3.44e+17 | 4.0616e+17 | 4.3447e+17 | 3.2382e+17 | 3.2803e+17 | 3.9585e+17 | 3.865e+17 | 3.4931e+17 | 3.7097e+17 | 3.7351e+17 | 3.5056e+17 | 3.4429e+17 | 3.6449e+17 | 3.6761e+17 | 3.6037e+17 | 3.1211e+17 | 4.1611e+17 | 3.3406e+17 | 3.5422e+17 | 4.4482e+17 | 4.2599e+17 | 4.1331e+17 | 4.0753e+17 | 3.8572e+17 | 3.8958e+17 | 3.1201e+17 | 3.0721e+17 | 3.8388e+17 | 3.4165e+17 | 2.9905e+17 | 3.7115e+17 | 4.162e+17 | 4.1268e+17 | 4.225e+17 | 3.6186e+17 | 3.6837e+17 | 3.7078e+17 | 3.6432e+17 | 3.4606e+17 | 4.3764e+17 | 3.9169e+17 | 3.1225e+17 | 4.1715e+17 | 4.3161e+17 | 3.8362e+17 | 3.7521e+17 | 3.9026e+17 | 3.1077e+17 | 4.3196e+17 | 3.4099e+17 | 3.4323e+17 | 4.2312e+17 | 3.4513e+17 | 3.573e+17 | 3.217e+17 | 3.9694e+17 | 3.4272e+17 | 3.9067e+17 | 4.1195e+17 | 3.6924e+17 | 3.8068e+17 | 4.0699e+17 | 3.7319e+17 | 4.2001e+17 | 3.5717e+17 | 3.5764e+17 | 3.0618e+17 | 3.9513e+17 | 3.6382e+17 | 3.7886e+17 | 4.6601e+17 | 3.6133e+17 | 3.828e+17 | 3.7057e+17 | 3.7929e+17 | 3.5868e+17 | 4.2265e+17 | 2.8747e+17 | 3.312e+17 | 3.0253e+17 | 3.8437e+17 | 3.6795e+17 | 3.3952e+17 | 3.7507e+17 | 3.3009e+17 | 3.5776e+17 | 3.5233e+17 | 4.2871e+17 | 3.5835e+17 | 3.7991e+17 | 2.9858e+17 | 3.6353e+17 | 4.0475e+17 | 3.2532e+17 | 3.7812e+17 | 3.1968e+17 | 4.0637e+17 | 3.7809e+17 | 4.0643e+17 | 4.2131e+17 | 4.0649e+17 | 4.5021e+17 | 3.6673e+17 | 3.1251e+17 | 4.112e+17 | 3.5079e+17 | 3.5046e+17 | 4.0824e+17 | 3.6443e+17 | 3.851e+17 | 3.4896e+17 | 3.6837e+17 | 4.0362e+17 | 4.2865e+17 | 4.3184e+17 | 3.6085e+17 | 4.1498e+17 | 4.0412e+17 | 4.186e+17 | 3.4407e+17 | 3.423e+17 | 4.2387e+17 | 3.9077e+17 | 3.6879e+17 | 3.3257e+17 | 3.5274e+17 | 3.9025e+17 | 4.514e+17 | 3.187e+17 | 4.3398e+17 | 3.3578e+17 | 3.8676e+17 | 3.4254e+17 | 3.8228e+17 | 4.0878e+17 | 3.789e+17 | 3.4566e+17 | 3.6704e+17 | 4.3573e+17 | 3.9477e+17 | 3.6976e+17 | 3.287e+17 | 3.7356e+17 | 4.1392e+17 | 3.7167e+17 | 3.7819e+17 | 3.9792e+17 | 4.0058e+17 | 3.7721e+17 | 3.4553e+17 | 3.8395e+17 | 3.4347e+17 | 4.4092e+17 | 3.1778e+17 | 3.3453e+17 | 3.8065e+17 | 3.7681e+17 | 4.0312e+17 | 3.5658e+17 | 3.1747e+17 | 4.0559e+17 | 3.6912e+17 | 3.4966e+17 | 3.0735e+17 | 3.7261e+17 | 3.8155e+17 | 3.1663e+17 | 4.1111e+17 | 3.9177e+17 | 4.546e+17 | 4.0622e+17 | 2.8231e+17 | 3.9687e+17 | 3.4796e+17 | 4.1749e+17 | 3.8729e+17 | 3.6971e+17 | 3.9934e+17 | 4.1438e+17 | 3.5449e+17 | 3.3961e+17 | 3.3717e+17 | 4.1457e+17 | 4.1866e+17 | 3.7458e+17 | 3.7268e+17 | 4.3108e+17 | 3.3834e+17 | 3.7711e+17 | 4.2076e+17 | 3.6616e+17 | 3.1312e+17 | 3.9361e+17 | 3.389e+17 | 4.4632e+17 | 3.3189e+17 | 3.4292e+17 | 3.4083e+17 | 4.0127e+17 | 4.3971e+17 | 2.8516e+17 | 3.4481e+17 | 3.9931e+17 | 4.1032e+17 | 3.4822e+17 | 3.5095e+17 | 3.4452e+17 | 3.962e+17 | 3.4774e+17 | 3.4199e+17 | 4.1141e+17 | 4.0622e+17 | 4.6377e+17 | 3.699e+17 | 3.8311e+17 | 3.7981e+17 | 3.2999e+17 | 3.8852e+17 | 4.0667e+17 | 3.6216e+17 | 4.2041e+17 | 3.878e+17 | 4.383e+17 | 3.5682e+17 | 3.764e+17 | 4.2021e+17 | 3.9042e+17 | 2.7411e+17 | 4.1157e+17 | 3.4448e+17 | 3.7311e+17 | 3.9514e+17 | 3.4104e+17 | 3.653e+17 | 3.49e+17 | 3.2113e+17 | 4.0275e+17 | 3.2967e+17 | 4.1202e+17 | 4.4596e+17 | 3.4337e+17 | 3.569e+17 | 4.2396e+17 | 3.8571e+17 | 3.9984e+17 | 4.1922e+17 | 3.5488e+17 | 3.5259e+17 | 3.3959e+17 | 3.5187e+17 | 3.3327e+17 | 3.9574e+17 | 3.8413e+17 | 3.6154e+17 | 3.4032e+17 | 3.6614e+17 | 4.1553e+17 | 3.2634e+17 | 3.3052e+17 | 3.6708e+17 | 3.8746e+17 | 3.3832e+17 | 3.5598e+17 | 3.4024e+17 | 4.0319e+17 | 2.799e+17 | 3.3325e+17 | 4.2311e+17 | 3.5221e+17 | 3.2792e+17 | 3.8745e+17 | 4.2608e+17 | 3.699e+17 | 3.2838e+17 | 4.1238e+17 | 3.3517e+17 | 3.522e+17 | 3.8902e+17 | 3.0891e+17 | 3.563e+17 | 3.2186e+17 | 4.427e+17 | 3.7393e+17 | 4.0484e+17 | 3.4579e+17 | 3.9808e+17 | 3.8153e+17 | 3.7589e+17 | 3.8752e+17 | 4.1319e+17 | 2.8871e+17 | 3.678e+17 | 3.7712e+17 | 3.1335e+17 | 3.4122e+17 | 4.0887e+17 | 3.689e+17 | 4.301e+17 | 4.0111e+17 | 3.4766e+17 | 3.3984e+17 | 3.7187e+17 | 3.5618e+17 | 3.3255e+17 | 4.0795e+17 | 3.9059e+17 | 3.4077e+17 | 3.5213e+17 | 3.5695e+17 | 4.1387e+17 | 4.0706e+17 | 4.4184e+17 | 3.9598e+17 | 3.9989e+17 | 3.9497e+17 | 3.3476e+17 | 3.6666e+17 | 4.129e+17 | 3.8542e+17 | 3.9039e+17 | 4.4547e+17 | 3.6651e+17 | 4.0861e+17 | 4.445e+17 | 2.9825e+17 | 4.393e+17 | 3.314e+17 | 3.9303e+17 | 3.5754e+17 | 3.3149e+17 | 3.7189e+17 | 3.3882e+17 | 3.7693e+17 | 3.9569e+17 | 3.7498e+17 | 3.7726e+17 | 3.9426e+17 | 3.6517e+17 | 3.839e+17 | 3.8485e+17 | 3.0246e+17 | 3.4077e+17 | 4.3747e+17 | 3.0985e+17 | 3.8137e+17 | 3.9537e+17 | 3.4552e+17 | 4.0317e+17 | 4.1613e+17 | 4.0413e+17 | 3.5946e+17 | 3.6928e+17 | 4.0747e+17 | 3.3353e+17 | 3.3165e+17 | 4.1385e+17 | 3.2782e+17 | 3.9735e+17 | 3.6404e+17 | 3.8354e+17 | 3.9988e+17 | 4.0549e+17 | 4.1292e+17 | 3.6585e+17 | 3.4471e+17 | 2.9366e+17 | 4.1116e+17 | 3.7136e+17 | 3.4733e+17 | 3.989e+17 | 3.3321e+17 | 4.5406e+17 | 4.3816e+17 | 4.247e+17 | 4.3991e+17 | 3.7063e+17 | 3.8928e+17 | 4.0279e+17 | 4.1267e+17 | 4.0323e+17 | 3.2437e+17 | 3.612e+17 | 4.2862e+17 | 4.1025e+17 | 4.4686e+17 | 3.9386e+17 | 3.4591e+17 | 3.5449e+17 | 4.4036e+17 | 4.036e+17 | 3.0715e+17 | 3.4908e+17 | 3.8623e+17 | 3.7778e+17 | 3.662e+17 | 3.8639e+17 | 3.9381e+17 | 3.8487e+17 | 3.4914e+17 | 3.8108e+17 | 3.7696e+17 | 4.059e+17 | 3.2631e+17 | 4.0793e+17 | 3.7431e+17 | 3.8171e+17 | 4.3049e+17 | 3.8621e+17 | 4.2927e+17 | 4.4441e+17 | 3.7026e+17 | 3.1163e+17 | 4.2757e+17 | 4.1776e+17 | 3.1157e+17 | 4.3065e+17 | 3.6365e+17 | 2.4304e+17 | 3.6083e+17 | 3.7495e+17 | 4.2042e+17 | 3.7699e+17 | 3.4137e+17 | 3.7412e+17 | 4.0013e+17 | 3.8314e+17 | 3.8444e+17 | 3.6124e+17 | 3.8184e+17 | 3.7413e+17 | 3.6381e+17 | 3.1618e+17 | 3.4099e+17 | 3.5072e+17 | 4.2306e+17 | 3.6215e+17 | 3.1583e+17 | 3.8457e+17 | 3.8111e+17 | 3.8665e+17 | 4.1052e+17 | 3.3916e+17 | 4.1442e+17 | 3.4558e+17 | 3.1816e+17 | 4.1477e+17 | 3.1133e+17 | 3.8479e+17 | 3.798e+17 | 3.5375e+17 | 3.3596e+17 | 3.1682e+17 | 3.6235e+17 | 3.4379e+17 | 3.4902e+17 | 3.4144e+17 | 3.612e+17 | 3.721e+17 | 3.627e+17 | 3.6766e+17 | 3.5735e+17 | 3.7136e+17 | 3.4195e+17 | 3.3874e+17 | 3.5762e+17 | 3.9068e+17 | 3.2128e+17 | 3.3488e+17 | 4.1194e+17 | 3.6858e+17 | 3.729e+17 | 4.0985e+17 | 3.8554e+17 | 3.8804e+17 | 3.5365e+17 | 4.0068e+17 | 3.5943e+17 | 3.7608e+17 | 3.3418e+17 | 3.5196e+17 | 2.9861e+17 | 3.5072e+17 | 3.7373e+17 | 4.0818e+17 | 3.1692e+17 | 3.5855e+17 | 3.9898e+17 | 4.0947e+17 | 3.3476e+17 | 3.8526e+17 | 3.7579e+17 | 3.8415e+17 | 2.9197e+17 | 3.8586e+17 | 3.696e+17 | 3.1379e+17 | 3.6271e+17 | 4.076e+17 | 3.1634e+17 | 4.5297e+17 | 4.0845e+17 | 4.1042e+17 | 3.8837e+17 | 3.3531e+17 | 3.2926e+17 | 4.0986e+17 | 4.1078e+17 | 3.8621e+17 | 3.1515e+17 | 3.2493e+17 | 3.8164e+17 | 3.6643e+17 | 3.0447e+17 | 4.4148e+17 | 3.6739e+17 | 3.7297e+17 | 4.2462e+17 | 3.6555e+17 | 3.8932e+17 | 4.2169e+17 | 3.6328e+17 | 3.8877e+17 | 4.1365e+17 | 3.8296e+17 | 3.9391e+17 | 4.0418e+17 | 3.84e+17 | 4.5115e+17 | 4.1453e+17 | 3.6256e+17 | 4.0891e+17 | 3.4418e+17 | 3.6848e+17 | 3.7704e+17 | 3.1614e+17 | 3.5489e+17 | 3.4588e+17 | 3.9487e+17 | 3.2939e+17 | 3.5196e+17 | 4.4304e+17 | 4.11e+17 | 3.4189e+17 | 3.9359e+17 | 3.8171e+17 | 3.5486e+17 | 3.2402e+17 | 4.3568e+17 | 3.8754e+17 | 3.3906e+17 | 3.3571e+17 | 3.8021e+17 | 3.4027e+17 | 3.5783e+17 | 3.9368e+17 | 3.2672e+17 | 4.2637e+17 | 3.5323e+17 | 3.7325e+17 | 2.9143e+17 | 3.1112e+17 | 3.1476e+17 | 3.6165e+17 | 4.6004e+17 | 3.7128e+17 | 3.5143e+17 | 3.5229e+17 | 3.7008e+17 | 3.3152e+17 | 3.6316e+17 | 3.6834e+17 | 3.7977e+17 | 4.3166e+17 | 4.2695e+17 | 2.9944e+17 | 4.0091e+17 | 3.1494e+17 | 4.0385e+17 | 3.7301e+17 | 3.8048e+17 | 3.8874e+17 | 2.7932e+17 | 3.5313e+17 | 3.4203e+17 | 3.5341e+17 | 4.4597e+17 | 3.5463e+17 | 3.9253e+17 | 3.8587e+17 | 4.8943e+17 | 3.7233e+17 | 3.8114e+17 | 4.2853e+17 | 3.3719e+17 | 3.8781e+17 | 3.6502e+17 | 4.0488e+17 | 3.9173e+17 | 3.3545e+17 | 3.7702e+17 | 3.5977e+17 | 3.5281e+17 | 3.9543e+17 | 3.7956e+17 | 3.5317e+17 | 3.4665e+17 | 3.6332e+17 | 4.2632e+17 | 3.379e+17 | 3.4214e+17 | 3.6447e+17 | 3.6126e+17 | 3.628e+17 | 4.0099e+17 | 3.7604e+17 | 3.5216e+17 | 4.2688e+17 | 3.5508e+17 | 3.5607e+17 | 3.8899e+17 | 3.7685e+17 | 4.2352e+17 | 3.6738e+17 | 3.6073e+17 | 3.8007e+17 | 3.9695e+17 | 3.1477e+17 | 3.2719e+17 | 4.4975e+17 | 3.8593e+17 | 3.8391e+17 | 3.8887e+17 | 4.2342e+17 | 3.5277e+17 | 4.0459e+17 | 3.3172e+17 | 3.6219e+17 | 3.8772e+17 | 4.6124e+17 | 4.3174e+17 | 4.0668e+17 | 3.3142e+17 | 3.7166e+17 | 3.951e+17 | 3.8936e+17 | 3.6037e+17 | 3.4101e+17 | 3.5182e+17 | 3.1126e+17 | 4.0584e+17 | 3.3506e+17 | 3.4929e+17 | 3.8158e+17 | 4.0913e+17 | 3.7246e+17 | 3.8124e+17 | 4.0396e+17 | 3.8426e+17 | 3.5746e+17 | 3.7692e+17 | 3.6573e+17 | 4.0191e+17 | 4.0353e+17 | 3.3773e+17 | 3.2062e+17 | 4.0911e+17 | 3.5068e+17 | 3.7734e+17 | 3.5029e+17 | 4.6473e+17 | 2.8655e+17 | 3.9753e+17 | 3.4017e+17 | 3.578e+17 | 3.9752e+17 | 3.518e+17 | 4.5787e+17 | 3.7175e+17 | 4.0594e+17 | 4.0706e+17 | 4.2818e+17 | 3.7139e+17 | 4.0282e+17 | 3.4844e+17 | 3.5063e+17 | 4.4818e+17 | 3.5522e+17 | 4.1394e+17 | 3.8835e+17 | 3.4899e+17 | 4.2469e+17 | 3.37e+17 | 3.8911e+17 | 3.4883e+17 | 4.0004e+17 | 3.6842e+17 | 3.2827e+17 | 3.6933e+17 | 3.3627e+17 | 3.1229e+17 | 3.6768e+17 | 4.1168e+17 | 2.7719e+17 | 3.8897e+17 | 3.9926e+17 | 3.5346e+17 | 3.6978e+17 | 4.0477e+17 | 3.6647e+17 | 3.6934e+17 | 4.1489e+17 | 3.8957e+17 | 3.837e+17 | 3.5176e+17 | 3.6814e+17 | 4.0158e+17 | 3.3695e+17 | 3.4489e+17 | 4.0955e+17 | 4.0193e+17 | 3.9951e+17 | 2.8883e+17 | 4.225e+17 | 3.4941e+17 | 4.14e+17 | 3.3501e+17 | 3.3765e+17 | 3.4813e+17 | 3.3963e+17 | 3.244e+17 | 3.9543e+17 | 3.5462e+17 | 3.8474e+17 | 3.2354e+17 | 4.3547e+17 | 3.8516e+17 | 3.3158e+17 | 4.2873e+17 | 4.2031e+17 | 3.739e+17 | 4.145e+17 | 4.4662e+17 | 4.6039e+17 | 3.9047e+17 | 3.7376e+17 | 3.4832e+17 | 3.6403e+17 | 3.6552e+17 | 3.6438e+17 | 3.356e+17 | 3.793e+17 | 3.9325e+17 | 3.1029e+17 | 3.5371e+17 | 3.9373e+17 | 3.7433e+17 | 4.1451e+17 | 4.1037e+17 | 3.8518e+17 | 3.7057e+17 | 4.0344e+17 | 3.406e+17 | 3.6486e+17 | 3.3442e+17 | 3.6471e+17 | 3.5008e+17 | 3.462e+17 | 3.1676e+17 | 3.5601e+17 | 3.5609e+17 | 3.6333e+17 | 3.845e+17 | 3.4343e+17 | 4.1668e+17 | 3.7563e+17 | 3.6596e+17 | 3.9591e+17 | 3.9429e+17 | 3.8035e+17 | 3.7541e+17 | 4.0789e+17 | 3.7132e+17 | 4.102e+17 | 3.5508e+17 | 4.2524e+17 | 3.0717e+17 | 3.8229e+17 | 3.7754e+17 | 3.6931e+17 | 3.2858e+17 | 3.4314e+17 | 3.9489e+17 | 3.5344e+17 | 3.2894e+17 | 3.514e+17 | 4.1792e+17 | 3.6324e+17 | 3.3437e+17 | 3.7215e+17 | 3.8968e+17 | 3.9936e+17 | 3.7173e+17 | 3.7297e+17 | 4.4207e+17 | 3.6696e+17 | 3.5024e+17 | 4.2293e+17 | 3.7235e+17 | 3.3453e+17 | 4.54e+17 | 4.4962e+17 | 3.9887e+17 | 4.1374e+17 | 3.4527e+17 | 4.6092e+17 | 4.0568e+17 | 2.9818e+17 | 3.8158e+17 | 3.109e+17 | 4.2286e+17 | 3.7556e+17 | 4.282e+17 | 3.8536e+17 | 2.7882e+17 | 3.5638e+17 | 4.063e+17 | 4.2753e+17 | 4.0934e+17 | 3.2214e+17 | 3.8605e+17 | 4.1367e+17 | 3.7745e+17 | 3.9473e+17 | 3.9687e+17 | 3.904e+17 | 3.2515e+17 | 3.3182e+17 | 4.2588e+17 | 3.8703e+17 | 3.8172e+17 | 3.7258e+17 | 3.6513e+17 | 4.0474e+17 | 3.9266e+17 | 4.1413e+17 | 4.7352e+17 | 3.703e+17 | 4.619e+17 | 3.9998e+17 | 3.5997e+17 | 3.4176e+17 | 3.3938e+17 | 3.9956e+17 | 3.9271e+17 | 3.4642e+17 | 4.3515e+17 | 3.8743e+17 | 3.4837e+17 | 3.6858e+17 | 3.2751e+17 | 4.0286e+17 | 3.132e+17 | 4.3368e+17 | 3.9864e+17 | 3.7617e+17 | 3.4047e+17 | 3.9166e+17 | 3.0347e+17 | 3.9389e+17 | 3.9911e+17 | 3.7409e+17 | 4.3699e+17 | 3.5534e+17 | 3.1399e+17 | 3.6423e+17 | 3.9766e+17 | 3.385e+17 | 3.8749e+17 | 3.6152e+17 | 4.0639e+17 | 3.4136e+17 | 3.4285e+17 | 3.5436e+17 | 3.6365e+17 | 3.8627e+17 | 4.0962e+17 | 4.0388e+17 | 3.6686e+17 | 4.317e+17 | 3.4564e+17 | 4.0385e+17 | 3.2471e+17 | 3.4524e+17 | 3.8143e+17 | 3.389e+17 | 3.9519e+17 | 3.9633e+17 | 3.2159e+17 | 3.4057e+17 | 3.778e+17 | 3.5378e+17 | 3.8936e+17 | 3.6588e+17 | 3.6783e+17 | 3.9478e+17 | 3.6925e+17 | 3.1423e+17 | 4.3476e+17 | 4.2579e+17 | 3.8765e+17 | 3.9265e+17 | 3.9299e+17 | 4.1649e+17 | 3.6404e+17 | 3.1908e+17 | 3.7585e+17 | 4.0252e+17 | 3.6097e+17 | 3.4117e+17 | 4.0215e+17 | 3.8655e+17 | 3.5808e+17 | 3.4211e+17 | 3.2636e+17 | 4.3601e+17 | 4.3204e+17 | 3.5753e+17 | 3.6629e+17 | 3.4353e+17 | 3.7307e+17 | 3.8064e+17 | 3.2428e+17 | 3.9796e+17 | 3.5268e+17 | 3.5878e+17 | 3.1507e+17 | 3.7673e+17 | 3.5666e+17 | 3.5772e+17 | 3.8109e+17 | 3.9932e+17 | 3.9921e+17 | 3.681e+17 | 4.2194e+17 | 4.0865e+17 | 3.0292e+17 | 4.0108e+17 | 3.2187e+17 | 3.603e+17 | 3.2911e+17 | 4.2896e+17 | 3.24e+17 | 3.7375e+17 | 3.6011e+17 | 3.0125e+17 | 3.6705e+17 | 3.4668e+17 | 3.0723e+17 | 3.3611e+17 | 3.5101e+17 | 3.9673e+17 | 3.9348e+17 | 3.612e+17 | 3.7464e+17 | 4.0121e+17 | 3.6582e+17 | 3.5117e+17 | 3.7768e+17 | 4.2318e+17 | 3.9299e+17 | 3.1878e+17 | 4.0854e+17 | 3.5903e+17 | 3.6942e+17 | 4.654e+17 | 3.4047e+17 | 3.7922e+17 | 4.1328e+17 | 3.7736e+17 | 3.7379e+17 | 3.888e+17 | 3.9671e+17 | 3.4934e+17 | 3.977e+17 | 3.4413e+17 | 3.7543e+17 | 3.2195e+17 | 3.2753e+17 | 3.8885e+17 | 3.6605e+17 | 3.8999e+17 | 3.9587e+17 | 2.8247e+17 | 4.1243e+17 | 3.4442e+17 | 4.2646e+17 | 3.4918e+17 | 3.7831e+17 | 4.0772e+17 | 3.3724e+17 | 3.5726e+17 | 4.1536e+17 | 3.8565e+17 | 4.0316e+17 | 3.5311e+17 | 3.4157e+17 | 3.7833e+17 | 3.8031e+17 | 4.3871e+17 | 3.5229e+17 | 3.8021e+17 | 4.1252e+17 | 3.1303e+17 | 3.9243e+17 | 3.4536e+17 | 3.9543e+17 | 4.2299e+17 | 3.5082e+17 | 3.8882e+17 | 4.1636e+17 | 3.8251e+17 | 3.8129e+17 | 4.1853e+17 | 3.8027e+17 | 3.9331e+17 | 3.3833e+17 | 4.1786e+17 | 3.4261e+17 | 3.8315e+17 | 3.0682e+17 | 3.507e+17 | 3.5241e+17 | 4.1295e+17 | 3.561e+17 | 3.9385e+17 | 3.7387e+17 | 4.1685e+17 | 4.4063e+17 | 3.7767e+17 | 3.3279e+17 | 4.3221e+17 | 3.4922e+17 | 3.7085e+17 | 3.4643e+17 | 3.7674e+17 | 3.4365e+17 | 3.9348e+17 | 3.2569e+17 | 3.2639e+17 | 4.152e+17 | 3.7772e+17 | 4.0043e+17 | 3.6057e+17 | 3.6675e+17 | 3.7313e+17 | 4.1163e+17 | 3.1898e+17 | 3.8902e+17 | 4.3844e+17 | 3.4363e+17 | 3.6567e+17 | 3.47e+17 | 3.7485e+17 | 4.0882e+17 | 3.1432e+17 | 3.8817e+17 | 3.3006e+17 | 3.8164e+17 | 4.1194e+17 | 3.3813e+17 | 3.9961e+17 | 4.7476e+17 | 3.5309e+17 | 3.9606e+17 | 3.4147e+17 | 4.565e+17 | 3.635e+17 | 4.0315e+17 | 3.8122e+17 | 3.4585e+17 | 3.6158e+17 | 4.6254e+17 | 4.4713e+17 | 3.6147e+17 | 4.6351e+17 | 3.8354e+17 | 4.2487e+17 | 3.751e+17 | 3.2448e+17 | 3.5301e+17 | 4.3026e+17 | 3.326e+17 | 3.2738e+17 | 3.9578e+17 | 4.0557e+17 | 3.8048e+17 | 3.5815e+17 | 4.0766e+17 | 3.7215e+17 | 3.6742e+17 | 3.6978e+17 | 3.5534e+17 | 3.4173e+17 | 3.4858e+17 | 3.0497e+17 | 3.8421e+17 | 3.4255e+17 | 3.4865e+17 | 3.7683e+17 | 3.3632e+17 | 3.8972e+17 | 3.5271e+17 | 4.0981e+17 | 3.6271e+17 | 3.2615e+17 | 3.7463e+17 | 4.0684e+17 | 3.7522e+17 | 3.7243e+17 | 2.9167e+17 | 4.1134e+17 | 3.8585e+17 | 3.9795e+17 | 3.8349e+17 | 4.6938e+17 | 4.1007e+17 | 3.5064e+17 | 3.1729e+17 | 4.0347e+17 | 3.5593e+17 | 3.9165e+17 | 3.473e+17 | 3.9737e+17 | 4.206e+17 | 3.5558e+17 | 3.385e+17 | 3.6106e+17 | 3.47e+17 | 4.4038e+17 | 3.6089e+17 | 4.3881e+17 | 3.9305e+17 | 3.8656e+17 | 3.6632e+17 | 4.1719e+17 | 4.1412e+17 | 3.9618e+17 | 4.474e+17 | 3.3768e+17 | 3.6567e+17 | 3.4123e+17 | 3.1573e+17 | 3.9248e+17 | 4.0089e+17 | 3.8713e+17 | 3.8147e+17 | 3.0836e+17 | 3.6907e+17 | 4.1791e+17 | 3.4618e+17 | 4.5404e+17 | 3.436e+17 | 3.9219e+17 | 3.6895e+17 | 3.1572e+17 | 3.8642e+17 | 3.74e+17 | 4.0928e+17 | 3.6882e+17 | 3.2762e+17 | 4.1472e+17 | 3.4238e+17 | 3.8254e+17 | 3.9417e+17 | 3.6692e+17 | 3.3033e+17 | 4.6169e+17 | 3.2271e+17 | 3.9545e+17 | 3.0134e+17 | 4.1589e+17 | 3.8827e+17 | 3.7198e+17 | 3.3421e+17 | 4.3036e+17 | 4.3322e+17 | 3.5442e+17 | 4.0698e+17 | 3.5595e+17 | 3.6353e+17 | 3.6289e+17 | 3.4809e+17 | 3.6657e+17 | 3.8473e+17 | 3.9362e+17 | 3.2915e+17 | 3.3513e+17 | 3.7066e+17 | 2.9441e+17 | 3.2389e+17 | 3.7718e+17 | 3.8984e+17 | 3.6684e+17 | 3.8245e+17 | 3.2619e+17 | 2.9222e+17 | 3.1057e+17 | 4.6278e+17 | 3.8708e+17 | 2.9993e+17 | 4.6224e+17 | 3.0974e+17 | 4.0639e+17 | 3.977e+17 | 4.2506e+17 | 3.9417e+17 | 3.7475e+17 | 3.643e+17 | 4.1941e+17 | 3.7337e+17 | 3.8955e+17 | 3.0414e+17 | 4.1098e+17 | 4.3454e+17 | 3.0516e+17 | 3.6168e+17 | 3.8644e+17 | 4.0075e+17 | 3.9742e+17 | 3.9396e+17 | 2.9182e+17 | 3.6043e+17 | 3.6497e+17 | 3.2248e+17 | 3.7093e+17 | 3.3428e+17 | 3.5585e+17 | 4.1659e+17 | 4.1309e+17 | 3.4199e+17 | 3.5464e+17 | 4.0118e+17 | 3.4526e+17 | 3.6872e+17 | 4.2541e+17 | 3.1956e+17 | 3.9312e+17 | 2.7717e+17 | 4.1584e+17 | 3.9295e+17 | 3.5642e+17 | 3.4582e+17 | 3.6451e+17 | 3.6458e+17 | 3.4969e+17 | 4.2778e+17 | 3.7105e+17 | 3.7731e+17 | 3.8659e+17 | 3.9854e+17 | 3.4729e+17 | 3.4791e+17 | 3.2146e+17 | 3.7902e+17 | 3.9943e+17 | 3.9491e+17 | 3.2682e+17 | 4.5622e+17 | 3.6058e+17 | 3.6608e+17 | 3.9224e+17 | 3.4413e+17 | 4.2289e+17 | 3.461e+17 | 3.2819e+17 | 4.1224e+17 | 4.0292e+17 | 3.9943e+17 | 3.7248e+17 | 4.0458e+17 | 3.4909e+17 | 3.6935e+17 | 4.357e+17 | 3.4543e+17 | 3.5763e+17 | 3.9434e+17 | 4.0141e+17 | 4.1798e+17 | 3.5338e+17 | 3.6777e+17 | 3.9346e+17 | 3.7519e+17 | 4.2568e+17 | 3.881e+17 | 3.6787e+17 | 3.7194e+17 | 3.7983e+17 | 3.9597e+17 | 3.8987e+17 | 3.5606e+17 | 3.3822e+17 | 3.3856e+17 | 3.3532e+17 | 3.5091e+17 | 3.9905e+17 | 3.9582e+17 | 3.883e+17 | 3.597e+17 | 3.4613e+17 | 4.0656e+17 | 4.4747e+17 | 3.4496e+17 | 3.625e+17 | 3.9198e+17 | 4.0282e+17 | 3.3613e+17 | 3.6122e+17 | 4.4631e+17 | 4.2098e+17 | 3.5689e+17 | 3.6155e+17 | 4.0217e+17 | 3.0638e+17 | 3.1712e+17 | 3.7899e+17 | 3.4281e+17 | 4.157e+17 | 3.5606e+17 | 3.7309e+17 | 3.9798e+17 | 3.5076e+17 | 3.5962e+17 | 4.2023e+17 | 3.6648e+17 | 4.065e+17 | 3.4638e+17 | 3.5855e+17 | 3.4385e+17 | 3.6806e+17 | 3.8202e+17 | 4.1679e+17 | 3.4804e+17 | 4.0777e+17 | 4.4149e+17 | 4.2038e+17 | 3.3374e+17 | 3.8717e+17 | 3.7062e+17 | 3.8822e+17 | 4.0928e+17 | 3.9968e+17 | 3.4687e+17 | 3.4678e+17 | 3.5988e+17 | 3.6907e+17 | 3.537e+17 | 3.332e+17 | 4.3054e+17 | 3.9786e+17 | 4.4128e+17 | 3.1544e+17 | 3.6517e+17 | 3.996e+17 | 3.2207e+17 | 3.856e+17 | 4.3334e+17 | 3.127e+17 | 4.2261e+17 | 3.4987e+17 | 4.0267e+17 | 3.2142e+17 | 3.33e+17 | 3.6505e+17 | 4.2807e+17 | 4.1257e+17 | 4.0132e+17 | 3.5916e+17 | 3.8588e+17 | 4.0074e+17 | 3.7227e+17 | 4.1991e+17 | 3.5283e+17 | 4.0833e+17 | 3.7845e+17 | 4.0448e+17 | 3.2499e+17 | 3.6876e+17 | 3.552e+17 | 3.5849e+17 | 3.6231e+17 | 4.6349e+17 | 4.165e+17 | 3.4403e+17 | 4.3055e+17 | 3.7889e+17 | 3.5507e+17 | 3.4923e+17 | 4.0363e+17 | 4.1123e+17 | 3.8818e+17 | 3.8422e+17 | 3.0673e+17 | 3.2495e+17 | 3.8869e+17 | 3.7198e+17 | 3.2678e+17 | 3.8746e+17 | 3.7586e+17 | 4.2644e+17 | 3.7784e+17 | 4.0534e+17 | 3.4883e+17 | 3.9012e+17 | 3.5012e+17 | 3.861e+17 | 3.7587e+17 | 3.8432e+17 | 3.396e+17 | 4.0577e+17 | 3.7749e+17 | 3.1148e+17 | 4.089e+17 | 3.7491e+17 | 3.1289e+17 | 3.6005e+17 | 3.7481e+17 | 3.3219e+17 | 3.9071e+17 | 3.8304e+17 | 3.5693e+17 | 3.7924e+17 | 3.4042e+17 | 3.9392e+17 | 4.1866e+17 | 3.8221e+17 | 4.118e+17 | 3.6157e+17 | 4.1922e+17 | 3.8069e+17 | 2.9747e+17 | 3.0642e+17 | 3.6911e+17 | 4.0003e+17 | 3.9981e+17 | 3.4648e+17 | 3.5924e+17 | 3.7204e+17 | 3.7077e+17 | 3.8086e+17 | 3.9089e+17 | 3.8459e+17 | 3.688e+17 | 3.609e+17 | 3.7034e+17 | 3.8244e+17 | 3.8203e+17 | 3.2961e+17 | 3.3798e+17 | 3.7412e+17 | 4.0737e+17 | 3.8443e+17 | 4.0896e+17 | 3.5607e+17 | 3.8082e+17 | 3.6426e+17 | 3.2573e+17 | 3.9851e+17 | 3.9472e+17 | 4.2194e+17 | 4.1154e+17 | 3.0026e+17 | 3.9186e+17 | 3.6622e+17 | 4.2519e+17 | 3.1422e+17 | 3.4187e+17 | 3.7665e+17 | 3.454e+17 | 3.5595e+17 | 3.5195e+17 | 3.9333e+17 | 3.9194e+17 | 4.0664e+17 | 3.506e+17 | 3.9658e+17 | 4.1345e+17 | 3.9652e+17 | 3.7318e+17 | 3.7345e+17 | 4.3778e+17 | 4.0696e+17 | 3.716e+17 | 4.0372e+17 | 3.1245e+17 | 4.0227e+17 | 4.6437e+17 | 3.9391e+17 | 3.671e+17 | 3.8045e+17 | 4.0085e+17 | 3.3822e+17 | 3.438e+17 | 3.9226e+17 | 3.9333e+17 | 3.6462e+17 | 3.6658e+17 | 3.3734e+17 | 3.7795e+17 | 3.0506e+17 | 3.5576e+17 | 4.3232e+17 | 3.9335e+17 | 3.8228e+17 | 3.4962e+17 | 3.3421e+17 | 3.8526e+17 | 3.4115e+17 | 4.5947e+17 | 4.328e+17 | 3.8703e+17 | 3.571e+17 | 3.7895e+17 | 3.7035e+17 | 4.5587e+17 | 4.289e+17 | 3.7119e+17 | 4.2313e+17 | 3.9291e+17 | 3.8184e+17 | 4.3614e+17 | 3.6891e+17 | 3.6933e+17 | 3.1428e+17 | 3.809e+17 | 4.3474e+17 | 3.5696e+17 | 3.9342e+17 | 4.1102e+17 | 4.0312e+17 | 4.17e+17 | 3.6866e+17 | 4.4135e+17 | 3.0922e+17 | 3.5586e+17 | 4.6443e+17 | 3.8643e+17 | 3.9579e+17 | 3.1593e+17 | 3.9641e+17 | 3.9127e+17 | 4.0925e+17 | 4.0777e+17 | 4.3555e+17 | 3.494e+17 | 3.6622e+17 | 3.6339e+17 | 4.0597e+17 | 4.5605e+17 | 4.5746e+17 | 3.5942e+17 | 4.3218e+17 | 3.3806e+17 | 4.4387e+17 | 3.7279e+17 | 4.6087e+17 | 3.7731e+17 | 3.8802e+17 | 4.1593e+17 | 3.8984e+17 | 3.8025e+17 | 3.4984e+17 | 3.2402e+17 | 3.4088e+17 | 4.0959e+17 | 3.7751e+17 | 3.2896e+17 | 3.5152e+17 | 4.0012e+17 | 3.3995e+17 | 4.1496e+17 | 3.4074e+17 | 3.2701e+17 | 3.158e+17 | 4.0609e+17 | 4.0441e+17 | 4.1143e+17 | 3.5141e+17 | 3.2006e+17 | 3.9162e+17 | 3.2917e+17 | 3.7358e+17 | 3.7182e+17 | 4.5587e+17 | 3.7732e+17 | 3.6992e+17 | 3.4431e+17 | 3.2052e+17 | 3.3605e+17 | 3.9572e+17 | 3.2492e+17 | 3.5381e+17 | 3.8582e+17 | 3.4499e+17 | 5.3036e+17 | 4.559e+17 | 3.9019e+17 | 4.1631e+17 | 3.5695e+17 | 3.961e+17 | 4.498e+17 | 4.0541e+17 | 3.8307e+17 | 3.8244e+17 | 3.8377e+17 | 3.7012e+17 | 3.6749e+17 | 3.7411e+17 | 4.254e+17 | 3.5219e+17 | 3.7219e+17 | 3.8298e+17 | 3.9468e+17 | 3.0432e+17 | 3.7799e+17 | 3.6665e+17 | 3.1786e+17 | 3.8319e+17 | 3.3641e+17 | 3.0807e+17 | 3.6439e+17 | 4.9053e+17 | 4.2061e+17 | 3.3321e+17 | 3.8543e+17 | 3.6475e+17 | 3.1754e+17 | 3.6145e+17 | 4.479e+17 | 3.7527e+17 | 2.9089e+17 | 3.839e+17 | 3.051e+17 | 4.1323e+17 | 3.5832e+17 | 3.7095e+17 | 3.6483e+17 | 3.6521e+17 | 3.2271e+17 | 4.3292e+17 | 4.0842e+17 | 3.8366e+17 | 3.1451e+17 | 3.6865e+17 | 3.8599e+17 | 3.3203e+17 | 3.3324e+17 | 3.6072e+17 | 3.6784e+17 | 3.3914e+17 | 3.3359e+17 | 3.6254e+17 | 3.5276e+17 | 4.5557e+17 | 4.724e+17 | 3.216e+17 | 3.5931e+17 | 3.612e+17 | 4.4223e+17 | 3.8242e+17 | 3.2035e+17 | 3.1732e+17 | 3.3667e+17 | 3.9363e+17 | 3.4291e+17 | 3.4406e+17 | 3.5833e+17 | 3.4317e+17 | 3.1781e+17 | 3.27e+17 | 3.6841e+17 | 3.9514e+17 | 3.589e+17 | 4.0556e+17 | 3.0619e+17 | 3.8292e+17 | 4.0083e+17 | 3.1919e+17 | 3.8298e+17 | 3.8422e+17 | 3.968e+17 | 3.8691e+17 | 3.4418e+17 | 3.7634e+17 | 4.1509e+17 | 3.873e+17 | 3.6864e+17 | 4.338e+17 | 3.7226e+17 | 3.0934e+17 | 3.7606e+17 | 3.9964e+17 | 3.1782e+17 | 3.3404e+17 | 3.8358e+17 | 3.6737e+17 | 3.4257e+17 | 3.0864e+17 | 3.8908e+17 | 4.438e+17 | 3.0089e+17 | 4.0406e+17 | 3.9958e+17 | 3.422e+17 | 3.9039e+17 | 4.1229e+17 | 3.6209e+17 | 4.0825e+17 | 3.4122e+17 | 3.4867e+17 | 4.2198e+17 | 3.7405e+17 | 4.1349e+17 | 2.8962e+17 | 3.4236e+17 | 4.0165e+17 | 3.9767e+17 | 3.6917e+17 | 4.0442e+17 | 3.7599e+17 | 3.9915e+17 | 4.0703e+17 | 3.202e+17 | 3.6388e+17 | 4.2399e+17 | 4.317e+17 | 3.7006e+17 | 4.402e+17 | 4.4289e+17 | 2.9472e+17 | 3.5782e+17 | 4.2466e+17 | 3.6326e+17 | 3.6837e+17 | 3.8928e+17 | 3.6628e+17 | 4.1258e+17 | 3.6284e+17 | 4.3201e+17 | 2.9737e+17 | 3.596e+17 | 3.9597e+17 | 3.5592e+17 | 3.9176e+17 | 3.874e+17 | 3.7701e+17 | 3.4665e+17 | 4.2205e+17 | 3.5315e+17 | 3.2788e+17 | 4.1196e+17 | 3.918e+17 | 3.3805e+17 | 3.4081e+17 | 4.2862e+17 | 3.7281e+17 | 3.8413e+17 | 3.9857e+17 | 3.7301e+17 | 4.0309e+17 | 3.4459e+17 | 3.4303e+17 | 3.8664e+17 | 3.6133e+17 | 3.0521e+17 | 3.9396e+17 | 3.6882e+17 | 3.1918e+17 | 4.5186e+17 | 4.049e+17 | 3.6445e+17 | 3.823e+17 | 3.1158e+17 | 3.3966e+17 | 3.7291e+17 | 4.1088e+17 | 3.4943e+17 | 3.388e+17 | 3.9093e+17 | 3.5978e+17 | 4.3785e+17 | 3.6129e+17 | 3.76e+17 | 4.2376e+17 | 3.6967e+17 | 3.8243e+17 | 3.5092e+17 | 3.6159e+17 | 3.5529e+17 | 4.2043e+17 | 4.5338e+17 | 4.0538e+17 | 3.8128e+17 | 3.4548e+17 | 3.6335e+17 | 3.4314e+17 | 3.5818e+17 | 3.2916e+17 | 3.9418e+17 | 3.2648e+17 | 3.2648e+17 | 2.9162e+17 | 4.0567e+17 | 3.9356e+17 | 3.7315e+17 | 3.7371e+17 | 3.5767e+17 | 3.779e+17 | 3.6891e+17 | 4.1985e+17 | 3.556e+17 | 3.774e+17 | 3.6887e+17 | 3.7186e+17 | 3.7287e+17 | 3.2173e+17 | 3.884e+17 | 3.3006e+17 | 3.8941e+17 | 4.0071e+17 | 3.6428e+17 | 3.5389e+17 | 3.7793e+17 | 3.2259e+17 | 3.3875e+17 | 4.1458e+17 | 3.5457e+17 | 3.0618e+17 | 3.632e+17 | 3.7888e+17 | 4.4677e+17 | 3.4655e+17 | 3.2369e+17 | 3.613e+17 | 3.8334e+17 | 3.6134e+17 | 3.5999e+17 | 3.7734e+17 | 3.0247e+17 | 3.626e+17 | 4.2347e+17 | 3.4352e+17 | 4.1036e+17 | 3.6073e+17 | 3.8028e+17 | 3.69e+17 | 3.2184e+17 | 3.6669e+17 | 3.7793e+17 | 3.6351e+17 | 3.7236e+17 | 2.9735e+17 | 3.7275e+17 | 4.0027e+17 | 3.2842e+17 | 3.2845e+17 | 3.8346e+17 | 3.9315e+17 | 3.5552e+17 | 3.5665e+17 | 3.539e+17 | 3.7008e+17 | 3.9831e+17 | 4.1179e+17 | 3.1877e+17 | 3.8547e+17 | 3.5201e+17 | 3.1096e+17 | 4.0907e+17 | 3.7081e+17 | 3.3361e+17 | 4.1377e+17 | 3.7986e+17 | 4.3914e+17 | 3.9916e+17 | 3.6514e+17 | 3.7499e+17 | 3.7923e+17 | 2.9648e+17 | 3.5988e+17 | 4.0336e+17 | 3.4594e+17 | 3.5083e+17 | 3.7125e+17 | 4.2633e+17 | 4.2815e+17 | 3.3066e+17 | 4.0458e+17 | 3.6203e+17 | 3.8261e+17 | 3.7454e+17 | 3.859e+17 | 3.4922e+17 | 4.3883e+17 | 3.7471e+17 | 3.8354e+17 | 3.0896e+17 | 4.1486e+17 | 3.7557e+17 | 2.991e+17 | 3.5283e+17 | 3.3591e+17 | 3.4734e+17 | 2.9996e+17 | 3.2999e+17 | 3.109e+17 | 3.2226e+17 | 3.9996e+17 | 4.2659e+17 | 3.5423e+17 | 3.9627e+17 | 4.4078e+17 | 4.4067e+17 | 4.0259e+17 | 3.5694e+17 | 3.9961e+17 | 3.3003e+17 | 3.3468e+17 | 3.9324e+17 | 4.306e+17 | 3.7556e+17 | 3.3973e+17 | 3.8616e+17 | 4.2435e+17 | 3.2624e+17 | 3.2657e+17 | 3.0605e+17 | 4.1313e+17 | 3.9319e+17 | 3.2813e+17 | 3.2196e+17 | 4.6651e+17 | 3.4068e+17 | 3.6133e+17 | 3.9818e+17 | 3.6394e+17 | 3.8145e+17 | 3.3215e+17 | 3.4692e+17 | 4.1327e+17 | 3.5585e+17 | 3.975e+17 | 3.4343e+17 | 3.6922e+17 | 3.5362e+17 | 3.6897e+17 | 3.3278e+17 | 3.3248e+17 | 4.397e+17 | 3.6472e+17 | 4.251e+17 | 3.5864e+17 | 3.5463e+17 | 4.18e+17 | 3.6537e+17 | 3.6175e+17 | 3.2418e+17 | 3.4252e+17 | 3.7696e+17 | 3.6476e+17 | 3.5999e+17 | 3.4549e+17 | 3.4276e+17 | 3.9324e+17 | 3.7765e+17 | 3.2953e+17 | 3.2715e+17 | 3.483e+17 | 3.9201e+17 | 3.6227e+17 | 3.9247e+17 | 4.08e+17 | 4.2682e+17 | 3.8384e+17 | 3.9817e+17 | 4.4085e+17 | 3.2186e+17 | 4.4013e+17 | 3.357e+17 | 3.3804e+17 | 3.5942e+17 | 4.383e+17 | 2.9787e+17 | 3.453e+17 | 3.1011e+17 | 3.5766e+17 | 3.3621e+17 | 3.8098e+17 | 4.1213e+17 | 3.6738e+17 | 3.6763e+17 | 3.9368e+17 | 3.5329e+17 | 3.9572e+17 | 4.1117e+17 | 3.763e+17 | 3.5378e+17 | 3.1573e+17 | 4.0713e+17 | 3.1537e+17 | 3.5616e+17 | 3.4466e+17 | 3.8821e+17 | 3.7352e+17 | 3.6936e+17 | 4.1669e+17 | 4.1906e+17 | 3.7278e+17 | 3.1189e+17 | 2.6865e+17 | 3.2604e+17 | 3.6976e+17 | 3.6653e+17 | 3.5019e+17 | 4.215e+17 | 3.8277e+17 | 3.8357e+17 | 4.733e+17 | 4.2025e+17 | 3.9347e+17 | 3.9824e+17 | 3.8052e+17 | 3.3707e+17 | 4.0929e+17 | 4.1035e+17 | 3.5107e+17 | 3.9595e+17 | 3.5482e+17 | 4.1292e+17 | 3.9436e+17 | 3.709e+17 | 4.0327e+17 | 3.8092e+17 | 3.2959e+17 | 4.0431e+17 | 3.4757e+17 | 3.1929e+17 | 3.7302e+17 | 3.5473e+17 | 3.4841e+17 | 3.6546e+17 | 3.5205e+17 | 3.182e+17 | 3.3299e+17 | 4.1358e+17 | 3.7783e+17 | 4.0221e+17 | 3.9111e+17 | 3.3119e+17 | 4.1272e+17 | 3.5845e+17 | 3.7576e+17 | 4.1664e+17 | 3.7576e+17 | 4.1825e+17 | 3.3675e+17 | 3.6608e+17 | 4.0284e+17 | 3.7908e+17 | 4.234e+17 | 4.5797e+17 | 3.3723e+17 | 4.0987e+17 | 3.8301e+17 | 2.9369e+17 | 4.2454e+17 | 4.029e+17 | 3.5985e+17 | 3.8709e+17 | 3.6e+17 | 3.6485e+17 | 3.4374e+17 | 3.1276e+17 | 3.7285e+17 | 3.6267e+17 | 4.3133e+17 | 3.6898e+17 | 3.6608e+17 | 3.5019e+17 | 3.545e+17 | 3.377e+17 | 3.2093e+17 | 4.1981e+17 | 3.1925e+17 | 4.196e+17 | 3.3062e+17 | 4.5274e+17 | 3.0537e+17 | 3.7649e+17 | 3.2497e+17 | 4.416e+17 | 3.5374e+17 | 3.7176e+17 | 3.7463e+17 | 3.879e+17 | 4.0144e+17 | 3.5746e+17 | 4.143e+17 | 4.5991e+17 | 3.304e+17 | 3.8158e+17 | 3.9521e+17 | 3.5046e+17 | 3.9462e+17 | 3.6883e+17 | 3.8195e+17 | 3.7603e+17 | 3.8022e+17 | 4.2456e+17 | 3.3448e+17 | 3.505e+17 | 3.5144e+17 | 3.9213e+17 | 3.9086e+17 | 3.267e+17 | 4.0322e+17 | 4.0644e+17 | 3.7867e+17 | 3.7602e+17 | 3.7472e+17 | 3.7114e+17 | 4.089e+17 | 4.3225e+17 | 4.4461e+17 | 3.5404e+17 | 3.0836e+17 | 4.1789e+17 | 3.6637e+17 | 3.6185e+17 | 3.2719e+17 | 4.3834e+17 | 3.5358e+17 | 3.6792e+17 | 3.9867e+17 | 3.5057e+17 | 3.5767e+17 | 4.334e+17 | 3.8685e+17 | 3.7136e+17 | 3.1544e+17 | 3.8996e+17 | 3.8984e+17 | 3.2745e+17 | 3.6904e+17 | 4.2429e+17 | 4.5503e+17 | 2.9326e+17 | 4.1025e+17 | 4.1732e+17 | 3.9952e+17 | 3.9271e+17 | 3.6298e+17 | 4.4332e+17 | 3.7118e+17 | 3.3969e+17 | 3.6283e+17 | 3.4778e+17 | 3.8332e+17 | 3.6225e+17 | 3.9294e+17 | 3.8481e+17 | 3.6292e+17 | 3.824e+17 | 4.1209e+17 | 3.1966e+17 | 3.8366e+17 | 4.0486e+17 | 3.1004e+17 | 3.9494e+17 | 4.1226e+17 | 4.1336e+17 | 3.4275e+17 | 3.9991e+17 | 3.9638e+17 | 4.0719e+17 | 3.5931e+17 | 3.968e+17 | 3.8052e+17 | 3.0186e+17 | 3.7342e+17 | 3.9857e+17 | 3.6144e+17 | 3.357e+17 | 3.7109e+17 | 3.9556e+17 | 3.5061e+17 | 3.5387e+17 | 4.3805e+17 | 3.9506e+17 | 3.631e+17 | 3.5215e+17 | 3.4182e+17 | 4.0314e+17 | 3.6066e+17 | 4.0278e+17 | 3.902e+17 | 3.8425e+17 | 3.8429e+17 | 3.0482e+17 | 3.767e+17 | 3.3123e+17 | 3.2307e+17 | 4.358e+17 | 3.7156e+17 | 4.4627e+17 | 3.9764e+17 | 3.8982e+17 | 4.3549e+17 | 3.97e+17 | 2.9112e+17 | 4.3678e+17 | 3.6986e+17 | 3.1359e+17 | 3.3835e+17 | 2.9183e+17 | 3.4764e+17 | 3.712e+17 | 3.4989e+17 | 3.8813e+17 | 3.5852e+17 | 3.5745e+17 | 3.4644e+17 | 3.377e+17 | 3.1635e+17 | 3.7494e+17 | 3.678e+17 | 2.9491e+17 | 3.893e+17 | 3.4174e+17 | 4.0827e+17 | 3.1522e+17 | 4.2576e+17 | 3.8932e+17 | 3.7636e+17 | 3.9158e+17 | 3.8427e+17 | 3.8345e+17 | 3.9611e+17 | 3.9895e+17 | 4.4697e+17 | 3.3163e+17 | 3.2292e+17 | 4.0187e+17 | 4.0319e+17 | 4.009e+17 | 3.859e+17 | 3.1732e+17 | 4.0593e+17 | 3.9145e+17 | 3.9315e+17 | 4.0711e+17 | 2.522e+17 | 2.8877e+17 | 3.4768e+17 | 3.5489e+17 | 4.1393e+17 | 3.5442e+17 | 3.7337e+17 | 3.7533e+17 | 3.3436e+17 | 3.5892e+17 | 4.1901e+17 | 4.3864e+17 | 4.4177e+17 | 4.2504e+17 | 4.4306e+17 | 4.3285e+17 | 3.8821e+17 | 3.3844e+17 | 3.2063e+17 | 3.3632e+17 | 4.3255e+17 | 3.8378e+17 | 4.1291e+17 | 3.842e+17 | 4.2327e+17 | 3.6701e+17 | 3.3708e+17 | 3.8172e+17 | 4.0074e+17 | 3.7679e+17 | 4.1062e+17 | 3.9013e+17 | 3.383e+17 | 4.1664e+17 | 4.1508e+17 | 3.835e+17 | 3.2332e+17 | 3.6184e+17 | 3.0781e+17 | 3.9933e+17 | 4.165e+17 | 3.9099e+17 | 3.4787e+17 | 3.3968e+17 | 4.1011e+17 | 4.5165e+17 | 3.5697e+17 | 4.0794e+17 | 3.1836e+17 | 3.7451e+17 | 3.4353e+17 | 3.96e+17 | 3.867e+17 | 3.5328e+17 | 4.3253e+17 | 3.9136e+17 | 3.2827e+17 | 2.9092e+17 | 3.824e+17 | 3.6602e+17 | 3.5779e+17 | 4.5035e+17 | 3.4516e+17 | 4.0381e+17 | 3.4864e+17 | 3.5986e+17 | 3.6699e+17 | 3.5386e+17 | 3.76e+17 | 3.1968e+17 | 2.8326e+17 | 4.1482e+17 | 3.5477e+17 | 3.7502e+17 | 3.4053e+17 | 4.3926e+17 | 3.5155e+17 | 3.7582e+17 | 3.6663e+17 | 3.8998e+17 | 3.7155e+17 | 3.9331e+17 | 3.4833e+17 | 4.0142e+17 | 3.9182e+17 | 3.8889e+17 | 3.7492e+17 | 3.4652e+17 | 3.0261e+17 | 3.7251e+17 | 3.3166e+17 | 4.2225e+17 | 3.502e+17 | 4.3482e+17 | 4.2709e+17 | 2.9492e+17 | 4.5015e+17 | 3.772e+17 | 3.5832e+17 | 4.4523e+17 | 3.5321e+17 | 4.1123e+17 | 3.8236e+17 | 4.1912e+17 | 3.2569e+17 | 4.0239e+17 | 3.9897e+17 | 3.7325e+17 | 3.843e+17 | 3.4411e+17 | 3.5791e+17 | 3.5419e+17 | 3.9135e+17 | 3.3218e+17 | 3.7484e+17 | 3.9056e+17 | 3.4108e+17 | 3.5549e+17 | 3.3396e+17 | 3.8592e+17 | 4.5994e+17 | 4.0861e+17 | 3.9474e+17 | 4.1265e+17 | 3.5593e+17 | 4.0871e+17 | 4.1779e+17 | 3.8e+17 | 4.3369e+17 | 3.5875e+17 | 3.7361e+17 | 4.4456e+17 | 3.7524e+17 | 4.2692e+17 | 3.0805e+17 | 3.8681e+17 | 3.7119e+17 | 4.3246e+17 | 3.512e+17 | 4.6153e+17 | 4.0618e+17 | 3.3025e+17 | 3.8678e+17 | 4.194e+17 | 3.7779e+17 | 3.4174e+17 | 3.8182e+17 | 3.5475e+17 | 3.7455e+17 | 4.5802e+17 | 4.2129e+17 | 3.7968e+17 | 3.6103e+17 | 4.0498e+17 | 3.364e+17 | 4.0621e+17 | 3.3068e+17 | 3.9255e+17 | 3.8468e+17 | 3.4805e+17 | 3.8241e+17 | 3.767e+17 | 3.6866e+17 | 4.0018e+17 | 4.3668e+17 | 3.3325e+17 | 3.8064e+17 | 4.0719e+17 | 3.4838e+17 | 4.3679e+17 | 3.1269e+17 | 2.9806e+17 | 3.6508e+17 | 3.9162e+17 | 3.6649e+17 | 3.3611e+17 | 3.6759e+17 | 3.5817e+17 | 4.049e+17 | 3.0384e+17 | 3.4545e+17 | 3.9643e+17 | 3.8057e+17 | 3.7122e+17 | 3.3771e+17 | 4.5036e+17 | 3.4529e+17 | 4.1312e+17 | 4.7574e+17 | 3.7513e+17 | 4.0808e+17 | 3.3052e+17 | 3.8674e+17 | 3.5135e+17 | 3.975e+17 | 4.1557e+17 | 3.7146e+17 | 3.6674e+17 | 4.5775e+17 | 3.3697e+17 | 3.7945e+17 | 3.1442e+17 | 3.4943e+17 | 3.5644e+17 | 3.6733e+17 | 2.7784e+17 | 3.8289e+17 | 4.3008e+17 | 4.3804e+17 | 3.563e+17 | 4.6727e+17 | 3.7453e+17 | 3.0037e+17 | 3.4891e+17 | 3.4759e+17 | 3.6553e+17 | 3.6156e+17 | 3.5855e+17 | 4.0215e+17 | 3.9007e+17 | 4.3953e+17 | 3.3492e+17 | 3.5559e+17 | 4.3618e+17 | 3.7333e+17 | 4.5994e+17 | 4.2697e+17 | 3.0746e+17 | 4.4244e+17 | 3.0361e+17 | 3.8537e+17 | 4.1294e+17 | 3.9727e+17 | 3.9941e+17 | 4.5631e+17 | 3.5632e+17 | 3.9223e+17 | 3.6447e+17 | 3.2687e+17 | 4.0178e+17 | 3.9444e+17 | 4.0274e+17 | 4.2351e+17 | 4.003e+17 | 3.0131e+17 | 3.7679e+17 | 4.3635e+17 | 3.8595e+17 | 4.1541e+17 | 3.6913e+17 | 4.3361e+17 | 3.8233e+17 | 3.2557e+17 | 4.0267e+17 | 4.0076e+17 | 4.6427e+17 | 3.8337e+17 | 4.1531e+17 | 3.9165e+17 | 3.6886e+17 | 4.0729e+17 | 2.9485e+17 | 4.1945e+17 | 4.1596e+17 | 3.2717e+17 | 3.7821e+17 | 3.7306e+17 | 3.4437e+17 | 3.0927e+17 | 3.3787e+17 | 4.1379e+17 | 3.9088e+17 | 3.3675e+17 | 3.4426e+17 | 3.7168e+17 | 3.5808e+17 | 3.0933e+17 | 3.8489e+17 | 2.9719e+17 | 3.783e+17 | 4.45e+17 | 4.1405e+17 | 3.6173e+17 | 3.2931e+17 | 4.0804e+17 | 3.9313e+17 | 4.1888e+17 | 3.5433e+17 | 3.9363e+17 | 2.8979e+17 | 3.7164e+17 | 3.4272e+17 | 3.8654e+17 | 3.8487e+17 | 4.3009e+17 | 2.9799e+17 | 3.6212e+17 | 3.1169e+17 | 4.0678e+17 | 4.1977e+17 | 3.7941e+17 | 3.3712e+17 | 3.4392e+17 | 3.2778e+17 | 3.5677e+17 | 4.168e+17 | 4.1882e+17 | 2.9108e+17 | 3.9105e+17 | 2.9209e+17 | 3.8829e+17 | 3.7135e+17 | 3.9981e+17 | 3.8038e+17 | 3.125e+17 | 3.108e+17 | 3.6e+17 | 4.1877e+17 | 3.5522e+17 | 4.0421e+17 | 4.1358e+17 | 3.456e+17 | 3.7903e+17 | 3.6924e+17 | 3.8968e+17 | 3.3293e+17 | 3.1328e+17 | 4.0644e+17 | 3.4893e+17 | 4.3188e+17 | 4.1361e+17 | 3.4317e+17 | 3.5537e+17 | 3.8891e+17 | 3.1498e+17 | 4.0538e+17 | 4.115e+17 | 4.3404e+17 | 3.2914e+17 | 3.7082e+17 | 3.5789e+17 | 3.947e+17 | 3.9465e+17 | 4.1653e+17 | 3.6285e+17 | 4.1842e+17 | 3.5364e+17 | 4.3333e+17 | 4.1241e+17 | 3.7642e+17 | 3.8212e+17 | 3.4239e+17 | 3.7325e+17 | 3.7688e+17 | 3.8136e+17 | 3.5236e+17 | 3.836e+17 | 2.8456e+17 | 3.701e+17 | 3.9632e+17 | 4.3262e+17 | 3.3063e+17 | 3.2263e+17 | 4.0739e+17 | 3.4601e+17 | 3.1798e+17 | 3.798e+17 | 3.7078e+17 | 4.4915e+17 | 3.741e+17 | 3.5987e+17 | 3.6851e+17 | 3.6773e+17 | 2.5317e+17 | 2.5925e+17 | 3.0906e+17 | 3.2562e+17 | 3.9529e+17 | 3.3085e+17 | 3.3926e+17 | 4.1859e+17 | 3.3762e+17 | 3.2853e+17 | 4.0341e+17 | 3.6272e+17 | 4.051e+17 | 3.4035e+17 | 3.906e+17 | 3.8676e+17 | 3.701e+17 | 3.7814e+17 | 3.6822e+17 | 4.2197e+17 | 3.5759e+17 | 3.8126e+17 | 3.9203e+17 | 4.1447e+17 | 3.9308e+17 | 3.942e+17 | 4.3317e+17 | 3.8564e+17 | 3.6709e+17 | 3.8903e+17 | 4.0023e+17 | 3.7802e+17 | 3.2096e+17 | 3.63e+17 | 3.9386e+17 | 3.3471e+17 | 3.8478e+17 | 4.1698e+17 | 3.106e+17 | 3.4992e+17 | 4.8077e+17 | 4.0346e+17 | 3.6399e+17 | 3.4536e+17 | 3.3186e+17 | 4.4345e+17 | 3.5933e+17 | 3.4661e+17 | 3.5783e+17 | 3.6299e+17 | 3.033e+17 | 3.9184e+17 | 4.1948e+17 | 4.2251e+17 | 3.6727e+17 | 4.1822e+17 | 4.237e+17 | 3.7973e+17 | 3.8423e+17 | 3.8925e+17 | 3.6956e+17 | 4.1896e+17 | 3.5915e+17 | 4.0063e+17 | 3.4733e+17 | 4.1731e+17 | 3.5229e+17 | 4.0454e+17 | 3.5319e+17 | 3.7592e+17 | 4.2927e+17 | 3.7547e+17 | 4.0597e+17 | 4.2135e+17 | 4.0226e+17 | 4.0564e+17 | 3.7253e+17 | 3.5236e+17 | 4.2979e+17 | 3.891e+17 | 3.764e+17 | 3.6854e+17 | 4.2462e+17 | 4.1532e+17 | 3.7217e+17 | 3.9427e+17 | 3.8695e+17 | 4.3612e+17 | 4.6624e+17 | 3.7196e+17 | 3.6672e+17 | 3.9624e+17 | 3.6589e+17 | 3.4971e+17 | 3.7473e+17 | 4.3085e+17 | 3.6888e+17 | 4.0402e+17 | 4.056e+17 | 3.4176e+17 | 3.9625e+17 | 3.9346e+17 | 3.4831e+17 | 3.8262e+17 | 3.7573e+17 | 3.7373e+17 | 3.4839e+17 | 3.5181e+17 | 3.6863e+17 | 3.9865e+17 | 4.0012e+17 | 3.6862e+17 | 3.7031e+17 | 3.3042e+17 | 3.7888e+17 | 3.761e+17 | 3.2435e+17 | 3.0155e+17 | 3.3521e+17 | 3.8567e+17 | 3.5513e+17 | 4.0614e+17 | 3.4286e+17 | 3.7478e+17 | 3.9567e+17 | 4.2339e+17 | 3.6252e+17 | 3.6302e+17 | 4.2711e+17 | 4.1252e+17 | 4.5299e+17 | 4.1648e+17 | 2.7439e+17 | 4.2124e+17 | 3.5897e+17 | 3.6881e+17 | 3.7778e+17 | 3.9225e+17 | 3.9967e+17 | 3.8874e+17 | 3.3457e+17 | 3.2151e+17 | 4.272e+17 | 2.9468e+17 | 3.8359e+17 | 3.236e+17 | 4.0064e+17 | 4.2167e+17 | 3.2518e+17 | 3.9401e+17 | 3.2929e+17 | 3.7286e+17 | 3.9247e+17 | 3.6042e+17 | 3.2269e+17 | 4.0949e+17 | 3.4407e+17 | 4.0746e+17 | 4.2318e+17 | 3.9448e+17 | 3.7409e+17 | 3.8469e+17 | 4.0375e+17 | 3.7089e+17 | 3.7842e+17 | 3.8768e+17 | 4.2353e+17 | 3.6869e+17 | 4.1725e+17 | 3.6356e+17 | 3.6101e+17 | 3.6493e+17 | 4.0924e+17 | 4.2328e+17 | 3.9873e+17 | 3.1404e+17 | 3.6666e+17 | 3.971e+17 | 3.4744e+17 | 4.0692e+17 | 3.2355e+17 | 3.3068e+17 | 3.8081e+17 | 3.4864e+17 | 3.7297e+17 | 4.1645e+17 | 3.9437e+17 | 3.406e+17 | 3.4793e+17 | 4.0143e+17 | 3.5366e+17 | 3.8285e+17 | 3.4748e+17 | 3.6201e+17 | 3.7302e+17 | 3.6667e+17 | 3.4784e+17 | 4.6213e+17 | 3.4314e+17 | 4.2954e+17 | 4.0926e+17 | 3.5254e+17 | 4.2067e+17 | 3.5846e+17 | 3.31e+17 | 3.5836e+17 | 3.9841e+17 | 3.9182e+17 | 3.8226e+17 | 3.6736e+17 | 4.4349e+17 | 3.9724e+17 | 3.9785e+17 | 4.7471e+17 | 3.2078e+17 | 3.9961e+17 | 3.2405e+17 | 3.2877e+17 | 3.2423e+17 | 3.9297e+17 | 3.9379e+17 | 3.6531e+17 | 3.7707e+17 | 4.0218e+17 | 3.7888e+17 | 3.3157e+17 | 3.7314e+17 | 3.9705e+17 | 3.7258e+17 | 3.6738e+17 | 3.4215e+17 | 4.0575e+17 | 3.7547e+17 | 3.3368e+17 | 3.5682e+17 | 3.7492e+17 | 3.6623e+17 | 3.847e+17 | 4.0991e+17 | 3.0606e+17 | 3.8932e+17 | 3.3201e+17 | 4.5031e+17 | 3.698e+17 | 4.0924e+17 | 3.5743e+17 | 3.7929e+17 | 3.8785e+17 | 3.7764e+17 | 3.2653e+17 | 3.849e+17 | 3.8635e+17 | 3.6515e+17 | 4.0124e+17 | 4.7868e+17 | 3.815e+17 | 3.9207e+17 | 3.5129e+17 | 3.3388e+17 | 4.2214e+17 | 3.7427e+17 | 4.0957e+17 | 4.1262e+17 | 3.7627e+17 | 3.6358e+17 | 4.1555e+17 | 4.4363e+17 | 3.4241e+17 | 3.8763e+17 | 3.5688e+17 | 3.7319e+17 | 3.8993e+17 | 3.5798e+17 | 3.4979e+17 | 3.6906e+17 | 4.5698e+17 | 4.013e+17 | 3.827e+17 | 3.6781e+17 | 3.3793e+17 | 3.7475e+17 | 3.7304e+17 | 3.7977e+17 | 3.6467e+17 | 4.1608e+17 | 3.5837e+17 | 4.046e+17 | 3.2537e+17 | 3.0713e+17 | 4.1062e+17 | 4.1648e+17 | 3.8302e+17 | 4.1814e+17 | 3.4377e+17 | 3.5627e+17 | 3.2243e+17 | 4.0632e+17 | 3.3916e+17 | 3.5234e+17 | 3.6135e+17 | 3.6544e+17 | 4.6376e+17 | 2.6994e+17 | 4.3311e+17 | 3.4331e+17 | 3.7026e+17 | 3.8343e+17 | 4.0743e+17 | 3.44e+17 | 3.704e+17 | 3.1488e+17 | 3.7308e+17 | 4.0486e+17 | 3.3711e+17 | 3.0795e+17 | 3.6642e+17 | 3.4354e+17 | 4.0356e+17 | 3.3123e+17 | 4.2459e+17 | 3.1653e+17 | 3.4658e+17 | 3.6925e+17 | 4.0388e+17 | 3.6013e+17 | 2.9518e+17 | 4.1373e+17 | 4.2721e+17 | 3.3223e+17 | 3.6491e+17 | 3.8389e+17 | 3.5486e+17 | 3.6419e+17 | 3.9637e+17 | 4.2135e+17 | 4.0962e+17 | 4.0438e+17 | 4.9214e+17 | 3.4565e+17 | 3.882e+17 | 3.5888e+17 | 3.8347e+17 | 3.7524e+17 | 3.5546e+17 | 3.6459e+17 | 3.9267e+17 | 3.8056e+17 | 3.7493e+17 | 3.8425e+17 | 3.632e+17 | 3.6888e+17 | 3.5303e+17 | 3.4478e+17 | 3.5027e+17 | 3.9153e+17 | 3.0422e+17 | 3.7446e+17 | 4.3315e+17 | 4.243e+17 | 3.3142e+17 | 3.3895e+17 | 3.7904e+17 | 3.7363e+17 | 3.7741e+17 | 3.5127e+17 | 3.7652e+17 | 4.027e+17 | 3.7305e+17 | 4.5302e+17 | 3.4355e+17 | 3.3639e+17 | 3.3904e+17 | 3.4709e+17 | 4.2351e+17 | 3.2888e+17 | 3.5223e+17 | 3.9151e+17 | 3.3805e+17 | 3.6401e+17 | 3.6577e+17 | 4.3549e+17 | 4.1638e+17 | 3.0563e+17 | 3.2793e+17 | 3.6306e+17 | 4.1349e+17 | 3.7571e+17 | 4.288e+17 | 4.196e+17 | 3.4889e+17 | 4.1332e+17 | 3.5495e+17 | 4.1644e+17 | 3.0257e+17 | 3.7263e+17 | 4.0784e+17 | 3.812e+17 | 3.7329e+17 | 4.3345e+17 | 5.2081e+17 | 3.6083e+17 | 3.984e+17 | 3.8595e+17 | 4.3649e+17 | 3.5407e+17 | 3.4149e+17 | 4.6255e+17 | 3.7664e+17 | 3.2062e+17 | 3.4491e+17 | 3.7707e+17 | 3.2948e+17 | 3.3575e+17 | 3.7996e+17 | 3.3219e+17 | 4.1223e+17 | 3.3275e+17 | 3.1395e+17 | 3.3168e+17 | 3.6765e+17 | 3.546e+17 | 3.6739e+17 | 3.5632e+17 | 3.7536e+17 | 3.2475e+17 | 3.8094e+17 | 3.5911e+17 | 4.2851e+17 | 3.6491e+17 | 3.8933e+17 | 3.7076e+17 | 3.3614e+17 | 3.8902e+17 | 3.8549e+17 | 4.3546e+17 | 3.3212e+17 | 3.3185e+17 | 3.1572e+17 | 3.8619e+17 | 4.1172e+17 | 4.2295e+17 | 3.4808e+17 | 3.8326e+17 | 4.3263e+17 | 3.6417e+17 | 3.2016e+17 | 2.8376e+17 | 3.7758e+17 | 3.9295e+17 | 3.4952e+17 | 3.5344e+17 | 4.0061e+17 | 3.8787e+17 | 3.7479e+17 | 3.7242e+17 | 3.9347e+17 | 4.193e+17 | 3.6366e+17 | 3.4503e+17 | 3.4075e+17 | 3.9906e+17 | 3.627e+17 | 4.2893e+17 | 3.611e+17 | 3.9322e+17 | 3.9168e+17 | 3.8803e+17 | 3.6584e+17 | 3.3144e+17 | 3.8033e+17 | 3.4048e+17 | 3.5789e+17 | 3.5329e+17 | 4.2102e+17 | 3.6926e+17 | 3.9398e+17 | 3.8301e+17 | 3.6211e+17 | 4.3614e+17 | 3.9917e+17 | 3.6776e+17 | 3.7969e+17 | 3.0838e+17 | 3.9333e+17 | 3.683e+17 | 4.0171e+17 | 3.8935e+17 | 3.4633e+17 | 3.5656e+17 | 3.4746e+17 | 4.1135e+17 | 3.6845e+17 | 3.5418e+17 | 3.7193e+17 | 3.3592e+17 | 3.9928e+17 | 3.6824e+17 | 4.0721e+17 | 3.7364e+17 | 3.9735e+17 | 3.5512e+17 | 4.1128e+17 | 3.9846e+17 | 3.7949e+17 | 3.7311e+17 | 3.7511e+17 | 4.1327e+17 | 3.3696e+17 | 3.4428e+17 | 3.1928e+17 | 3.1054e+17 | 3.405e+17 | 3.2382e+17 | 3.9038e+17 | 4.1261e+17 | 3.8766e+17 | 3.7455e+17 | 4.366e+17 | 3.5927e+17 | 3.8866e+17 | 4.3774e+17 | 4.2238e+17 | 3.6886e+17 | 3.7472e+17 | 3.8901e+17 | 3.6107e+17 | 3.8234e+17 | 3.4787e+17 | 2.5011e+17 | 3.5033e+17 | 4.171e+17 | 3.7074e+17 | 3.2892e+17 | 3.2847e+17 | 3.7986e+17 | 4.3281e+17 | 3.2639e+17 | 4.006e+17 | 3.7518e+17 | 4.1051e+17 | 3.889e+17 | 3.9304e+17 | 3.4983e+17 | 4.1934e+17 | 4.455e+17 | 3.9011e+17 | 3.4139e+17 | 3.8096e+17 | 4.0775e+17 | 4.1337e+17 | 3.6682e+17 | 3.5762e+17 | 3.2908e+17 | 4.4411e+17 | 3.8338e+17 | 4.1795e+17 | 3.7235e+17 | 3.718e+17 | 3.3879e+17 | 4.3584e+17 | 3.7294e+17 | 3.8253e+17 | 3.6864e+17 | 3.7054e+17 | 4.1073e+17 | 3.3434e+17 | 3.4527e+17 | 3.8994e+17 | 4.0143e+17 | 3.4855e+17 | 4.3732e+17 | 4.0549e+17 | 4.4004e+17 | 3.9147e+17 | 3.9802e+17 | 4.2095e+17 | 3.2043e+17 | 3.711e+17 | 4.3744e+17 | 3.7031e+17 | 3.5531e+17 | 2.8016e+17 | 4.2189e+17 | 3.6802e+17 | 3.426e+17 | 3.4855e+17 | 3.4216e+17 | 3.9919e+17 | 4.1916e+17 | 3.8356e+17 | 3.6956e+17 | 3.8288e+17 | 3.4076e+17 | 3.9901e+17 | 4.3241e+17 | 4.1643e+17 | 3.3545e+17 | 3.8228e+17 | 3.38e+17 | 3.6677e+17 | 3.6976e+17 | 3.8728e+17 | 3.9271e+17 | 4.0811e+17 | 3.5391e+17 | 3.6181e+17 | 4.2577e+17 | 3.5618e+17 | 3.2839e+17 | 3.3457e+17 | 3.7806e+17 | 3.766e+17 | 3.7261e+17 | 3.5293e+17 | 4.228e+17 | 4.1673e+17 | 3.7971e+17 | 4.056e+17 | 3.5119e+17 | 3.5485e+17 | 3.2862e+17 | 4.2593e+17 | 4.7917e+17 | 3.5931e+17 | 3.639e+17 | 3.9489e+17 | 3.2191e+17 | 3.6525e+17 | 3.276e+17 | 3.5233e+17 | 3.4266e+17 | 3.8629e+17 | 3.8741e+17 | 3.7185e+17 | 3.8615e+17 | 3.4278e+17 | 3.7102e+17 | 3.2569e+17 | 3.2248e+17 | 3.5343e+17 | 4.1161e+17 | 4.3858e+17 | 3.8862e+17 | 3.7973e+17 | 3.7834e+17 | 3.8336e+17 | 3.7126e+17 | 4.1543e+17 | 3.1427e+17 | 3.7097e+17 | 3.8436e+17 | 3.7128e+17 | 3.7441e+17 | 3.3407e+17 | 3.9842e+17 | 3.7304e+17 | 3.6755e+17 | 2.729e+17 | 3.5844e+17 | 4.0788e+17 | 3.0354e+17 | 3.7329e+17 | 4.0261e+17 | 4.0212e+17 | 3.8557e+17 | 3.6743e+17 | 3.4507e+17 | 3.8505e+17 | 4.1299e+17 | 4.2956e+17 | 4.2046e+17 | 3.279e+17 | 3.5857e+17 | 3.5615e+17 | 3.596e+17 | 4.1044e+17 | 4.3624e+17 | 3.3688e+17 | 4.1037e+17 | 4.3944e+17 | 4.2193e+17 | 3.6249e+17 | 3.594e+17 | 4.2755e+17 | 3.767e+17 | 3.9936e+17 | 3.8834e+17 | 3.1266e+17 | 3.5379e+17 | 4.2325e+17 | 3.6622e+17 | 3.7805e+17 | 3.821e+17 | 4.4384e+17 | 4.2072e+17 | 4.1027e+17 | 3.6358e+17 | 3.3112e+17 | 3.3797e+17 | 3.2824e+17 | 3.1117e+17 | 4.0408e+17 | 3.2718e+17 | 3.8447e+17 | 3.5239e+17 | 3.7561e+17 | 3.8252e+17 | 3.899e+17 | 4.0716e+17 | 3.7864e+17 | 3.2162e+17 | 3.3036e+17 | 3.5104e+17 | 4.2613e+17 | 4.1866e+17 | 3.7898e+17 | 4.0263e+17 | 4.0187e+17 | 3.3785e+17 | 4.2306e+17 | 3.3129e+17 | 2.9959e+17 | 3.603e+17 | 4.5168e+17 | 3.5306e+17 | 3.7405e+17 | 3.7408e+17 | 3.4198e+17 | 3.8707e+17 | 4.3379e+17 | 3.7508e+17 | 4.2041e+17 | 3.5546e+17 | 3.7933e+17 | 3.3879e+17 | 3.764e+17 | 3.3077e+17 | 3.4571e+17 | 3.3426e+17 | 3.5398e+17 | 3.2829e+17 | 4.0585e+17 | 4.0036e+17 | 3.8754e+17 | 4.0992e+17 | 3.8533e+17 | 3.1963e+17 | 3.974e+17 | 3.0814e+17 | 3.2972e+17 | 2.8885e+17 | 4.0661e+17 | 4.1659e+17 | 3.5756e+17 | 4.2509e+17 | 3.5072e+17 | 3.4209e+17 | 3.7644e+17 | 4.0559e+17 | 3.6574e+17 | 3.6995e+17 | 3.7312e+17 | 3.3222e+17 | 3.5834e+17 | 4.1416e+17 | 3.6751e+17 | 4.3414e+17 | 4.4138e+17 | 4.2032e+17 | 3.6913e+17 | 4.256e+17 | 3.1386e+17 | 4.2297e+17 | 3.8938e+17 | 3.4736e+17 | 3.7121e+17 | 4.1053e+17 | 3.9565e+17 | 3.7391e+17 | 3.5866e+17 | 3.8097e+17 | 4.6416e+17 | 4.3804e+17 | 3.2956e+17 | 3.7461e+17 | 4.4946e+17 | 3.494e+17 | 3.9397e+17 | 3.8339e+17 | 3.9676e+17 | 3.3779e+17 | 3.7154e+17 | 3.4148e+17 | 4.0046e+17 | 3.4295e+17 | 4.0686e+17 | 3.688e+17 | 4.228e+17 | 3.6086e+17 | 3.7141e+17 | 3.9602e+17 | 4.062e+17 | 3.8501e+17 | 3.9114e+17 | 3.545e+17 | 3.8898e+17 | 4.0315e+17 | 3.7219e+17 | 4.1139e+17 | 4.1774e+17 | 3.9686e+17 | 4.0853e+17 | 3.3859e+17 | 4.2257e+17 | 3.8662e+17 | 3.327e+17 | 3.5842e+17 | 3.8614e+17 | 3.5789e+17 | 3.4181e+17 | 4.4873e+17 | 4.1569e+17 | 3.9791e+17 | 3.7846e+17 | 3.7973e+17 | 3.9536e+17 | 3.2875e+17 | 4.012e+17 | 3.5661e+17 | 3.9392e+17 | 3.6231e+17 | 3.6224e+17 | 4.0898e+17 | 3.6161e+17 | 3.7556e+17 | 3.6574e+17 | 3.5817e+17 | 3.6706e+17 | 3.4012e+17 | 3.5759e+17 | 3.4793e+17 | 4.0401e+17 | 4.2574e+17 | 3.7934e+17 | 3.4809e+17 | 3.8784e+17 | 3.534e+17 | 3.482e+17 | 3.8334e+17 | 3.5034e+17 | 3.5934e+17 | 4.0431e+17 | 4.3118e+17 | 3.7964e+17 | 4.1864e+17 | 3.2459e+17 | 3.6446e+17 | 3.9259e+17 | 3.9396e+17 | 3.9855e+17 | 3.805e+17 | 3.7027e+17 | 3.5253e+17 | 3.4409e+17 | 3.6027e+17 | 3.3667e+17 | 3.8033e+17 | 4.1006e+17 | 3.7378e+17 | 4.5237e+17 | 3.9382e+17 | 3.883e+17 | 4.1772e+17 | 3.9312e+17 | 3.6433e+17 | 3.5813e+17 | 3.3445e+17 | 3.7788e+17 | 4.1541e+17 | 3.3664e+17 | 3.6098e+17 | 3.7876e+17 | 3.7367e+17 | 4.1458e+17 | 4.0403e+17 | 3.8011e+17 | 4.1989e+17 | 3.8236e+17 | 4.1171e+17 | 3.0434e+17 | 3.3488e+17 | 3.161e+17 | 3.2015e+17 | 3.2223e+17 | 3.7196e+17 | 3.6183e+17 | 3.4395e+17 | 3.04e+17 | 3.8591e+17 | 4.4864e+17 | 3.4058e+17 | 4.0713e+17 | 4.1784e+17 | 4.0983e+17 | 4.3033e+17 | 4.1993e+17 | 4.0543e+17 | 3.4631e+17 | 4.5825e+17 | 3.9904e+17 | 3.5742e+17 | 3.197e+17 | 4.4192e+17 | 3.1295e+17 | 3.9714e+17 | 4.1082e+17 | 3.5809e+17 | 3.1998e+17 | 3.0561e+17 | 3.8307e+17 | 4.0987e+17 | 3.9939e+17 | 4.1898e+17 | 3.7837e+17 | 3.5388e+17 | 3.9083e+17 | 4.0336e+17 | 4.2505e+17 | 3.32e+17 | 3.8892e+17 | 3.3881e+17 | 4.1763e+17 | 3.7642e+17 | 3.2756e+17 | 3.4181e+17 | 4.2596e+17 | 3.8241e+17 | 3.4027e+17 | 3.9923e+17 | 3.779e+17 | 3.0967e+17 | 4.0229e+17 | 3.3086e+17 | 4.327e+17 | 3.8636e+17 | 3.7533e+17 | 4.0261e+17 | 2.5743e+17 | 3.6065e+17 | 4.031e+17 | 3.4351e+17 | 3.5523e+17 | 3.9055e+17 | 3.8867e+17 | 3.7219e+17 | 3.4926e+17 | 3.5813e+17 | 3.3405e+17 | 3.2262e+17 | 3.1323e+17 | 3.8709e+17 | 4.3554e+17 | 4.0073e+17 | 3.9996e+17 | 3.2517e+17 | 3.6118e+17 | 4.2311e+17 | 3.9873e+17 | 3.3753e+17 | 4.3876e+17 | 4.0279e+17 | 3.6711e+17 | 3.4425e+17 | 4.4109e+17 | 3.7796e+17 | 3.3134e+17 | 4.0307e+17 | 3.746e+17 | 4.7862e+17 | 3.7896e+17 | 3.5044e+17 | 3.9776e+17 | 3.2233e+17 | 3.961e+17 | 3.089e+17 | 3.946e+17 | 2.9385e+17 | 3.563e+17 | 3.9421e+17 | 3.7652e+17 | 3.5415e+17 | 3.8105e+17 | 3.7804e+17 | 3.9163e+17 | 4.0388e+17 | 4.081e+17 | 3.83e+17 | 3.3809e+17 | 3.9869e+17 | 3.5319e+17 | 3.2773e+17 | 3.6066e+17 | 4.0928e+17 | 3.8e+17 | 3.682e+17 | 3.9595e+17 | 3.2814e+17 | 3.616e+17 | 3.5281e+17 | 3.7144e+17 | 3.6214e+17 | 4.0511e+17 | 3.3457e+17 | 3.891e+17 | 3.0488e+17 | 4.2757e+17 | 4.1743e+17 | 3.3773e+17 | 3.7477e+17 | 3.749e+17 | 3.5082e+17 | 3.528e+17 | 3.5807e+17 | 4.0312e+17 | 4.0823e+17 | 4.0994e+17 | 3.2696e+17 | 4.2816e+17 | 3.9792e+17 | 2.956e+17 | 4.3078e+17 | 3.5687e+17 | 3.5988e+17 | 4.0843e+17 | 4.3812e+17 | 3.8354e+17 | 4.1367e+17 | 3.8217e+17 | 3.5444e+17 | 3.9552e+17 | 4.1114e+17 | 3.5895e+17 | 3.334e+17 | 3.7285e+17 | 3.9766e+17 | 4.2233e+17 | 4.024e+17 | 4.2592e+17 | 3.7796e+17 | 4.0605e+17 | 3.4856e+17 | 3.8684e+17 | 3.1605e+17 | 3.3769e+17 | 4.0733e+17 | 3.5204e+17 | 4.0473e+17 | 3.2024e+17 | 3.1686e+17 | 3.7721e+17 | 3.5145e+17 | 3.5493e+17 | 3.6274e+17 | 3.5235e+17 | 3.4271e+17 | 3.2274e+17 | 4.5786e+17 | 3.4229e+17 | 3.7687e+17 | 3.2703e+17 | 3.88e+17 | 4.3434e+17 | 3.6545e+17 | 3.7643e+17 | 2.6442e+17 | 3.1383e+17 | 3.1676e+17 | 3.5147e+17 | 4.2462e+17 | 3.1914e+17 | 3.7763e+17 | 3.7533e+17 | 4.138e+17 | 3.5652e+17 | 3.0647e+17 | 4.1739e+17 | 3.3284e+17 | 4.2102e+17 | 3.7629e+17 | 4.2336e+17 | 3.674e+17 | 3.9858e+17 | 3.3673e+17 | 3.4514e+17 | 4.002e+17 | 3.1424e+17 | 3.9736e+17 | 3.7675e+17 | 3.9215e+17 | 3.62e+17 | 4.1171e+17 | 3.9144e+17 | 3.9786e+17 | 3.429e+17 | 3.904e+17 | 3.8569e+17 | 3.5974e+17 | 4.2415e+17 | 4.0117e+17 | 3.5776e+17 | 3.6269e+17 | 2.9485e+17 | 3.3553e+17 | 3.3789e+17 | 3.6966e+17 | 3.6885e+17 | 3.5564e+17 | 4.1509e+17 | 3.2269e+17 | 4.0332e+17 | 3.7075e+17 | 4.2202e+17 | 3.7292e+17 | 3.9215e+17 | 4.2194e+17 | 3.096e+17 | 4.6255e+17 | 3.5439e+17 | 4.0058e+17 | 3.4408e+17 | 3.4093e+17 | 4.0588e+17 | 3.4195e+17 | 3.0858e+17 | 2.9728e+17 | 3.7338e+17 | 3.531e+17 | 3.5253e+17 | 3.6525e+17 | 4.293e+17 | 3.2641e+17 | 3.7514e+17 | 3.9784e+17 | 3.167e+17 | 3.3135e+17 | 3.935e+17 | 3.315e+17 | 3.7624e+17 | 3.2595e+17 | 3.076e+17 | 3.6783e+17 | 4.1669e+17 | 3.5846e+17 | 4.3975e+17 | 3.4737e+17 | 4.3139e+17 | 3.7854e+17 | 3.9194e+17 | 3.0684e+17 | 4.0167e+17 | 3.9608e+17 | 4.1041e+17 | 3.6575e+17 | 4.0612e+17 | 3.882e+17 | 4.7735e+17 | 3.6982e+17 | 3.8428e+17 | 3.8638e+17 | 4.2496e+17 | 3.796e+17 | 3.8302e+17 | 3.889e+17 | 4.1186e+17 | 4.1389e+17 | 3.7776e+17 | 4.2189e+17 | 3.3644e+17 | 3.7216e+17 | 3.6403e+17 | 3.9672e+17 | 4.3316e+17 | 3.7509e+17 | 3.586e+17 | 2.9738e+17 | 4.5642e+17 | 3.6338e+17 | 3.345e+17 | 3.2599e+17 | 4.2107e+17 | 3.7953e+17 | 3.4392e+17 | 4.1182e+17 | 4.3742e+17 | 4.2134e+17 | 3.7452e+17 | 3.4152e+17 | 3.1639e+17 | 3.9737e+17 | 3.9497e+17 | 4.5659e+17 | 3.8946e+17 | 4.081e+17 | 3.6968e+17 | 3.5195e+17 | 3.5234e+17 | 3.7905e+17 | 3.7552e+17 | 3.4295e+17 | 3.7516e+17 | 3.782e+17 | 3.6326e+17 | 3.8269e+17 | 3.9872e+17 | 3.755e+17 | 3.5153e+17 | 4.002e+17 | 3.9898e+17 | 3.7755e+17 | 3.7459e+17 | 4.2308e+17 | 3.7786e+17 | 3.0034e+17 | 3.9368e+17 | 3.4545e+17 | 3.6461e+17 | 4.7797e+17 | 4.3461e+17 | 3.7964e+17 | 3.7871e+17 | 3.1771e+17 | 3.8693e+17 | 4.2906e+17 | 3.8107e+17 | 3.4923e+17 | 3.8803e+17 | 3.4455e+17 | 2.9317e+17 | 3.9666e+17 | 3.9544e+17 | 3.9527e+17 | 4.3035e+17 | 4.1864e+17 | 3.9758e+17 | 3.46e+17 | 3.5131e+17 | 3.7763e+17 | 4.0379e+17 | 3.3337e+17 | 4.001e+17 | 3.672e+17 | 4.1228e+17 | 3.4515e+17 | 2.8756e+17 | 3.5609e+17 | 4.3287e+17 | 4.0897e+17 | 3.0354e+17 | 2.993e+17 | 4.5579e+17 | 3.8219e+17 | 4.1308e+17 | 4.2544e+17 | 4.2971e+17 | 4.5743e+17 | 3.3888e+17 | 4.1762e+17 | 3.9059e+17 | 3.0473e+17 | 4.181e+17 | 4.6138e+17 | 3.7671e+17 | 3.7541e+17 | 3.4364e+17 | 3.2903e+17 | 3.1825e+17 | 3.7004e+17 | 4.1725e+17 | 3.7347e+17 | 3.9624e+17 | 4.1807e+17 | 3.9401e+17 | 3.4444e+17 | 3.6549e+17 | 3.0443e+17 | 3.6258e+17 | 3.7146e+17 | 4.2688e+17 | 3.4551e+17 | 4.1291e+17 | 4.41e+17 | 3.8444e+17 | 3.3996e+17 | 3.2844e+17 | 4.3128e+17 | 4.1039e+17 | 4.3466e+17 | 3.7288e+17 | 3.3565e+17 | 3.9365e+17 | 4.0327e+17 | 3.6634e+17 | 3.6097e+17 | 4.3484e+17 | 2.7071e+17 | 4.369e+17 | 3.3972e+17 | 3.8792e+17 | 3.5085e+17 | 3.2035e+17 | 4.1119e+17 | 3.9608e+17 | 3.5379e+17 | 3.7813e+17 | 4.1877e+17 | 3.4585e+17 | 3.6032e+17 | 4.3558e+17 | 3.8994e+17 | 3.9955e+17 | 4.5915e+17 | 3.6517e+17 | 4.326e+17 | 3.6917e+17 | 3.909e+17 | 3.7381e+17 | 3.3651e+17 | 3.6703e+17 | 2.7375e+17 | 3.4339e+17 | 3.4828e+17 | 4.431e+17 | 3.1116e+17 | 3.4465e+17 | 3.5541e+17 | 3.853e+17 | 3.5483e+17 | 3.3209e+17 | 4.2281e+17 | 3.6506e+17 | 3.9425e+17 | 4.3782e+17 | 4.005e+17 | 3.2678e+17 | 3.8959e+17 | 3.8077e+17 | 3.82e+17 | 4.0813e+17 | 3.861e+17 | 3.6245e+17 | 3.6519e+17 | 3.7241e+17 | 3.4092e+17 | 3.4464e+17 | 3.7588e+17 | 3.2649e+17 | 3.9754e+17 | 3.7138e+17 | 3.788e+17 | 3.7496e+17 | 3.6787e+17 | 3.2493e+17 | 3.8369e+17 | 3.6017e+17 | 3.7109e+17 | 3.748e+17 | 3.6684e+17 | 4.0036e+17 | 4.2479e+17 | 3.708e+17 | 3.5484e+17 | 3.8767e+17 | 3.3174e+17 | 3.8795e+17 | 3.4573e+17 | 4.3732e+17 | 3.3283e+17 | 4.019e+17 | 3.594e+17 | 4.1414e+17 | 3.8269e+17 | 3.0277e+17 | 3.2524e+17 | 3.9944e+17 | 3.4448e+17 | 3.2494e+17 | 3.555e+17 | 3.8048e+17 | 3.5454e+17 | 3.8923e+17 | 4.5597e+17 | 3.8295e+17 | 3.7248e+17 | 3.8553e+17 | 3.4819e+17 | 3.4767e+17 | 3.6032e+17 | 3.8523e+17 | 3.8736e+17 | 3.4622e+17 | 4.013e+17 | 4.0759e+17 | 4.4251e+17 | 3.8996e+17 | 3.9284e+17 | 3.3249e+17 | 4.0811e+17 | 3.6823e+17 | 4.3697e+17 | 3.1126e+17 | 3.1195e+17 | 3.9813e+17 | 3.7011e+17 | 3.4863e+17 | 3.3074e+17 | 4.516e+17 | 2.913e+17 | 3.5595e+17 | 2.7788e+17 | 3.6134e+17 | 3.6495e+17 | 3.6588e+17 | 3.8213e+17 | 3.8993e+17 | 4.1202e+17 | 4.1609e+17 | 3.938e+17 | 3.7786e+17 | 4.3942e+17 | 3.9868e+17 | 3.6742e+17 | 3.768e+17 | 4.0678e+17 | 3.6657e+17 | 3.7115e+17 | 4.3881e+17 | 4.0874e+17 | 3.6923e+17 | 3.3893e+17 | 4.7203e+17 | 3.8473e+17 | 3.0735e+17 | 3.6255e+17 | 3.4592e+17 | 3.983e+17 | 3.7808e+17 | 3.4089e+17 | 3.8582e+17 | 3.7951e+17 | 4.4355e+17 | 3.4543e+17 | 3.844e+17 | 3.9199e+17 | 3.1956e+17 | 4.2822e+17 | 3.3296e+17 | 3.332e+17 | 3.4909e+17 | 3.8493e+17 | 3.9896e+17 | 4.0803e+17 | 4.0018e+17 | 3.5089e+17 | 3.4663e+17 | 3.4375e+17 | 3.9798e+17 | 4.6696e+17 | 3.1205e+17 | 3.9882e+17 | 3.4016e+17 | 3.6652e+17 | 3.7845e+17 | 3.269e+17 | 3.8706e+17 | 3.8101e+17 | 3.6822e+17 | 3.5174e+17 | 3.9e+17 | 3.0492e+17 | 4.1824e+17 | 4.5056e+17 | 3.4334e+17 | 3.4111e+17 | 3.7978e+17 | 3.3313e+17 | 4.0171e+17 | 4.51e+17 | 4.0471e+17 | 3.2861e+17 | 3.8486e+17 | 3.3781e+17 | 3.4839e+17 | 3.8854e+17 | 3.5687e+17 | 4.0511e+17 | 4.5146e+17 | 4.5676e+17 | 3.6237e+17 | 4.0898e+17 | 3.7428e+17 | 3.6123e+17 | 3.9077e+17 | 4.679e+17 | 3.0089e+17 | 3.7602e+17 | 3.5605e+17 | 3.8411e+17 | 3.7388e+17 | 4.4294e+17 | 4.0495e+17 | 3.9062e+17 | 4.0079e+17 | 3.6178e+17 | 3.438e+17 | 3.8159e+17 | 3.6126e+17 | 3.7165e+17 | 3.8379e+17 | 4.2433e+17 | 3.801e+17 | 3.6749e+17 | 3.5585e+17 | 4.1946e+17 | 3.5724e+17 | 3.7187e+17 | 3.7776e+17 | 4.2691e+17 | 3.8668e+17 | 4.203e+17 | 3.7228e+17 | 3.1638e+17 | 3.3837e+17 | 3.9788e+17 | 4.2938e+17 | 3.0273e+17 | 3.499e+17 | 3.5494e+17 | 4.3908e+17 | 3.0563e+17 | 3.6377e+17 | 4.3743e+17 | 3.3555e+17 | 3.159e+17 | 2.985e+17 | 3.731e+17 | 3.253e+17 | 3.5263e+17 | 3.913e+17 | 3.4154e+17 | 3.8635e+17 | 4.328e+17 | 3.3377e+17 | 3.5818e+17 | 4.0923e+17 | 3.9924e+17 | 3.7572e+17 | 3.6889e+17 | 3.5289e+17 | 3.3473e+17 | 3.2539e+17 | 3.4663e+17 | 3.4108e+17 | 3.2e+17 | 3.4398e+17 | 3.8094e+17 | 4.1792e+17 | 4.2981e+17 | 3.7014e+17 | 3.4231e+17 | 3.8976e+17 | 3.4671e+17 | 3.5959e+17 | 3.075e+17 | 3.6376e+17 | 3.6919e+17 | 3.838e+17 | 4.0404e+17 | 4.3116e+17 | 3.1469e+17 | 3.7868e+17 | 3.5859e+17 | 3.8064e+17 | 3.8784e+17 | 4.0522e+17 | 3.9446e+17 | 3.4481e+17 | 4.3526e+17 | 4.0362e+17 | 3.8911e+17 | 4.1198e+17 | 3.9661e+17 | 3.6873e+17 | 3.7956e+17 | 2.9926e+17 | 4.3694e+17 | 4.188e+17 | 4.0235e+17 | 3.7541e+17 | 3.6897e+17 | 4.0006e+17 | 3.9067e+17 | 3.7836e+17 | 3.5409e+17 | 3.9259e+17 | 4.0418e+17 | 3.7337e+17 | 3.5858e+17 | 3.6915e+17 | 3.6374e+17 | 3.9297e+17 | 3.3943e+17 | 2.7571e+17 | 4.4071e+17 | 4.0896e+17 | 3.2645e+17 | 3.9254e+17 | 3.4629e+17 | 3.7753e+17 | 3.5346e+17 | 3.651e+17 | 3.689e+17 | 3.2731e+17 | 3.9836e+17 | 4.4476e+17 | 3.5269e+17 | 3.7742e+17 | 3.3839e+17 | 4.1236e+17 | 4.0229e+17 | 3.7735e+17 | 4.4143e+17 | 3.8054e+17 | 3.4375e+17 | 3.7288e+17 | 3.1997e+17 | 3.7458e+17 | 3.6685e+17 | 4.1842e+17 | 3.9475e+17 | 3.5483e+17 | 3.7012e+17 | 3.5399e+17 | 3.9514e+17 | 3.7204e+17 | 3.825e+17 | 4.627e+17 | 3.5604e+17 | 3.7626e+17 | 3.7875e+17 | 4.2978e+17 | 4.0542e+17 | 4.1851e+17 | 3.3627e+17 | 4.0617e+17 | 4.3154e+17 | 4.1154e+17 | 3.6113e+17 | 4.5147e+17 | 3.5415e+17 | 3.1223e+17 | 3.0585e+17 | 3.8336e+17 | 3.7816e+17 | 3.7882e+17 | 4.0248e+17 | 3.5328e+17 | 3.7476e+17 | 3.8446e+17 | 4.086e+17 | 4.0611e+17 | 3.6697e+17 | 3.8576e+17 | 3.6855e+17 | 3.5776e+17 | 3.5667e+17 | 3.2321e+17 | 3.7524e+17 | 3.2216e+17 | 4.1636e+17 | 4.0404e+17 | 3.7298e+17 | 3.5883e+17 | 3.2789e+17 | 4.1722e+17 | 4.0251e+17 | 3.9033e+17 | 3.9261e+17 | 3.0999e+17 | 3.7971e+17 | 3.7315e+17 | 3.4424e+17 | 4.6329e+17 | 3.7914e+17 | 3.3364e+17 | 3.6949e+17 | 4.3475e+17 | 4.1057e+17 | 3.3683e+17 | 3.9572e+17 | 3.3535e+17 | 3.5009e+17 | 3.8904e+17 | 3.3455e+17 | 3.6566e+17 | 3.5852e+17 | 4.2013e+17 | 3.8508e+17 | 3.7396e+17 | 3.241e+17 | 4.3788e+17 | 4.18e+17 | 3.4324e+17 | 3.4756e+17 | 4.1937e+17 | 2.9706e+17 | 3.6065e+17 | 2.7887e+17 | 3.5116e+17 | 3.6559e+17 | 3.9089e+17 | 3.8241e+17 | 3.7713e+17 | 3.422e+17 | 3.3495e+17 | 4.0935e+17 | 4.149e+17 | 4.0954e+17 | 3.4114e+17 | 4.0331e+17 | 3.5522e+17 | 4.0761e+17 | 4.2298e+17 | 3.7707e+17 | 3.491e+17 | 3.5438e+17 | 3.6023e+17 | 3.8404e+17 | 3.6892e+17 | 3.6295e+17 | 3.4312e+17 | 4.3831e+17 | 3.7509e+17 | 3.8922e+17 | 3.6494e+17 | 3.1901e+17 | 3.9125e+17 | 3.6406e+17 | 3.1623e+17 | 3.9392e+17 | 3.6534e+17 | 2.9172e+17 | 3.9004e+17 | 3.977e+17 | 4.1756e+17 | 3.6432e+17 | 3.819e+17 | 3.7336e+17 | 3.3145e+17 | 4.0296e+17 | 3.6392e+17 | 3.5635e+17
Dose constant | K | constant | 410 | 410 |  | These values are not used by this model |  | 410 | 410 | 410 | 410 | 410 | 410 | 410 | 410 | 410 | 410 | 410 | 410 | 410 | 410 | 410 | 410 | 410 | 410 | 410 | 410 | 410 | 410 | 410 | 410 | 410 | 410 | 410 | 410 | 410 | 410 | 410 | 410 | 410 | 410 | 410 | 410 | 410 | 410 | 410 | 410 | 410 | 410 | 410 | 410 | 410 | 410 | 410 | 410 | 410 | 410 | 410 | 410 | 410 | 410 | 410 | 410 | 410 | 410 | 410 | 410 | 410 | 410 | 410 | 410 | 410 | 410 | 410 | 410 | 410 | 410 | 410 | 410 | 410 | 410 | 410 | 410 | 410 | 410 | 410 | 410 | 410 | 410 | 410 | 410 | 410 | 410 | 410 | 410 | 410 | 410 | 410 | 410 | 410 | 410 | 410 | 410 | 410 | 410 | 410 | 410 | 410 | 410 | 410 | 410 | 410 | 410 | 410 | 410 | 410 | 410 | 410 | 410 | 410 | 410 | 410 | 410 | 410 | 410 | 410 | 410 | 410 | 410 | 410 | 410 | 410 | 410 | 410 | 410 | 410 | 410 | 410 | 410 | 410 | 410 | 410 | 410 | 410 | 410 | 410 | 410 | 410 | 410 | 410 | 410 | 410 | 410 | 410 | 410 | 410 | 410 | 410 | 410 | 410 | 410 | 410 | 410 | 410 | 410 | 410 | 410 | 410 | 410 | 410 | 410 | 410 | 410 | 410 | 410 | 410 | 410 | 410 | 410 | 410 | 410 | 410 | 410 | 410 | 410 | 410 | 410 | 410 | 410 | 410 | 410 | 410 | 410 | 410 | 410 | 410 | 410 | 410 | 410 | 410 | 410 | 410 | 410 | 410 | 410 | 410 | 410 | 410 | 410 | 410 | 410 | 410 | 410 | 410 | 410 | 410 | 410 | 410 | 410 | 410 | 410 | 410 | 410 | 410 | 410 | 410 | 410 | 410 | 410 | 410 | 410 | 410 | 410 | 410 | 410 | 410 | 410 | 410 | 410 | 410 | 410 | 410 | 410 | 410 | 410 | 410 | 410 | 410 | 410 | 410 | 410 | 410 | 410 | 410 | 410 | 410 | 410 | 410 | 410 | 410 | 410 | 410 | 410 | 410 | 410 | 410 | 410 | 410 | 410 | 410 | 410 | 410 | 410 | 410 | 410 | 410 | 410 | 410 | 410 | 410 | 410 | 410 | 410 | 410 | 410 | 410 | 410 | 410 | 410 | 410 | 410 | 410 | 410 | 410 | 410 | 410 | 410 | 410 | 410 | 410 | 410 | 410 | 410 | 410 | 410 | 410 | 410 | 410 | 410 | 410 | 410 | 410 | 410 | 410 | 410 | 410 | 410 | 410 | 410 | 410 | 410 | 410 | 410 | 410 | 410 | 410 | 410 | 410 | 410 | 410 | 410 | 410 | 410 | 410 | 410 | 410 | 410 | 410 | 410 | 410 | 410 | 410 | 410 | 410 | 410 | 410 | 410 | 410 | 410 | 410 | 410 | 410 | 410 | 410 | 410 | 410 | 410 | 410 | 410 | 410 | 410 | 410 | 410 | 410 | 410 | 410 | 410 | 410 | 410 | 410 | 410 | 410 | 410 | 410 | 410 | 410 | 410 | 410 | 410 | 410 | 410 | 410 | 410 | 410 | 410 | 410 | 410 | 410 | 410 | 410 | 410 | 410 | 410 | 410 | 410 | 410 | 410 | 410 | 410 | 410 | 410 | 410 | 410 | 410 | 410 | 410 | 410 | 410 | 410 | 410 | 410 | 410 | 410 | 410 | 410 | 410 | 410 | 410 | 410 | 410 | 410 | 410 | 410 | 410 | 410 | 410 | 410 | 410 | 410 | 410 | 410 | 410 | 410 | 410 | 410 | 410 | 410 | 410 | 410 | 410 | 410 | 410 | 410 | 410 | 410 | 410 | 410 | 410 | 410 | 410 | 410 | 410 | 410 | 410 | 410 | 410 | 410 | 410 | 410 | 410 | 410 | 410 | 410 | 410 | 410 | 410 | 410 | 410 | 410 | 410 | 410 | 410 | 410 | 410 | 410 | 410 | 410 | 410 | 410 | 410 | 410 | 410 | 410 | 410 | 410 | 410 | 410 | 410 | 410 | 410 | 410 | 410 | 410 | 410 | 410 | 410 | 410 | 410 | 410 | 410 | 410 | 410 | 410 | 410 | 410 | 410 | 410 | 410 | 410 | 410 | 410 | 410 | 410 | 410 | 410 | 410 | 410 | 410 | 410 | 410 | 410 | 410 | 410 | 410 | 410 | 410 | 410 | 410 | 410 | 410 | 410 | 410 | 410 | 410 | 410 | 410 | 410 | 410 | 410 | 410 | 410 | 410 | 410 | 410 | 410 | 410 | 410 | 410 | 410 | 410 | 410 | 410 | 410 | 410 | 410 | 410 | 410 | 410 | 410 | 410 | 410 | 410 | 410 | 410 | 410 | 410 | 410 | 410 | 410 | 410 | 410 | 410 | 410 | 410 | 410 | 410 | 410 | 410 | 410 | 410 | 410 | 410 | 410 | 410 | 410 | 410 | 410 | 410 | 410 | 410 | 410 | 410 | 410 | 410 | 410 | 410 | 410 | 410 | 410 | 410 | 410 | 410 | 410 | 410 | 410 | 410 | 410 | 410 | 410 | 410 | 410 | 410 | 410 | 410 | 410 | 410 | 410 | 410 | 410 | 410 | 410 | 410 | 410 | 410 | 410 | 410 | 410 | 410 | 410 | 410 | 410 | 410 | 410 | 410 | 410 | 410 | 410 | 410 | 410 | 410 | 410 | 410 | 410 | 410 | 410 | 410 | 410 | 410 | 410 | 410 | 410 | 410 | 410 | 410 | 410 | 410 | 410 | 410 | 410 | 410 | 410 | 410 | 410 | 410 | 410 | 410 | 410 | 410 | 410 | 410 | 410 | 410 | 410 | 410 | 410 | 410 | 410 | 410 | 410 | 410 | 410 | 410 | 410 | 410 | 410 | 410 | 410 | 410 | 410 | 410 | 410 | 410 | 410 | 410 | 410 | 410 | 410 | 410 | 410 | 410 | 410 | 410 | 410 | 410 | 410 | 410 | 410 | 410 | 410 | 410 | 410 | 410 | 410 | 410 | 410 | 410 | 410 | 410 | 410 | 410 | 410 | 410 | 410 | 410 | 410 | 410 | 410 | 410 | 410 | 410 | 410 | 410 | 410 | 410 | 410 | 410 | 410 | 410 | 410 | 410 | 410 | 410 | 410 | 410 | 410 | 410 | 410 | 410 | 410 | 410 | 410 | 410 | 410 | 410 | 410 | 410 | 410 | 410 | 410 | 410 | 410 | 410 | 410 | 410 | 410 | 410 | 410 | 410 | 410 | 410 | 410 | 410 | 410 | 410 | 410 | 410 | 410 | 410 | 410 | 410 | 410 | 410 | 410 | 410 | 410 | 410 | 410 | 410 | 410 | 410 | 410 | 410 | 410 | 410 | 410 | 410 | 410 | 410 | 410 | 410 | 410 | 410 | 410 | 410 | 410 | 410 | 410 | 410 | 410 | 410 | 410 | 410 | 410 | 410 | 410 | 410 | 410 | 410 | 410 | 410 | 410 | 410 | 410 | 410 | 410 | 410 | 410 | 410 | 410 | 410 | 410 | 410 | 410 | 410 | 410 | 410 | 410 | 410 | 410 | 410 | 410 | 410 | 410 | 410 | 410 | 410 | 410 | 410 | 410 | 410 | 410 | 410 | 410 | 410 | 410 | 410 | 410 | 410 | 410 | 410 | 410 | 410 | 410 | 410 | 410 | 410 | 410 | 410 | 410 | 410 | 410 | 410 | 410 | 410 | 410 | 410 | 410 | 410 | 410 | 410 | 410 | 410 | 410 | 410 | 410 | 410 | 410 | 410 | 410 | 410 | 410 | 410 | 410 | 410 | 410 | 410 | 410 | 410 | 410 | 410 | 410 | 410 | 410 | 410 | 410 | 410 | 410 | 410 | 410 | 410 | 410 | 410 | 410 | 410 | 410 | 410 | 410 | 410 | 410 | 410 | 410 | 410 | 410 | 410 | 410 | 410 | 410 | 410 | 410 | 410 | 410 | 410 | 410 | 410 | 410 | 410 | 410 | 410 | 410 | 410 | 410 | 410 | 410 | 410 | 410 | 410 | 410 | 410 | 410 | 410 | 410 | 410 | 410 | 410 | 410 | 410 | 410 | 410 | 410 | 410 | 410 | 410 | 410 | 410 | 410 | 410 | 410 | 410 | 410 | 410 | 410 | 410 | 410 | 410 | 410 | 410 | 410 | 410 | 410 | 410 | 410 | 410 | 410 | 410 | 410 | 410 | 410 | 410 | 410 | 410 | 410 | 410 | 410 | 410 | 410 | 410 | 410 | 410 | 410 | 410 | 410 | 410 | 410 | 410 | 410 | 410 | 410 | 410 | 410 | 410 | 410 | 410 | 410 | 410 | 410 | 410 | 410 | 410 | 410 | 410 | 410 | 410 | 410 | 410 | 410 | 410 | 410 | 410 | 410 | 410 | 410 | 410 | 410 | 410 | 410 | 410 | 410 | 410 | 410 | 410 | 410 | 410 | 410 | 410 | 410 | 410 | 410 | 410 | 410 | 410 | 410 | 410 | 410 | 410 | 410 | 410 | 410 | 410 | 410 | 410 | 410 | 410 | 410 | 410 | 410 | 410 | 410 | 410 | 410 | 410 | 410 | 410 | 410 | 410 | 410 | 410 | 410 | 410 | 410 | 410 | 410 | 410 | 410 | 410 | 410 | 410 | 410 | 410 | 410 | 410 | 410 | 410 | 410 | 410 | 410 | 410 | 410 | 410 | 410 | 410 | 410 | 410 | 410 | 410 | 410 | 410 | 410 | 410 | 410 | 410 | 410 | 410 | 410 | 410 | 410 | 410 | 410 | 410 | 410 | 410 | 410 | 410 | 410 | 410 | 410 | 410 | 410 | 410 | 410 | 410 | 410 | 410 | 410 | 410 | 410 | 410 | 410 | 410 | 410 | 410 | 410 | 410 | 410 | 410 | 410 | 410 | 410 | 410 | 410 | 410 | 410 | 410 | 410 | 410 | 410 | 410 | 410 | 410 | 410 | 410 | 410 | 410 | 410 | 410 | 410 | 410 | 410 | 410 | 410 | 410 | 410 | 410 | 410 | 410 | 410 | 410 | 410 | 410 | 410 | 410 | 410 | 410 | 410 | 410 | 410 | 410 | 410 | 410 | 410 | 410 | 410 | 410 | 410 | 410 | 410 | 410 | 410 | 410 | 410 | 410 | 410 | 410 | 410 | 410 | 410 | 410 | 410 | 410 | 410 | 410 | 410 | 410 | 410 | 410 | 410 | 410 | 410 | 410 | 410 | 410 | 410 | 410 | 410 | 410 | 410 | 410 | 410 | 410 | 410 | 410 | 410 | 410 | 410 | 410 | 410 | 410 | 410 | 410 | 410 | 410 | 410 | 410 | 410 | 410 | 410 | 410 | 410 | 410 | 410 | 410 | 410 | 410 | 410 | 410 | 410 | 410 | 410 | 410 | 410 | 410 | 410 | 410 | 410 | 410 | 410 | 410 | 410 | 410 | 410 | 410 | 410 | 410 | 410 | 410 | 410 | 410 | 410 | 410 | 410 | 410 | 410 | 410 | 410 | 410 | 410 | 410 | 410 | 410 | 410 | 410 | 410 | 410 | 410 | 410 | 410 | 410 | 410 | 410 | 410 | 410 | 410 | 410 | 410 | 410 | 410 | 410 | 410 | 410 | 410 | 410 | 410 | 410 | 410 | 410 | 410 | 410 | 410 | 410 | 410 | 410 | 410 | 410 | 410 | 410 | 410 | 410 | 410 | 410 | 410 | 410 | 410 | 410 | 410 | 410 | 410 | 410 | 410 | 410 | 410 | 410 | 410 | 410 | 410 | 410 | 410 | 410 | 410 | 410 | 410 | 410 | 410 | 410 | 410 | 410 | 410 | 410 | 410 | 410 | 410 | 410 | 410 | 410 | 410 | 410 | 410 | 410 | 410 | 410 | 410 | 410 | 410 | 410 | 410 | 410 | 410 | 410 | 410 | 410 | 410 | 410 | 410 | 410 | 410 | 410 | 410 | 410 | 410 | 410 | 410 | 410 | 410 | 410 | 410 | 410 | 410 | 410 | 410 | 410 | 410 | 410 | 410 | 410 | 410 | 410 | 410 | 410 | 410 | 410 | 410 | 410 | 410 | 410 | 410 | 410 | 410 | 410 | 410 | 410 | 410 | 410 | 410 | 410 | 410 | 410 | 410 | 410 | 410 | 410 | 410 | 410 | 410 | 410 | 410 | 410 | 410 | 410 | 410 | 410 | 410 | 410 | 410 | 410 | 410 | 410 | 410 | 410 | 410 | 410 | 410 | 410 | 410 | 410 | 410 | 410 | 410 | 410 | 410 | 410 | 410 | 410 | 410 | 410 | 410 | 410 | 410 | 410 | 410 | 410 | 410 | 410 | 410 | 410 | 410 | 410 | 410 | 410 | 410 | 410 | 410 | 410 | 410 | 410 | 410 | 410 | 410 | 410 | 410 | 410 | 410 | 410 | 410 | 410 | 410 | 410 | 410 | 410 | 410 | 410 | 410 | 410 | 410 | 410 | 410 | 410 | 410 | 410 | 410 | 410 | 410 | 410 | 410 | 410 | 410 | 410 | 410 | 410 | 410 | 410 | 410 | 410 | 410 | 410 | 410 | 410 | 410 | 410 | 410 | 410 | 410 | 410 | 410 | 410 | 410 | 410 | 410 | 410 | 410 | 410 | 410 | 410 | 410 | 410 | 410 | 410 | 410 | 410 | 410 | 410 | 410 | 410 | 410 | 410 | 410 | 410 | 410 | 410 | 410 | 410 | 410 | 410 | 410 | 410 | 410 | 410 | 410 | 410 | 410 | 410 | 410 | 410 | 410 | 410 | 410 | 410 | 410 | 410 | 410 | 410 | 410 | 410 | 410 | 410 | 410 | 410 | 410 | 410 | 410 | 410 | 410 | 410 | 410 | 410 | 410 | 410 | 410 | 410 | 410 | 410 | 410 | 410 | 410 | 410 | 410 | 410 | 410 | 410 | 410 | 410 | 410 | 410 | 410 | 410 | 410 | 410 | 410 | 410 | 410 | 410 | 410 | 410 | 410 | 410 | 410 | 410 | 410 | 410 | 410 | 410 | 410 | 410 | 410 | 410 | 410 | 410 | 410 | 410 | 410 | 410 | 410 | 410 | 410 | 410 | 410 | 410 | 410 | 410 | 410 | 410 | 410 | 410 | 410 | 410 | 410 | 410 | 410 | 410 | 410 | 410 | 410 | 410 | 410 | 410 | 410 | 410 | 410 | 410 | 410 | 410 | 410 | 410 | 410 | 410 | 410 | 410 | 410 | 410 | 410 | 410 | 410 | 410 | 410 | 410 | 410 | 410 | 410 | 410 | 410 | 410 | 410 | 410 | 410 | 410 | 410 | 410 | 410 | 410 | 410 | 410 | 410 | 410 | 410 | 410 | 410 | 410 | 410 | 410 | 410 | 410 | 410 | 410 | 410 | 410 | 410 | 410 | 410 | 410 | 410 | 410 | 410 | 410 | 410 | 410 | 410 | 410 | 410 | 410 | 410 | 410 | 410 | 410 | 410 | 410 | 410 | 410 | 410 | 410 | 410 | 410 | 410 | 410 | 410 | 410 | 410 | 410 | 410 | 410 | 410 | 410 | 410 | 410 | 410 | 410 | 410 | 410 | 410 | 410 | 410 | 410 | 410 | 410 | 410 | 410 | 410 | 410 | 410 | 410 | 410 | 410 | 410 | 410 | 410 | 410 | 410 | 410 | 410 | 410 | 410 | 410 | 410 | 410 | 410 | 410 | 410 | 410 | 410 | 410 | 410 | 410 | 410 | 410 | 410 | 410 | 410 | 410 | 410 | 410 | 410 | 410 | 410 | 410 | 410 | 410 | 410 | 410 | 410 | 410 | 410 | 410 | 410 | 410 | 410 | 410 | 410 | 410 | 410 | 410 | 410 | 410 | 410 | 410 | 410 | 410 | 410 | 410 | 410 | 410 | 410 | 410 | 410 | 410 | 410 | 410 | 410 | 410 | 410 | 410 | 410 | 410 | 410 | 410 | 410 | 410 | 410 | 410 | 410 | 410 | 410 | 410 | 410 | 410 | 410 | 410 | 410 | 410 | 410 | 410 | 410 | 410 | 410 | 410 | 410 | 410 | 410 | 410 | 410 | 410 | 410 | 410 | 410 | 410 | 410 | 410 | 410 | 410 | 410 | 410 | 410 | 410 | 410 | 410 | 410 | 410 | 410 | 410 | 410 | 410 | 410 | 410 | 410 | 410 | 410 | 410 | 410 | 410 | 410 | 410 | 410 | 410 | 410 | 410 | 410 | 410 | 410 | 410 | 410 | 410 | 410 | 410 | 410 | 410 | 410 | 410 | 410 | 410 | 410 | 410 | 410 | 410 | 410 | 410 | 410 | 410 | 410 | 410 | 410 | 410 | 410 | 410 | 410 | 410 | 410 | 410 | 410 | 410 | 410 | 410 | 410 | 410 | 410 | 410 | 410 | 410 | 410 | 410 | 410 | 410 | 410 | 410 | 410 | 410 | 410 | 410 | 410 | 410 | 410 | 410 | 410 | 410 | 410 | 410 | 410 | 410 | 410 | 410 | 410 | 410 | 410 | 410 | 410 | 410 | 410 | 410 | 410 | 410 | 410 | 410 | 410 | 410 | 410 | 410 | 410 | 410 | 410 | 410 | 410 | 410 | 410 | 410 | 410 | 410 | 410 | 410 | 410 | 410 | 410 | 410 | 410 | 410 | 410 | 410 | 410 | 410 | 410 | 410 | 410 | 410 | 410 | 410 | 410 | 410 | 410 | 410 | 410 | 410 | 410 | 410 | 410 | 410 | 410 | 410 | 410 | 410 | 410 | 410 | 410 | 410 | 410 | 410 | 410 | 410 | 410 | 410 | 410 | 410 | 410 | 410 | 410 | 410 | 410 | 410 | 410 | 410 | 410 | 410 | 410 | 410 | 410 | 410 | 410 | 410 | 410 | 410 | 410 | 410 | 410 | 410 | 410 | 410 | 410 | 410 | 410 | 410 | 410 | 410 | 410 | 410 | 410 | 410 | 410 | 410 | 410 | 410 | 410 | 410 | 410 | 410 | 410 | 410 | 410 | 410 | 410 | 410 | 410 | 410 | 410 | 410 | 410 | 410 | 410 | 410 | 410 | 410 | 410 | 410 | 410 | 410 | 410 | 410 | 410 | 410 | 410 | 410 | 410 | 410 | 410 | 410 | 410 | 410 | 410 | 410 | 410 | 410 | 410 | 410 | 410 | 410 | 410 | 410 | 410 | 410 | 410 | 410 | 410 | 410 | 410 | 410 | 410 | 410 | 410 | 410 | 410 | 410 | 410 | 410 | 410 | 410 | 410 | 410 | 410 | 410 | 410 | 410 | 410 | 410 | 410 | 410 | 410 | 410 | 410 | 410 | 410 | 410 | 410 | 410 | 410 | 410 | 410 | 410 | 410 | 410 | 410 | 410 | 410 | 410 | 410 | 410 | 410 | 410 | 410 | 410 | 410 | 410 | 410 | 410 | 410 | 410 | 410 | 410 | 410 | 410 | 410 | 410 | 410 | 410 | 410 | 410 | 410 | 410 | 410 | 410 | 410 | 410 | 410 | 410 | 410 | 410 | 410 | 410 | 410 | 410 | 410 | 410 | 410 | 410 | 410 | 410 | 410 | 410 | 410 | 410 | 410 | 410 | 410 | 410 | 410 | 410 | 410 | 410 | 410 | 410 | 410 | 410 | 410 | 410 | 410 | 410 | 410 | 410 | 410 | 410 | 410 | 410 | 410 | 410 | 410 | 410 | 410 | 410 | 410 | 410 | 410 | 410 | 410 | 410 | 410 | 410 | 410 | 410 | 410 | 410 | 410 | 410 | 410 | 410 | 410 | 410 | 410 | 410 | 410 | 410 | 410 | 410 | 410 | 410 | 410 | 410 | 410 | 410 | 410 | 410 | 410 | 410 | 410 | 410 | 410 | 410 | 410 | 410 | 410 | 410 | 410 | 410 | 410 | 410 | 410 | 410 | 410 | 410 | 410 | 410 | 410 | 410 | 410 | 410 | 410 | 410 | 410 | 410 | 410 | 410 | 410 | 410 | 410 | 410 | 410 | 410 | 410 | 410 | 410 | 410 | 410 | 410 | 410 | 410 | 410 | 410 | 410 | 410 | 410 | 410 | 410 | 410 | 410 | 410 | 410 | 410 | 410 | 410 | 410 | 410 | 410 | 410 | 410 | 410 | 410 | 410 | 410 | 410 | 410 | 410 | 410 | 410 | 410 | 410 | 410 | 410 | 410 | 410 | 410 | 410 | 410 | 410 | 410 | 410 | 410 | 410 | 410 | 410 | 410 | 410 | 410 | 410 | 410 | 410 | 410 | 410 | 410 | 410 | 410 | 410 | 410 | 410 | 410 | 410 | 410 | 410 | 410 | 410 | 410 | 410 | 410 | 410 | 410 | 410 | 410 | 410 | 410 | 410 | 410 | 410 | 410 | 410 | 410 | 410 | 410 | 410 | 410 | 410 | 410 | 410 | 410 | 410 | 410 | 410 | 410 | 410 | 410 | 410 | 410 | 410 | 410 | 410 | 410 | 410 | 410 | 410 | 410 | 410 | 410 | 410 | 410 | 410 | 410 | 410 | 410 | 410 | 410 | 410 | 410 | 410 | 410 | 410 | 410 | 410 | 410 | 410 | 410 | 410 | 410 | 410 | 410 | 410 | 410 | 410 | 410 | 410 | 410 | 410 | 410 | 410 | 410 | 410 | 410 | 410 | 410 | 410 | 410 | 410 | 410 | 410 | 410 | 410 | 410 | 410 | 410 | 410 | 410 | 410 | 410 | 410 | 410 | 410 | 410 | 410 | 410 | 410 | 410 | 410 | 410 | 410 | 410 | 410 | 410 | 410 | 410 | 410 | 410 | 410 | 410 | 410 | 410 | 410 | 410 | 410 | 410 | 410 | 410 | 410 | 410 | 410 | 410 | 410 | 410 | 410 | 410 | 410 | 410 | 410 | 410 | 410 | 410 | 410 | 410 | 410 | 410 | 410 | 410 | 410 | 410 | 410 | 410 | 410 | 410 | 410 | 410 | 410 | 410 | 410 | 410 | 410 | 410 | 410 | 410 | 410 | 410 | 410 | 410 | 410 | 410 | 410 | 410 | 410 | 410 | 410 | 410 | 410 | 410 | 410 | 410 | 410 | 410 | 410 | 410 | 410 | 410 | 410 | 410 | 410 | 410 | 410 | 410 | 410 | 410 | 410 | 410 | 410 | 410 | 410 | 410 | 410 | 410 | 410 | 410 | 410 | 410 | 410 | 410 | 410 | 410 | 410 | 410 | 410 | 410 | 410 | 410 | 410 | 410 | 410 | 410 | 410 | 410 | 410 | 410 | 410 | 410 | 410 | 410 | 410 | 410 | 410 | 410 | 410 | 410 | 410 | 410 | 410 | 410 | 410 | 410 | 410 | 410 | 410 | 410 | 410 | 410 | 410 | 410 | 410 | 410 | 410 | 410 | 410 | 410 | 410 | 410 | 410 | 410 | 410 | 410 | 410 | 410 | 410 | 410 | 410 | 410 | 410 | 410 | 410 | 410 | 410 | 410 | 410 | 410 | 410 | 410 | 410 | 410 | 410 | 410 | 410 | 410 | 410 | 410 | 410 | 410 | 410 | 410 | 410 | 410 | 410 | 410 | 410 | 410 | 410 | 410 | 410 | 410 | 410 | 410 | 410 | 410 | 410 | 410 | 410 | 410 | 410 | 410 | 410 | 410 | 410 | 410 | 410 | 410 | 410 | 410 | 410 | 410 | 410 | 410 | 410 | 410 | 410 | 410 | 410 | 410 | 410 | 410 | 410 | 410 | 410 | 410 | 410 | 410 | 410 | 410 | 410 | 410 | 410 | 410 | 410 | 410 | 410 | 410 | 410 | 410 | 410 | 410 | 410 | 410 | 410 | 410 | 410 | 410 | 410 | 410 | 410 | 410 | 410 | 410 | 410 | 410 | 410 | 410 | 410 | 410 | 410 | 410 | 410 | 410 | 410 | 410 | 410 | 410 | 410 | 410 | 410 | 410 | 410 | 410 | 410 | 410 | 410 | 410 | 410 | 410 | 410 | 410 | 410 | 410 | 410 | 410 | 410 | 410 | 410 | 410 | 410 | 410 | 410 | 410 | 410 | 410 | 410 | 410 | 410 | 410 | 410 | 410 | 410 | 410 | 410 | 410 | 410 | 410 | 410 | 410 | 410 | 410 | 410 | 410 | 410 | 410 | 410 | 410 | 410 | 410 | 410 | 410 | 410 | 410 | 410 | 410 | 410 | 410 | 410 | 410 | 410 | 410 | 410 | 410 | 410 | 410 | 410 | 410 | 410 | 410 | 410 | 410 | 410 | 410 | 410 | 410 | 410 | 410 | 410 | 410 | 410 | 410 | 410 | 410 | 410 | 410 | 410 | 410 | 410 | 410 | 410 | 410 | 410 | 410 | 410 | 410 | 410 | 410 | 410 | 410 | 410 | 410 | 410 | 410 | 410 | 410 | 410 | 410 | 410 | 410 | 410 | 410 | 410 | 410 | 410 | 410 | 410 | 410 | 410 | 410 | 410 | 410 | 410 | 410 | 410 | 410 | 410 | 410 | 410 | 410 | 410 | 410 | 410 | 410 | 410 | 410 | 410 | 410 | 410 | 410 | 410 | 410 | 410 | 410 | 410 | 410 | 410 | 410 | 410 | 410 | 410 | 410 | 410 | 410 | 410 | 410 | 410 | 410 | 410 | 410 | 410 | 410 | 410 | 410 | 410 | 410 | 410 | 410 | 410 | 410 | 410 | 410 | 410 | 410 | 410 | 410 | 410 | 410 | 410 | 410 | 410 | 410 | 410 | 410 | 410 | 410 | 410 | 410 | 410 | 410 | 410 | 410 | 410 | 410 | 410 | 410 | 410 | 410 | 410 | 410 | 410 | 410 | 410 | 410 | 410 | 410 | 410 | 410 | 410 | 410 | 410 | 410 | 410 | 410 | 410 | 410 | 410 | 410 | 410 | 410 | 410 | 410 | 410 | 410 | 410 | 410 | 410 | 410 | 410 | 410 | 410 | 410 | 410 | 410 | 410 | 410 | 410 | 410 | 410 | 410 | 410 | 410 | 410 | 410 | 410 | 410 | 410 | 410 | 410 | 410 | 410 | 410 | 410 | 410 | 410 | 410 | 410 | 410 | 410 | 410 | 410 | 410 | 410 | 410 | 410 | 410 | 410 | 410 | 410 | 410 | 410 | 410 | 410 | 410 | 410 | 410 | 410 | 410 | 410 | 410 | 410 | 410 | 410 | 410 | 410 | 410 | 410 | 410 | 410 | 410 | 410 | 410 | 410 | 410 | 410 | 410 | 410 | 410 | 410 | 410 | 410 | 410 | 410 | 410 | 410 | 410 | 410 | 410 | 410 | 410 | 410 | 410 | 410 | 410 | 410 | 410 | 410 | 410 | 410 | 410 | 410 | 410 | 410 | 410 | 410 | 410 | 410 | 410 | 410 | 410 | 410 | 410 | 410 | 410 | 410 | 410 | 410 | 410 | 410 | 410 | 410 | 410 | 410 | 410 | 410 | 410 | 410 | 410 | 410 | 410 | 410 | 410 | 410 | 410 | 410 | 410 | 410 | 410 | 410 | 410 | 410 | 410 | 410 | 410 | 410 | 410 | 410 | 410 | 410 | 410 | 410 | 410 | 410 | 410 | 410 | 410 | 410 | 410 | 410 | 410 | 410 | 410 | 410 | 410 | 410 | 410 | 410 | 410 | 410 | 410 | 410 | 410 | 410 | 410 | 410 | 410 | 410 | 410 | 410 | 410 | 410 | 410 | 410 | 410 | 410 | 410 | 410 | 410 | 410 | 410 | 410 | 410 | 410 | 410 | 410 | 410 | 410 | 410 | 410 | 410 | 410 | 410 | 410 | 410 | 410 | 410 | 410 | 410 | 410 | 410 | 410 | 410 | 410 | 410 | 410 | 410 | 410 | 410 | 410 | 410 | 410 | 410 | 410 | 410 | 410 | 410 | 410 | 410 | 410 | 410 | 410 | 410 | 410 | 410 | 410 | 410 | 410 | 410 | 410 | 410 | 410 | 410 | 410 | 410 | 410 | 410 | 410 | 410 | 410 | 410 | 410 | 410 | 410 | 410 | 410 | 410 | 410 | 410 | 410 | 410 | 410 | 410 | 410 | 410 | 410 | 410 | 410 | 410 | 410 | 410 | 410 | 410 | 410 | 410 | 410 | 410 | 410 | 410 | 410 | 410 | 410 | 410 | 410 | 410 | 410 | 410 | 410 | 410 | 410 | 410 | 410 | 410 | 410 | 410 | 410 | 410 | 410 | 410 | 410 | 410 | 410 | 410 | 410 | 410 | 410 | 410 | 410 | 410 | 410 | 410 | 410 | 410 | 410 | 410 | 410 | 410 | 410 | 410 | 410 | 410 | 410 | 410 | 410 | 410 | 410 | 410 | 410 | 410 | 410 | 410 | 410 | 410 | 410 | 410 | 410 | 410 | 410 | 410 | 410 | 410 | 410 | 410 | 410 | 410 | 410 | 410 | 410 | 410 | 410 | 410 | 410 | 410 | 410 | 410 | 410 | 410 | 410 | 410 | 410 | 410 | 410 | 410 | 410 | 410 | 410 | 410 | 410 | 410 | 410 | 410 | 410 | 410 | 410 | 410 | 410 | 410 | 410 | 410 | 410 | 410 | 410 | 410 | 410 | 410 | 410 | 410 | 410 | 410 | 410 | 410 | 410 | 410 | 410 | 410 | 410 | 410 | 410 | 410 | 410 | 410 | 410 | 410 | 410 | 410 | 410 | 410 | 410 | 410 | 410 | 410 | 410 | 410 | 410 | 410 | 410 | 410 | 410 | 410 | 410 | 410 | 410 | 410 | 410 | 410 | 410 | 410 | 410 | 410 | 410 | 410 | 410 | 410 | 410 | 410 | 410 | 410 | 410 | 410 | 410 | 410 | 410 | 410 | 410 | 410 | 410 | 410 | 410 | 410 | 410 | 410 | 410 | 410 | 410 | 410 | 410 | 410 | 410 | 410 | 410 | 410 | 410 | 410 | 410 | 410 | 410 | 410 | 410 | 410 | 410 | 410 | 410 | 410 | 410 | 410 | 410 | 410 | 410 | 410 | 410 | 410 | 410 | 410 | 410 | 410 | 410 | 410 | 410 | 410 | 410 | 410 | 410 | 410 | 410 | 410 | 410 | 410 | 410 | 410 | 410 | 410 | 410 | 410 | 410 | 410 | 410 | 410 | 410 | 410 | 410 | 410 | 410 | 410 | 410 | 410 | 410 | 410 | 410 | 410 | 410 | 410 | 410 | 410 | 410 | 410 | 410 | 410 | 410 | 410 | 410 | 410 | 410 | 410 | 410 | 410 | 410 | 410 | 410 | 410 | 410 | 410 | 410 | 410 | 410 | 410 | 410 | 410 | 410 | 410 | 410 | 410 | 410 | 410 | 410 | 410 | 410 | 410 | 410 | 410 | 410 | 410 | 410 | 410 | 410 | 410 | 410 | 410 | 410 | 410 | 410 | 410 | 410 | 410 | 410 | 410 | 410 | 410 | 410 | 410 | 410 | 410 | 410 | 410 | 410 | 410 | 410 | 410 | 410 | 410 | 410 | 410 | 410 | 410 | 410 | 410 | 410 | 410 | 410 | 410 | 410 | 410 | 410 | 410 | 410 | 410 | 410 | 410 | 410 | 410 | 410 | 410 | 410 | 410 | 410 | 410 | 410 | 410 | 410 | 410 | 410 | 410 | 410 | 410 | 410 | 410 | 410 | 410 | 410 | 410 | 410 | 410 | 410 | 410 | 410 | 410 | 410 | 410 | 410 | 410 | 410 | 410 | 410 | 410 | 410 | 410 | 410 | 410 | 410 | 410 | 410 | 410 | 410 | 410 | 410 | 410 | 410 | 410 | 410 | 410 | 410 | 410 | 410 | 410 | 410 | 410 | 410 | 410 | 410 | 410 | 410 | 410 | 410 | 410 | 410 | 410 | 410 | 410 | 410 | 410 | 410 | 410 | 410 | 410 | 410 | 410 | 410 | 410 | 410 | 410 | 410 | 410 | 410 | 410 | 410 | 410 | 410 | 410 | 410 | 410 | 410 | 410 | 410 | 410 | 410 | 410 | 410 | 410 | 410 | 410 | 410 | 410 | 410 | 410 | 410 | 410 | 410 | 410 | 410 | 410 | 410 | 410 | 410 | 410 | 410 | 410 | 410 | 410 | 410 | 410 | 410 | 410 | 410 | 410 | 410 | 410 | 410 | 410 | 410 | 410 | 410 | 410 | 410 | 410 | 410 | 410 | 410 | 410 | 410 | 410 | 410 | 410 | 410 | 410 | 410 | 410 | 410 | 410 | 410 | 410 | 410 | 410 | 410 | 410 | 410 | 410 | 410 | 410 | 410 | 410 | 410 | 410 | 410 | 410 | 410 | 410 | 410 | 410 | 410 | 410 | 410 | 410 | 410 | 410 | 410 | 410 | 410 | 410 | 410 | 410 | 410 | 410 | 410 | 410 | 410 | 410 | 410 | 410 | 410 | 410 | 410 | 410 | 410 | 410 | 410 | 410 | 410 | 410 | 410 | 410 | 410 | 410 | 410 | 410 | 410 | 410 | 410 | 410 | 410 | 410 | 410 | 410 | 410 | 410 | 410 | 410 | 410 | 410 | 410 | 410 | 410 | 410 | 410 | 410 | 410 | 410 | 410 | 410 | 410 | 410 | 410 | 410 | 410 | 410 | 410 | 410 | 410 | 410 | 410 | 410 | 410 | 410 | 410 | 410 | 410 | 410 | 410 | 410 | 410 | 410 | 410 | 410 | 410 | 410 | 410 | 410 | 410 | 410 | 410 | 410 | 410 | 410 | 410 | 410 | 410 | 410 | 410 | 410 | 410 | 410 | 410 | 410 | 410 | 410 | 410 | 410 | 410 | 410 | 410 | 410 | 410 | 410 | 410 | 410 | 410 | 410 | 410 | 410 | 410 | 410 | 410 | 410 | 410 | 410 | 410 | 410 | 410 | 410 | 410 | 410 | 410 | 410 | 410 | 410 | 410 | 410 | 410 | 410 | 410 | 410 | 410 | 410 | 410 | 410 | 410 | 410 | 410 | 410 | 410 | 410 | 410 | 410 | 410 | 410 | 410 | 410 | 410 | 410 | 410 | 410 | 410 | 410 | 410 | 410 | 410 | 410 | 410 | 410 | 410 | 410 | 410 | 410 | 410 | 410 | 410 | 410 | 410 | 410 | 410 | 410 | 410 | 410 | 410 | 410 | 410 | 410 | 410 | 410 | 410 | 410 | 410 | 410 | 410 | 410 | 410 | 410 | 410 | 410 | 410 | 410 | 410 | 410 | 410 | 410 | 410 | 410 | 410 | 410 | 410 | 410 | 410 | 410 | 410 | 410 | 410 | 410 | 410 | 410 | 410 | 410 | 410 | 410 | 410 | 410 | 410 | 410 | 410 | 410 | 410 | 410 | 410 | 410 | 410 | 410 | 410 | 410 | 410 | 410 | 410 | 410 | 410 | 410 | 410 | 410 | 410 | 410 | 410 | 410 | 410 | 410 | 410 | 410 | 410 | 410 | 410 | 410 | 410 | 410 | 410 | 410 | 410 | 410 | 410 | 410 | 410 | 410 | 410 | 410 | 410 | 410 | 410 | 410 | 410 | 410 | 410 | 410 | 410 | 410 | 410 | 410 | 410 | 410 | 410 | 410 | 410 | 410 | 410 | 410 | 410 | 410 | 410 | 410 | 410 | 410 | 410 | 410 | 410 | 410 | 410 | 410 | 410 | 410 | 410 | 410 | 410 | 410 | 410 | 410 | 410 | 410 | 410 | 410 | 410 | 410 | 410 | 410 | 410 | 410 | 410 | 410 | 410 | 410 | 410 | 410 | 410 | 410 | 410 | 410 | 410 | 410 | 410 | 410 | 410 | 410 | 410 | 410 | 410 | 410 | 410 | 410 | 410 | 410 | 410 | 410 | 410 | 410 | 410 | 410 | 410 | 410 | 410 | 410 | 410 | 410 | 410 | 410 | 410 | 410 | 410 | 410 | 410 | 410 | 410 | 410 | 410 | 410 | 410 | 410 | 410 | 410 | 410 | 410 | 410 | 410 | 410 | 410 | 410 | 410 | 410 | 410 | 410 | 410 | 410 | 410 | 410 | 410 | 410 | 410 | 410 | 410 | 410 | 410 | 410 | 410 | 410 | 410 | 410 | 410 | 410 | 410 | 410 | 410 | 410 | 410 | 410 | 410 | 410 | 410 | 410 | 410 | 410 | 410 | 410 | 410 | 410 | 410 | 410 | 410 | 410 | 410 | 410 | 410 | 410 | 410 | 410 | 410 | 410 | 410 | 410 | 410 | 410 | 410 | 410 | 410 | 410 | 410 | 410 | 410 | 410 | 410 | 410 | 410 | 410 | 410 | 410 | 410 | 410 | 410 | 410 | 410 | 410 | 410 | 410 | 410 | 410 | 410 | 410 | 410 | 410 | 410 | 410 | 410 | 410 | 410 | 410 | 410 | 410 | 410 | 410 | 410 | 410 | 410 | 410 | 410 | 410 | 410 | 410 | 410 | 410 | 410 | 410 | 410 | 410 | 410 | 410 | 410 | 410 | 410 | 410 | 410 | 410 | 410 | 410 | 410 | 410 | 410 | 410 | 410 | 410 | 410 | 410 | 410 | 410 | 410 | 410 | 410 | 410 | 410 | 410 | 410 | 410 | 410 | 410 | 410 | 410 | 410 | 410 | 410 | 410 | 410 | 410 | 410 | 410 | 410 | 410 | 410 | 410 | 410 | 410 | 410 | 410 | 410 | 410 | 410 | 410 | 410 | 410 | 410 | 410 | 410 | 410 | 410 | 410 | 410 | 410 | 410 | 410 | 410 | 410 | 410 | 410 | 410 | 410 | 410 | 410 | 410 | 410 | 410 | 410 | 410 | 410 | 410 | 410 | 410 | 410 | 410 | 410 | 410 | 410 | 410 | 410 | 410 | 410 | 410 | 410 | 410 | 410 | 410 | 410 | 410 | 410 | 410 | 410 | 410 | 410 | 410 | 410 | 410 | 410 | 410 | 410 | 410 | 410 | 410 | 410 | 410 | 410 | 410 | 410 | 410 | 410 | 410 | 410 | 410 | 410 | 410 | 410 | 410 | 410 | 410 | 410 | 410 | 410 | 410 | 410 | 410 | 410 | 410 | 410 | 410 | 410 | 410 | 410 | 410 | 410 | 410 | 410 | 410 | 410 | 410 | 410 | 410 | 410 | 410 | 410 | 410 | 410 | 410 | 410 | 410 | 410 | 410 | 410 | 410 | 410 | 410 | 410 | 410 | 410 | 410 | 410 | 410 | 410 | 410 | 410 | 410 | 410 | 410 | 410 | 410 | 410 | 410 | 410 | 410 | 410 | 410 | 410 | 410 | 410 | 410 | 410 | 410 | 410 | 410 | 410 | 410 | 410 | 410 | 410 | 410 | 410 | 410 | 410 | 410 | 410 | 410 | 410 | 410 | 410 | 410 | 410 | 410 | 410 | 410 | 410 | 410 | 410 | 410 | 410 | 410 | 410 | 410 | 410 | 410 | 410 | 410 | 410 | 410 | 410 | 410 | 410 | 410 | 410 | 410 | 410 | 410 | 410 | 410 | 410 | 410 | 410 | 410 | 410 | 410 | 410 | 410 | 410 | 410 | 410 | 410 | 410 | 410 | 410 | 410 | 410 | 410 | 410 | 410 | 410 | 410 | 410 | 410 | 410 | 410 | 410 | 410 | 410 | 410 | 410 | 410 | 410 | 410 | 410 | 410 | 410 | 410 | 410 | 410 | 410 | 410 | 410 | 410 | 410 | 410 | 410 | 410 | 410 | 410 | 410 | 410 | 410 | 410 | 410 | 410 | 410 | 410 | 410 | 410 | 410 | 410 | 410 | 410 | 410 | 410 | 410 | 410 | 410 | 410 | 410 | 410 | 410 | 410 | 410 | 410 | 410 | 410 | 410 | 410 | 410 | 410 | 410 | 410 | 410 | 410 | 410 | 410 | 410 | 410 | 410 | 410 | 410 | 410 | 410 | 410 | 410 | 410 | 410 | 410 | 410 | 410 | 410 | 410 | 410 | 410 | 410 | 410 | 410 | 410 | 410 | 410 | 410 | 410 | 410 | 410 | 410 | 410 | 410 | 410 | 410 | 410 | 410 | 410 | 410 | 410 | 410 | 410 | 410 | 410 | 410 | 410 | 410 | 410 | 410 | 410 | 410 | 410 | 410 | 410 | 410 | 410 | 410 | 410 | 410 | 410 | 410 | 410 | 410 | 410 | 410 | 410 | 410 | 410 | 410 | 410 | 410 | 410 | 410 | 410 | 410 | 410 | 410 | 410 | 410 | 410 | 410 | 410 | 410 | 410 | 410 | 410 | 410 | 410 | 410 | 410 | 410 | 410 | 410 | 410 | 410 | 410 | 410 | 410 | 410 | 410 | 410 | 410 | 410 | 410 | 410 | 410 | 410 | 410 | 410 | 410 | 410 | 410 | 410 | 410 | 410 | 410 | 410 | 410 | 410 | 410 | 410 | 410 | 410 | 410 | 410 | 410 | 410 | 410 | 410 | 410 | 410 | 410 | 410 | 410 | 410 | 410 | 410 | 410 | 410 | 410 | 410 | 410 | 410 | 410 | 410 | 410 | 410 | 410 | 410 | 410 | 410 | 410 | 410 | 410 | 410 | 410 | 410 | 410 | 410 | 410 | 410 | 410 | 410 | 410 | 410 | 410 | 410 | 410 | 410 | 410 | 410 | 410 | 410 | 410 | 410 | 410 | 410 | 410 | 410 | 410 | 410 | 410 | 410 | 410 | 410 | 410 | 410 | 410 | 410 | 410 | 410 | 410 | 410 | 410 | 410 | 410 | 410 | 410 | 410 | 410 | 410 | 410 | 410 | 410 | 410 | 410 | 410 | 410 | 410 | 410 | 410 | 410 | 410 | 410 | 410 | 410 | 410 | 410 | 410 | 410 | 410 | 410 | 410 | 410 | 410 | 410 | 410 | 410 | 410 | 410 | 410 | 410 | 410 | 410 | 410 | 410 | 410 | 410 | 410 | 410 | 410 | 410 | 410 | 410 | 410 | 410 | 410 | 410 | 410 | 410 | 410 | 410 | 410 | 410 | 410 | 410 | 410 | 410 | 410 | 410 | 410 | 410 | 410 | 410 | 410 | 410 | 410 | 410 | 410 | 410 | 410 | 410 | 410 | 410 | 410 | 410 | 410 | 410 | 410 | 410 | 410 | 410 | 410 | 410 | 410 | 410 | 410 | 410 | 410 | 410 | 410 | 410 | 410 | 410 | 410 | 410 | 410 | 410 | 410 | 410 | 410 | 410 | 410 | 410 | 410 | 410 | 410 | 410 | 410 | 410 | 410 | 410 | 410 | 410 | 410 | 410 | 410 | 410 | 410 | 410 | 410 | 410 | 410 | 410 | 410 | 410 | 410 | 410 | 410 | 410 | 410 | 410 | 410 | 410 | 410 | 410 | 410 | 410 | 410 | 410 | 410 | 410 | 410 | 410 | 410 | 410 | 410 | 410 | 410 | 410 | 410 | 410 | 410 | 410 | 410 | 410 | 410 | 410 | 410 | 410 | 410 | 410 | 410 | 410 | 410 | 410 | 410 | 410 | 410 | 410 | 410 | 410 | 410 | 410 | 410 | 410 | 410 | 410 | 410 | 410 | 410 | 410 | 410 | 410 | 410 | 410 | 410 | 410 | 410 | 410 | 410 | 410 | 410 | 410 | 410 | 410 | 410 | 410 | 410 | 410 | 410 | 410 | 410 | 410 | 410 | 410 | 410 | 410 | 410 | 410 | 410 | 410 | 410 | 410 | 410 | 410 | 410 | 410 | 410 | 410 | 410 | 410 | 410 | 410 | 410 | 410 | 410 | 410 | 410 | 410 | 410 | 410 | 410 | 410 | 410 | 410 | 410 | 410 | 410 | 410 | 410 | 410 | 410 | 410 | 410 | 410 | 410 | 410 | 410 | 410 | 410 | 410 | 410 | 410 | 410 | 410 | 410 | 410 | 410 | 410 | 410 | 410 | 410 | 410 | 410 | 410 | 410 | 410 | 410 | 410 | 410 | 410 | 410 | 410 | 410 | 410 | 410 | 410 | 410 | 410 | 410 | 410 | 410 | 410 | 410 | 410 | 410 | 410 | 410 | 410 | 410 | 410 | 410 | 410 | 410 | 410 | 410 | 410 | 410 | 410 | 410 | 410 | 410 | 410 | 410 | 410 | 410 | 410 | 410 | 410 | 410 | 410 | 410 | 410 | 410 | 410 | 410 | 410 | 410 | 410 | 410 | 410 | 410 | 410 | 410 | 410 | 410 | 410 | 410 | 410 | 410 | 410 | 410 | 410 | 410 | 410 | 410 | 410 | 410 | 410 | 410 | 410 | 410 | 410 | 410 | 410 | 410 | 410 | 410 | 410 | 410 | 410 | 410 | 410 | 410 | 410 | 410 | 410 | 410 | 410 | 410 | 410 | 410 | 410 | 410 | 410 | 410 | 410 | 410 | 410 | 410 | 410 | 410 | 410 | 410 | 410 | 410 | 410 | 410 | 410 | 410 | 410 | 410 | 410 | 410 | 410 | 410 | 410 | 410 | 410 | 410 | 410 | 410 | 410 | 410 | 410 | 410 | 410 | 410 | 410 | 410 | 410 | 410 | 410 | 410 | 410 | 410 | 410 | 410 | 410 | 410 | 410 | 410 | 410 | 410 | 410 | 410 | 410 | 410 | 410 | 410 | 410 | 410 | 410 | 410 | 410 | 410 | 410 | 410 | 410 | 410 | 410 | 410 | 410 | 410 | 410 | 410 | 410 | 410 | 410 | 410 | 410 | 410 | 410 | 410 | 410 | 410 | 410 | 410 | 410 | 410 | 410 | 410 | 410 | 410 | 410 | 410 | 410 | 410 | 410 | 410 | 410 | 410 | 410 | 410 | 410 | 410 | 410 | 410 | 410 | 410 | 410 | 410 | 410 | 410 | 410 | 410 | 410 | 410 | 410 | 410 | 410 | 410 | 410 | 410 | 410 | 410 | 410 | 410 | 410 | 410 | 410 | 410 | 410 | 410 | 410 | 410 | 410 | 410 | 410 | 410 | 410 | 410 | 410 | 410 | 410 | 410 | 410 | 410 | 410 | 410 | 410 | 410 | 410 | 410 | 410 | 410 | 410 | 410 | 410 | 410 | 410 | 410 | 410 | 410 | 410 | 410 | 410 | 410 | 410 | 410 | 410 | 410 | 410 | 410 | 410 | 410 | 410 | 410 | 410 | 410 | 410 | 410 | 410 | 410 | 410 | 410 | 410 | 410 | 410 | 410 | 410 | 410 | 410 | 410 | 410 | 410 | 410 | 410 | 410 | 410 | 410 | 410 | 410 | 410 | 410 | 410 | 410 | 410 | 410 | 410 | 410 | 410 | 410 | 410 | 410 | 410 | 410 | 410 | 410 | 410 | 410 | 410 | 410 | 410 | 410 | 410 | 410 | 410 | 410 | 410 | 410 | 410 | 410 | 410 | 410 | 410 | 410 | 410 | 410 | 410 | 410 | 410 | 410 | 410 | 410 | 410 | 410 | 410 | 410 | 410 | 410 | 410 | 410 | 410 | 410 | 410 | 410 | 410 | 410 | 410 | 410 | 410 | 410 | 410 | 410 | 410 | 410 | 410 | 410 | 410 | 410 | 410 | 410 | 410 | 410 | 410 | 410 | 410 | 410 | 410 | 410 | 410 | 410 | 410 | 410 | 410 | 410 | 410 | 410 | 410 | 410 | 410 | 410 | 410 | 410 | 410 | 410 | 410 | 410 | 410 | 410 | 410 | 410 | 410 | 410 | 410 | 410 | 410 | 410 | 410 | 410 | 410 | 410 | 410 | 410 | 410 | 410 | 410 | 410 | 410 | 410 | 410 | 410 | 410 | 410 | 410 | 410 | 410 | 410 | 410 | 410 | 410 | 410 | 410 | 410 | 410 | 410 | 410 | 410 | 410 | 410 | 410 | 410 | 410 | 410 | 410 | 410 | 410 | 410 | 410 | 410 | 410 | 410 | 410 | 410 | 410 | 410 | 410 | 410 | 410 | 410 | 410 | 410 | 410 | 410 | 410 | 410 | 410 | 410 | 410 | 410 | 410 | 410 | 410 | 410 | 410 | 410 | 410 | 410 | 410 | 410 | 410 | 410 | 410 | 410 | 410 | 410 | 410 | 410 | 410 | 410 | 410 | 410 | 410 | 410 | 410 | 410 | 410 | 410 | 410 | 410 | 410 | 410 | 410 | 410 | 410 | 410 | 410 | 410 | 410 | 410 | 410 | 410 | 410 | 410 | 410 | 410 | 410 | 410 | 410 | 410 | 410 | 410 | 410 | 410 | 410 | 410 | 410 | 410 | 410 | 410 | 410 | 410 | 410 | 410 | 410 | 410 | 410 | 410 | 410 | 410 | 410 | 410 | 410 | 410 | 410 | 410 | 410 | 410 | 410 | 410 | 410 | 410 | 410 | 410 | 410 | 410 | 410 | 410 | 410 | 410 | 410 | 410 | 410 | 410 | 410 | 410 | 410 | 410 | 410 | 410 | 410 | 410 | 410 | 410 | 410 | 410 | 410 | 410 | 410 | 410 | 410 | 410 | 410 | 410 | 410 | 410 | 410 | 410 | 410 | 410 | 410 | 410 | 410 | 410 | 410 | 410 | 410 | 410 | 410 | 410 | 410 | 410 | 410 | 410 | 410 | 410 | 410 | 410 | 410 | 410 | 410 | 410 | 410 | 410 | 410 | 410 | 410 | 410 | 410 | 410 | 410 | 410 | 410 | 410 | 410 | 410 | 410 | 410 | 410 | 410 | 410 | 410 | 410 | 410 | 410 | 410 | 410 | 410 | 410 | 410 | 410 | 410 | 410 | 410 | 410 | 410 | 410 | 410 | 410 | 410 | 410 | 410 | 410 | 410 | 410 | 410 | 410 | 410 | 410 | 410 | 410 | 410 | 410 | 410 | 410 | 410 | 410 | 410 | 410 | 410 | 410 | 410 | 410 | 410 | 410 | 410 | 410 | 410 | 410 | 410 | 410 | 410 | 410 | 410 | 410 | 410 | 410 | 410 | 410 | 410 | 410 | 410 | 410 | 410 | 410 | 410 | 410 | 410 | 410 | 410 | 410 | 410 | 410 | 410 | 410 | 410 | 410 | 410 | 410 | 410 | 410 | 410 | 410 | 410 | 410 | 410 | 410 | 410 | 410 | 410 | 410 | 410 | 410 | 410 | 410 | 410 | 410 | 410 | 410 | 410 | 410 | 410 | 410 | 410 | 410 | 410 | 410 | 410 | 410 | 410 | 410 | 410 | 410 | 410 | 410 | 410 | 410 | 410 | 410 | 410 | 410 | 410 | 410 | 410 | 410 | 410 | 410 | 410 | 410 | 410 | 410 | 410 | 410 | 410 | 410 | 410 | 410 | 410 | 410 | 410 | 410 | 410 | 410 | 410 | 410 | 410 | 410 | 410 | 410 | 410 | 410 | 410 | 410 | 410 | 410 | 410 | 410 | 410 | 410 | 410 | 410 | 410 | 410 | 410 | 410 | 410 | 410 | 410 | 410 | 410 | 410 | 410 | 410 | 410 | 410 | 410 | 410 | 410 | 410 | 410 | 410 | 410 | 410 | 410 | 410 | 410 | 410 | 410 | 410 | 410 | 410 | 410 | 410 | 410 | 410 | 410 | 410 | 410 | 410 | 410 | 410 | 410 | 410 | 410 | 410 | 410 | 410 | 410 | 410 | 410 | 410 | 410 | 410 | 410 | 410 | 410 | 410 | 410 | 410 | 410 | 410 | 410 | 410 | 410 | 410 | 410 | 410 | 410 | 410 | 410 | 410 | 410 | 410 | 410 | 410 | 410 | 410 | 410 | 410 | 410 | 410 | 410 | 410 | 410 | 410 | 410 | 410 | 410 | 410 | 410 | 410 | 410 | 410 | 410 | 410 | 410 | 410 | 410 | 410 | 410 | 410 | 410 | 410 | 410 | 410 | 410 | 410 | 410 | 410 | 410 | 410 | 410 | 410 | 410 | 410 | 410 | 410 | 410 | 410 | 410 | 410 | 410 | 410 | 410 | 410 | 410 | 410 | 410 | 410 | 410 | 410 | 410 | 410 | 410 | 410 | 410 | 410 | 410 | 410 | 410 | 410 | 410 | 410 | 410 | 410 | 410 | 410 | 410 | 410 | 410 | 410 | 410 | 410 | 410 | 410 | 410 | 410 | 410 | 410 | 410 | 410 | 410 | 410 | 410 | 410 | 410 | 410 | 410 | 410 | 410 | 410 | 410 | 410 | 410 | 410 | 410 | 410 | 410 | 410 | 410 | 410 | 410 | 410 | 410 | 410 | 410 | 410 | 410 | 410 | 410 | 410 | 410 | 410 | 410 | 410 | 410 | 410 | 410 | 410 | 410 | 410 | 410 | 410 | 410 | 410 | 410 | 410 | 410 | 410 | 410 | 410 | 410 | 410 | 410 | 410 | 410 | 410 | 410 | 410 | 410 | 410 | 410 | 410 | 410 | 410 | 410 | 410 | 410 | 410 | 410 | 410 | 410 | 410 | 410 | 410 | 410 | 410 | 410 | 410 | 410 | 410 | 410 | 410 | 410 | 410 | 410 | 410 | 410 | 410 | 410 | 410 | 410 | 410 | 410 | 410 | 410 | 410 | 410 | 410 | 410 | 410 | 410 | 410 | 410 | 410 | 410 | 410 | 410 | 410 | 410 | 410 | 410 | 410 | 410 | 410 | 410 | 410 | 410 | 410 | 410 | 410 | 410 | 410 | 410 | 410 | 410 | 410 | 410 | 410 | 410 | 410 | 410 | 410 | 410 | 410 | 410 | 410 | 410 | 410 | 410 | 410 | 410 | 410 | 410 | 410 | 410 | 410 | 410 | 410 | 410 | 410 | 410 | 410 | 410 | 410 | 410 | 410 | 410 | 410 | 410 | 410 | 410 | 410 | 410 | 410 | 410 | 410 | 410 | 410 | 410 | 410 | 410 | 410 | 410 | 410 | 410 | 410 | 410 | 410 | 410 | 410 | 410 | 410 | 410 | 410 | 410 | 410 | 410 | 410 | 410 | 410 | 410 | 410 | 410 | 410 | 410 | 410 | 410 | 410 | 410 | 410 | 410 | 410 | 410 | 410 | 410 | 410 | 410 | 410 | 410 | 410 | 410 | 410 | 410 | 410 | 410 | 410 | 410 | 410 | 410 | 410 | 410 | 410 | 410 | 410 | 410 | 410 | 410 | 410 | 410 | 410 | 410 | 410 | 410 | 410 | 410 | 410 | 410 | 410 | 410 | 410 | 410 | 410 | 410 | 410 | 410 | 410 | 410 | 410 | 410 | 410 | 410 | 410 | 410 | 410 | 410 | 410 | 410 | 410 | 410 | 410 | 410 | 410 | 410 | 410 | 410 | 410 | 410 | 410 | 410 | 410 | 410 | 410 | 410 | 410 | 410 | 410 | 410 | 410 | 410 | 410 | 410 | 410 | 410 | 410 | 410 | 410 | 410 | 410 | 410 | 410 | 410 | 410 | 410 | 410 | 410 | 410 | 410 | 410 | 410 | 410 | 410 | 410 | 410 | 410 | 410 | 410 | 410 | 410 | 410 | 410 | 410 | 410 | 410 | 410 | 410 | 410 | 410 | 410 | 410 | 410 | 410 | 410 | 410 | 410 | 410 | 410 | 410 | 410 | 410 | 410 | 410 | 410 | 410 | 410 | 410 | 410 | 410 | 410 | 410 | 410 | 410 | 410 | 410 | 410 | 410 | 410 | 410 | 410 | 410 | 410 | 410 | 410 | 410 | 410 | 410 | 410 | 410 | 410 | 410 | 410 | 410 | 410 | 410 | 410 | 410 | 410 | 410 | 410 | 410 | 410 | 410 | 410 | 410 | 410 | 410 | 410 | 410 | 410 | 410 | 410 | 410 | 410 | 410 | 410 | 410 | 410 | 410 | 410 | 410 | 410 | 410 | 410 | 410 | 410 | 410 | 410 | 410 | 410 | 410 | 410 | 410 | 410 | 410 | 410 | 410 | 410 | 410 | 410 | 410 | 410 | 410 | 410 | 410 | 410 | 410 | 410 | 410 | 410 | 410 | 410 | 410 | 410 | 410 | 410 | 410 | 410 | 410 | 410 | 410 | 410 | 410 | 410 | 410 | 410 | 410 | 410 | 410 | 410 | 410 | 410 | 410 | 410 | 410 | 410 | 410 | 410 | 410 | 410 | 410 | 410 | 410 | 410 | 410 | 410 | 410 | 410 | 410 | 410 | 410 | 410 | 410 | 410 | 410 | 410 | 410 | 410 | 410 | 410 | 410 | 410 | 410 | 410 | 410 | 410 | 410 | 410 | 410 | 410 | 410 | 410 | 410 | 410 | 410 | 410 | 410 | 410 | 410 | 410 | 410 | 410 | 410 | 410 | 410 | 410 | 410 | 410 | 410 | 410 | 410 | 410 | 410 | 410 | 410 | 410 | 410 | 410 | 410 | 410 | 410 | 410 | 410 | 410 | 410 | 410 | 410 | 410 | 410 | 410 | 410 | 410 | 410 | 410 | 410 | 410 | 410 | 410 | 410 | 410 | 410 | 410 | 410 | 410 | 410 | 410 | 410 | 410 | 410 | 410 | 410 | 410 | 410 | 410 | 410 | 410 | 410 | 410 | 410 | 410 | 410 | 410 | 410 | 410 | 410 | 410 | 410 | 410 | 410 | 410 | 410 | 410 | 410 | 410 | 410 | 410 | 410 | 410 | 410 | 410 | 410 | 410 | 410 | 410 | 410 | 410 | 410 | 410 | 410 | 410 | 410 | 410 | 410 | 410 | 410 | 410 | 410 | 410 | 410 | 410 | 410 | 410 | 410 | 410 | 410 | 410 | 410 | 410 | 410 | 410 | 410 | 410 | 410 | 410 | 410 | 410 | 410 | 410 | 410 | 410 | 410 | 410 | 410 | 410 | 410 | 410 | 410 | 410 | 410 | 410 | 410 | 410 | 410 | 410 | 410 | 410 | 410 | 410 | 410 | 410 | 410 | 410 | 410 | 410 | 410 | 410 | 410 | 410 | 410 | 410 | 410 | 410 | 410 | 410 | 410 | 410 | 410 | 410 | 410 | 410 | 410 | 410 | 410 | 410 | 410 | 410 | 410 | 410 | 410 | 410 | 410 | 410 | 410 | 410 | 410 | 410 | 410 | 410 | 410 | 410 | 410 | 410 | 410 | 410 | 410 | 410 | 410 | 410 | 410 | 410 | 410 | 410 | 410 | 410 | 410 | 410 | 410 | 410 | 410 | 410 | 410 | 410 | 410 | 410 | 410 | 410 | 410 | 410 | 410 | 410 | 410 | 410 | 410 | 410 | 410 | 410 | 410 | 410 | 410 | 410 | 410 | 410 | 410 | 410 | 410 | 410 | 410 | 410 | 410 | 410 | 410 | 410 | 410 | 410 | 410 | 410 | 410 | 410 | 410 | 410 | 410 | 410 | 410 | 410 | 410 | 410 | 410 | 410 | 410 | 410 | 410 | 410 | 410 | 410 | 410 | 410 | 410 | 410 | 410 | 410 | 410 | 410 | 410 | 410 | 410 | 410 | 410 | 410 | 410 | 410 | 410 | 410 | 410 | 410 | 410 | 410 | 410 | 410 | 410 | 410 | 410 | 410 | 410 | 410 | 410 | 410 | 410 | 410 | 410 | 410 | 410 | 410 | 410 | 410 | 410 | 410 | 410 | 410 | 410 | 410 | 410 | 410 | 410 | 410 | 410 | 410 | 410 | 410 | 410 | 410 | 410 | 410 | 410 | 410 | 410 | 410 | 410 | 410 | 410 | 410 | 410 | 410 | 410 | 410 | 410 | 410 | 410 | 410 | 410 | 410 | 410 | 410 | 410 | 410 | 410 | 410 | 410 | 410 | 410 | 410 | 410 | 410 | 410 | 410 | 410 | 410 | 410 | 410 | 410 | 410 | 410 | 410 | 410 | 410 | 410 | 410 | 410 | 410 | 410 | 410 | 410 | 410 | 410 | 410 | 410 | 410 | 410 | 410 | 410 | 410 | 410 | 410 | 410 | 410 | 410 | 410 | 410 | 410 | 410 | 410 | 410 | 410 | 410 | 410 | 410 | 410 | 410 | 410 | 410 | 410 | 410 | 410 | 410 | 410 | 410 | 410 | 410 | 410 | 410 | 410 | 410 | 410 | 410 | 410 | 410 | 410 | 410 | 410 | 410 | 410 | 410 | 410 | 410 | 410 | 410 | 410 | 410 | 410 | 410 | 410 | 410 | 410 | 410 | 410 | 410 | 410 | 410 | 410 | 410 | 410 | 410 | 410 | 410 | 410 | 410 | 410 | 410 | 410 | 410 | 410 | 410 | 410 | 410 | 410 | 410 | 410 | 410 | 410 | 410 | 410 | 410 | 410 | 410 | 410 | 410 | 410 | 410 | 410 | 410 | 410 | 410 | 410 | 410 | 410 | 410 | 410 | 410 | 410 | 410 | 410 | 410 | 410 | 410 | 410 | 410 | 410 | 410 | 410 | 410 | 410 | 410 | 410 | 410 | 410 | 410 | 410 | 410 | 410 | 410 | 410 | 410 | 410 | 410 | 410 | 410 | 410 | 410 | 410 | 410 | 410 | 410 | 410 | 410 | 410 | 410 | 410 | 410 | 410 | 410 | 410 | 410 | 410 | 410 | 410 | 410 | 410 | 410 | 410 | 410 | 410 | 410 | 410 | 410 | 410 | 410 | 410 | 410 | 410 | 410 | 410 | 410 | 410 | 410 | 410 | 410 | 410 | 410 | 410 | 410 | 410 | 410 | 410 | 410 | 410 | 410 | 410 | 410 | 410 | 410 | 410 | 410 | 410 | 410 | 410 | 410 | 410 | 410 | 410 | 410 | 410 | 410 | 410 | 410 | 410 | 410 | 410 | 410 | 410 | 410 | 410 | 410 | 410 | 410 | 410 | 410 | 410 | 410 | 410 | 410 | 410 | 410 | 410 | 410 | 410 | 410 | 410 | 410 | 410 | 410 | 410 | 410 | 410 | 410 | 410 | 410 | 410 | 410 | 410 | 410 | 410 | 410 | 410 | 410 | 410 | 410 | 410 | 410 | 410 | 410 | 410 | 410 | 410 | 410 | 410 | 410 | 410 | 410 | 410 | 410 | 410 | 410 | 410 | 410 | 410 | 410 | 410 | 410 | 410 | 410 | 410 | 410 | 410 | 410 | 410 | 410 | 410 | 410 | 410 | 410 | 410 | 410 | 410 | 410 | 410 | 410 | 410 | 410 | 410 | 410 | 410 | 410 | 410 | 410 | 410 | 410 | 410 | 410 | 410 | 410 | 410 | 410 | 410 | 410 | 410 | 410 | 410 | 410 | 410 | 410 | 410 | 410 | 410 | 410 | 410 | 410 | 410 | 410 | 410 | 410 | 410 | 410 | 410 | 410 | 410 | 410 | 410 | 410 | 410 | 410 | 410 | 410 | 410 | 410 | 410 | 410 | 410 | 410 | 410 | 410 | 410 | 410 | 410 | 410 | 410 | 410 | 410 | 410 | 410 | 410 | 410 | 410 | 410 | 410 | 410 | 410 | 410 | 410 | 410 | 410 | 410 | 410 | 410 | 410 | 410 | 410 | 410 | 410 | 410 | 410 | 410 | 410 | 410 | 410 | 410 | 410 | 410 | 410 | 410 | 410 | 410 | 410 | 410 | 410 | 410 | 410 | 410 | 410 | 410 | 410 | 410 | 410 | 410 | 410 | 410 | 410 | 410 | 410 | 410 | 410 | 410 | 410 | 410 | 410 | 410 | 410 | 410 | 410 | 410 | 410 | 410 | 410 | 410 | 410 | 410 | 410 | 410 | 410 | 410 | 410 | 410 | 410 | 410 | 410 | 410 | 410 | 410 | 410 | 410 | 410 | 410 | 410 | 410 | 410 | 410 | 410 | 410 | 410 | 410 | 410 | 410 | 410 | 410 | 410 | 410 | 410 | 410 | 410 | 410 | 410 | 410 | 410 | 410 | 410 | 410 | 410 | 410 | 410 | 410 | 410 | 410 | 410 | 410 | 410 | 410 | 410 | 410 | 410 | 410 | 410 | 410 | 410 | 410 | 410 | 410 | 410 | 410 | 410 | 410 | 410 | 410 | 410 | 410 | 410 | 410 | 410 | 410 | 410 | 410 | 410 | 410 | 410 | 410 | 410 | 410 | 410 | 410 | 410 | 410 | 410 | 410 | 410 | 410 | 410 | 410 | 410 | 410 | 410 | 410 | 410 | 410 | 410 | 410 | 410 | 410 | 410 | 410 | 410 | 410 | 410 | 410 | 410 | 410 | 410 | 410 | 410 | 410 | 410 | 410 | 410 | 410 | 410 | 410 | 410 | 410 | 410 | 410 | 410 | 410 | 410 | 410 | 410 | 410 | 410 | 410 | 410 | 410 | 410 | 410 | 410 | 410 | 410 | 410 | 410 | 410 | 410 | 410 | 410 | 410 | 410 | 410 | 410 | 410 | 410 | 410 | 410 | 410 | 410 | 410 | 410 | 410 | 410 | 410 | 410 | 410 | 410 | 410 | 410 | 410 | 410 | 410 | 410 | 410 | 410 | 410 | 410 | 410 | 410 | 410 | 410 | 410 | 410 | 410 | 410 | 410 | 410 | 410 | 410 | 410 | 410 | 410 | 410 | 410 | 410 | 410 | 410 | 410 | 410 | 410 | 410 | 410 | 410 | 410 | 410 | 410 | 410 | 410 | 410 | 410 | 410 | 410 | 410 | 410 | 410 | 410 | 410 | 410 | 410 | 410 | 410 | 410 | 410 | 410 | 410 | 410 | 410 | 410 | 410 | 410 | 410 | 410 | 410 | 410 | 410 | 410 | 410 | 410 | 410 | 410 | 410 | 410 | 410 | 410 | 410 | 410 | 410 | 410 | 410 | 410 | 410 | 410 | 410 | 410 | 410 | 410 | 410 | 410 | 410 | 410 | 410 | 410 | 410 | 410 | 410 | 410 | 410 | 410 | 410 | 410 | 410 | 410 | 410 | 410 | 410 | 410 | 410 | 410 | 410 | 410 | 410 | 410 | 410 | 410 | 410 | 410 | 410 | 410 | 410 | 410 | 410 | 410 | 410 | 410 | 410 | 410 | 410 | 410 | 410 | 410 | 410 | 410 | 410 | 410 | 410 | 410 | 410 | 410 | 410 | 410 | 410 | 410 | 410 | 410 | 410 | 410 | 410 | 410 | 410 | 410 | 410 | 410 | 410 | 410 | 410 | 410 | 410 | 410 | 410 | 410 | 410 | 410 | 410 | 410 | 410 | 410 | 410 | 410 | 410 | 410 | 410 | 410 | 410 | 410 | 410 | 410 | 410 | 410 | 410 | 410 | 410 | 410 | 410 | 410 | 410 | 410 | 410 | 410 | 410 | 410 | 410 | 410 | 410 | 410 | 410 | 410 | 410 | 410 | 410 | 410 | 410 | 410 | 410 | 410 | 410 | 410 | 410 | 410 | 410 | 410 | 410 | 410 | 410 | 410 | 410 | 410 | 410 | 410 | 410 | 410 | 410 | 410 | 410 | 410 | 410 | 410 | 410 | 410 | 410 | 410 | 410 | 410 | 410 | 410 | 410 | 410 | 410 | 410 | 410 | 410 | 410 | 410 | 410 | 410 | 410 | 410 | 410 | 410 | 410 | 410 | 410 | 410 | 410 | 410 | 410 | 410 | 410 | 410 | 410 | 410 | 410 | 410 | 410 | 410 | 410 | 410 | 410 | 410 | 410 | 410 | 410 | 410 | 410 | 410 | 410 | 410 | 410 | 410 | 410 | 410 | 410 | 410 | 410 | 410 | 410 | 410 | 410 | 410 | 410 | 410 | 410 | 410 | 410 | 410 | 410 | 410 | 410 | 410 | 410 | 410 | 410 | 410 | 410 | 410 | 410 | 410 | 410 | 410 | 410 | 410 | 410 | 410 | 410 | 410 | 410 | 410 | 410 | 410 | 410 | 410 | 410 | 410 | 410 | 410 | 410 | 410 | 410 | 410 | 410 | 410 | 410 | 410 | 410 | 410 | 410 | 410 | 410 | 410 | 410 | 410 | 410 | 410 | 410 | 410 | 410 | 410 | 410 | 410 | 410 | 410 | 410 | 410 | 410 | 410 | 410 | 410 | 410 | 410 | 410 | 410 | 410 | 410 | 410 | 410 | 410 | 410 | 410 | 410 | 410 | 410 | 410 | 410 | 410 | 410 | 410 | 410 | 410 | 410 | 410 | 410 | 410 | 410 | 410 | 410 | 410 | 410 | 410 | 410 | 410 | 410 | 410 | 410 | 410 | 410 | 410 | 410 | 410 | 410 | 410 | 410 | 410 | 410 | 410 | 410 | 410 | 410 | 410 | 410 | 410 | 410 | 410 | 410 | 410 | 410 | 410 | 410 | 410 | 410 | 410 | 410 | 410 | 410 | 410 | 410 | 410 | 410 | 410 | 410 | 410 | 410 | 410 | 410 | 410 | 410 | 410 | 410 | 410 | 410 | 410 | 410 | 410 | 410 | 410 | 410 | 410 | 410 | 410 | 410 | 410 | 410 | 410 | 410 | 410 | 410 | 410 | 410 | 410 | 410 | 410 | 410 | 410 | 410 | 410 | 410 | 410 | 410 | 410 | 410 | 410 | 410 | 410 | 410 | 410 | 410 | 410 | 410 | 410 | 410 | 410 | 410 | 410 | 410 | 410 | 410 | 410 | 410 | 410 | 410 | 410 | 410 | 410 | 410 | 410 | 410 | 410 | 410 | 410 | 410 | 410 | 410 | 410 | 410 | 410 | 410 | 410 | 410 | 410 | 410 | 410 | 410 | 410 | 410 | 410 | 410 | 410 | 410 | 410 | 410 | 410 | 410 | 410 | 410 | 410 | 410 | 410 | 410 | 410 | 410 | 410 | 410 | 410 | 410 | 410 | 410 | 410 | 410 | 410 | 410 | 410 | 410 | 410 | 410 | 410 | 410 | 410 | 410 | 410 | 410 | 410 | 410 | 410 | 410 | 410 | 410 | 410 | 410 | 410 | 410 | 410 | 410 | 410 | 410 | 410 | 410 | 410 | 410 | 410 | 410 | 410 | 410 | 410 | 410 | 410 | 410 | 410 | 410 | 410 | 410 | 410 | 410 | 410 | 410 | 410 | 410 | 410 | 410 | 410 | 410 | 410 | 410 | 410 | 410 | 410 | 410 | 410 | 410 | 410 | 410 | 410 | 410 | 410 | 410 | 410 | 410 | 410 | 410 | 410 | 410 | 410 | 410 | 410 | 410 | 410 | 410 | 410 | 410 | 410 | 410 | 410 | 410 | 410 | 410 | 410 | 410 | 410 | 410 | 410 | 410 | 410 | 410 | 410 | 410 | 410 | 410 | 410 | 410 | 410 | 410 | 410 | 410 | 410 | 410 | 410 | 410 | 410 | 410 | 410 | 410 | 410 | 410 | 410 | 410 | 410 | 410 | 410 | 410 | 410 | 410 | 410 | 410 | 410 | 410 | 410 | 410 | 410 | 410 | 410 | 410 | 410 | 410 | 410 | 410 | 410 | 410 | 410 | 410 | 410 | 410 | 410 | 410 | 410 | 410 | 410 | 410 | 410 | 410 | 410 | 410 | 410 | 410 | 410 | 410 | 410 | 410 | 410 | 410 | 410 | 410 | 410 | 410 | 410 | 410 | 410 | 410 | 410 | 410 | 410 | 410 | 410 | 410 | 410 | 410 | 410 | 410 | 410 | 410 | 410 | 410 | 410 | 410 | 410 | 410 | 410 | 410 | 410 | 410 | 410 | 410 | 410 | 410 | 410 | 410 | 410 | 410 | 410 | 410 | 410 | 410 | 410 | 410 | 410 | 410 | 410 | 410 | 410 | 410 | 410 | 410 | 410 | 410 | 410 | 410 | 410 | 410 | 410 | 410 | 410 | 410 | 410 | 410 | 410 | 410 | 410 | 410 | 410 | 410 | 410 | 410 | 410 | 410 | 410 | 410 | 410 | 410 | 410 | 410 | 410 | 410 | 410 | 410 | 410 | 410 | 410 | 410 | 410 | 410 | 410 | 410 | 410 | 410 | 410 | 410 | 410 | 410 | 410 | 410 | 410 | 410 | 410 | 410 | 410 | 410 | 410 | 410 | 410 | 410 | 410 | 410 | 410 | 410 | 410 | 410 | 410 | 410 | 410 | 410 | 410 | 410 | 410 | 410 | 410 | 410 | 410 | 410 | 410 | 410 | 410 | 410 | 410 | 410 | 410 | 410 | 410 | 410 | 410 | 410 | 410 | 410 | 410 | 410 | 410 | 410 | 410 | 410 | 410 | 410 | 410 | 410 | 410 | 410 | 410 | 410 | 410 | 410 | 410 | 410 | 410 | 410 | 410 | 410 | 410 | 410 | 410 | 410 | 410 | 410 | 410 | 410 | 410 | 410 | 410 | 410 | 410 | 410 | 410 | 410 | 410 | 410 | 410 | 410 | 410 | 410 | 410 | 410 | 410 | 410 | 410 | 410 | 410 | 410 | 410 | 410 | 410 | 410 | 410 | 410 | 410 | 410 | 410 | 410 | 410 | 410 | 410 | 410 | 410 | 410 | 410 | 410 | 410 | 410 | 410 | 410 | 410 | 410 | 410 | 410 | 410 | 410 | 410 | 410 | 410 | 410 | 410 | 410 | 410 | 410 | 410 | 410 | 410 | 410 | 410 | 410 | 410 | 410 | 410 | 410 | 410 | 410 | 410 | 410 | 410 | 410 | 410 | 410 | 410 | 410 | 410 | 410 | 410 | 410 | 410 | 410 | 410 | 410 | 410 | 410 | 410 | 410 | 410 | 410 | 410 | 410 | 410 | 410 | 410 | 410 | 410 | 410 | 410 | 410 | 410 | 410 | 410 | 410 | 410 | 410 | 410 | 410 | 410 | 410 | 410 | 410 | 410 | 410 | 410 | 410 | 410 | 410 | 410 | 410 | 410 | 410 | 410 | 410 | 410 | 410 | 410 | 410 | 410 | 410 | 410 | 410 | 410 | 410 | 410 | 410 | 410 | 410 | 410 | 410 | 410 | 410 | 410 | 410 | 410 | 410 | 410 | 410 | 410 | 410 | 410 | 410 | 410 | 410 | 410 | 410 | 410 | 410 | 410 | 410 | 410 | 410 | 410 | 410 | 410 | 410 | 410 | 410 | 410 | 410 | 410 | 410 | 410 | 410 | 410 | 410 | 410 | 410 | 410 | 410 | 410 | 410 | 410 | 410 | 410 | 410 | 410 | 410 | 410 | 410 | 410 | 410 | 410 | 410 | 410 | 410 | 410 | 410 | 410 | 410 | 410 | 410 | 410 | 410 | 410 | 410 | 410 | 410 | 410 | 410 | 410 | 410 | 410 | 410 | 410 | 410 | 410 | 410 | 410 | 410 | 410 | 410 | 410 | 410 | 410 | 410 | 410 | 410 | 410 | 410 | 410 | 410 | 410 | 410 | 410 | 410 | 410 | 410 | 410 | 410 | 410 | 410 | 410 | 410 | 410 | 410 | 410 | 410 | 410 | 410 | 410 | 410 | 410 | 410 | 410 | 410 | 410 | 410 | 410 | 410 | 410 | 410 | 410 | 410 | 410 | 410 | 410 | 410 | 410 | 410 | 410 | 410 | 410 | 410 | 410 | 410 | 410 | 410 | 410 | 410 | 410 | 410 | 410 | 410 | 410 | 410 | 410 | 410 | 410 | 410 | 410 | 410 | 410 | 410 | 410 | 410 | 410 | 410 | 410 | 410 | 410 | 410 | 410 | 410 | 410 | 410 | 410 | 410 | 410 | 410 | 410 | 410 | 410 | 410 | 410 | 410 | 410 | 410 | 410 | 410 | 410 | 410 | 410 | 410 | 410 | 410 | 410 | 410 | 410 | 410 | 410 | 410 | 410 | 410 | 410 | 410 | 410 | 410 | 410 | 410 | 410 | 410 | 410 | 410 | 410 | 410 | 410 | 410 | 410 | 410 | 410 | 410 | 410 | 410 | 410 | 410 | 410 | 410 | 410 | 410 | 410 | 410 | 410 | 410 | 410 | 410 | 410 | 410 | 410 | 410 | 410 | 410 | 410 | 410 | 410 | 410 | 410 | 410 | 410 | 410 | 410 | 410 | 410 | 410 | 410 | 410 | 410 | 410 | 410 | 410 | 410 | 410 | 410 | 410 | 410 | 410 | 410 | 410 | 410 | 410 | 410 | 410 | 410 | 410 | 410 | 410 | 410 | 410 | 410 | 410 | 410 | 410 | 410 | 410 | 410 | 410 | 410 | 410 | 410 | 410 | 410 | 410 | 410 | 410 | 410 | 410 | 410 | 410 | 410 | 410 | 410 | 410 | 410 | 410 | 410 | 410 | 410 | 410 | 410 | 410 | 410 | 410 | 410 | 410 | 410 | 410 | 410 | 410 | 410 | 410 | 410 | 410 | 410 | 410 | 410 | 410 | 410 | 410 | 410 | 410 | 410 | 410 | 410 | 410 | 410 | 410 | 410 | 410 | 410 | 410 | 410 | 410 | 410 | 410 | 410 | 410 | 410 | 410 | 410 | 410 | 410 | 410 | 410 | 410 | 410 | 410 | 410 | 410 | 410 | 410 | 410 | 410 | 410 | 410 | 410 | 410 | 410 | 410 | 410 | 410 | 410 | 410 | 410 | 410 | 410 | 410 | 410 | 410 | 410 | 410 | 410 | 410 | 410 | 410 | 410 | 410 | 410 | 410 | 410 | 410 | 410 | 410 | 410 | 410 | 410 | 410 | 410 | 410 | 410 | 410 | 410 | 410 | 410 | 410 | 410 | 410 | 410 | 410 | 410 | 410 | 410 | 410 | 410 | 410 | 410 | 410 | 410 | 410 | 410 | 410 | 410 | 410 | 410 | 410 | 410 | 410 | 410 | 410 | 410 | 410 | 410 | 410 | 410 | 410 | 410 | 410 | 410 | 410 | 410 | 410 | 410 | 410 | 410 | 410 | 410 | 410 | 410 | 410 | 410 | 410 | 410 | 410 | 410 | 410 | 410 | 410 | 410 | 410 | 410 | 410 | 410 | 410 | 410 | 410 | 410 | 410 | 410 | 410 | 410 | 410 | 410 | 410 | 410 | 410 | 410 | 410 | 410 | 410 | 410 | 410 | 410 | 410 | 410 | 410 | 410 | 410 | 410 | 410 | 410 | 410 | 410 | 410 | 410 | 410 | 410 | 410 | 410 | 410 | 410 | 410 | 410 | 410 | 410 | 410 | 410 | 410 | 410 | 410 | 410 | 410 | 410 | 410 | 410 | 410 | 410 | 410 | 410 | 410 | 410 | 410 | 410 | 410 | 410 | 410 | 410 | 410 | 410 | 410 | 410 | 410 | 410 | 410 | 410 | 410 | 410 | 410 | 410 | 410 | 410 | 410 | 410 | 410 | 410 | 410 | 410 | 410 | 410 | 410 | 410 | 410 | 410 | 410 | 410 | 410 | 410 | 410 | 410 | 410 | 410 | 410 | 410 | 410 | 410 | 410 | 410 | 410 | 410 | 410 | 410 | 410 | 410 | 410 | 410 | 410 | 410 | 410 | 410 | 410 | 410 | 410 | 410 | 410 | 410 | 410 | 410 | 410 | 410 | 410 | 410 | 410 | 410 | 410 | 410 | 410 | 410 | 410 | 410 | 410 | 410 | 410 | 410 | 410 | 410 | 410 | 410 | 410 | 410 | 410 | 410 | 410 | 410 | 410 | 410 | 410 | 410 | 410 | 410 | 410 | 410 | 410 | 410 | 410 | 410 | 410 | 410 | 410 | 410 | 410 | 410 | 410 | 410 | 410 | 410 | 410 | 410 | 410 | 410 | 410 | 410 | 410 | 410 | 410 | 410 | 410 | 410 | 410 | 410 | 410 | 410 | 410 | 410 | 410 | 410 | 410 | 410 | 410 | 410 | 410 | 410 | 410 | 410 | 410 | 410 | 410 | 410 | 410 | 410 | 410 | 410 | 410 | 410 | 410 | 410 | 410 | 410 | 410 | 410 | 410 | 410 | 410 | 410 | 410 | 410 | 410 | 410 | 410 | 410 | 410 | 410 | 410 | 410 | 410 | 410 | 410 | 410 | 410 | 410 | 410 | 410 | 410 | 410 | 410 | 410 | 410 | 410 | 410 | 410 | 410 | 410 | 410 | 410 | 410 | 410 | 410 | 410 | 410 | 410 | 410 | 410 | 410 | 410 | 410 | 410 | 410 | 410 | 410 | 410 | 410 | 410 | 410 | 410 | 410 | 410 | 410 | 410 | 410 | 410 | 410 | 410 | 410 | 410 | 410 | 410 | 410 | 410 | 410 | 410 | 410 | 410 | 410 | 410 | 410 | 410 | 410 | 410 | 410 | 410 | 410 | 410 | 410 | 410 | 410 | 410 | 410 | 410 | 410 | 410 | 410 | 410 | 410 | 410 | 410 | 410 | 410 | 410 | 410 | 410 | 410 | 410 | 410 | 410 | 410 | 410 | 410 | 410 | 410 | 410 | 410 | 410 | 410 | 410 | 410 | 410 | 410 | 410 | 410 | 410 | 410 | 410 | 410 | 410 | 410 | 410 | 410 | 410 | 410 | 410 | 410 | 410 | 410 | 410 | 410 | 410 | 410 | 410 | 410 | 410 | 410 | 410 | 410 | 410 | 410 | 410 | 410 | 410 | 410 | 410 | 410 | 410 | 410 | 410 | 410 | 410 | 410 | 410 | 410 | 410 | 410 | 410 | 410 | 410 | 410 | 410 | 410 | 410 | 410 | 410 | 410 | 410 | 410 | 410 | 410 | 410 | 410 | 410 | 410 | 410 | 410 | 410 | 410 | 410 | 410 | 410 | 410 | 410 | 410 | 410 | 410 | 410 | 410 | 410 | 410 | 410 | 410 | 410 | 410 | 410 | 410 | 410 | 410 | 410 | 410 | 410 | 410 | 410 | 410 | 410 | 410 | 410 | 410 | 410 | 410 | 410 | 410 | 410 | 410 | 410 | 410 | 410 | 410 | 410 | 410 | 410 | 410 | 410 | 410 | 410 | 410 | 410 | 410 | 410 | 410 | 410 | 410 | 410 | 410 | 410 | 410 | 410 | 410 | 410 | 410 | 410 | 410 | 410 | 410 | 410 | 410 | 410 | 410 | 410 | 410 | 410 | 410 | 410 | 410 | 410 | 410 | 410 | 410 | 410 | 410 | 410 | 410 | 410 | 410 | 410 | 410 | 410 | 410 | 410 | 410 | 410 | 410 | 410 | 410 | 410 | 410 | 410 | 410 | 410 | 410 | 410 | 410 | 410 | 410 | 410 | 410 | 410 | 410 | 410 | 410 | 410 | 410 | 410 | 410 | 410 | 410 | 410 | 410 | 410 | 410 | 410 | 410 | 410 | 410 | 410 | 410 | 410 | 410 | 410 | 410 | 410 | 410 | 410 | 410 | 410 | 410 | 410 | 410 | 410 | 410 | 410 | 410 | 410 | 410 | 410 | 410 | 410 | 410 | 410 | 410 | 410 | 410 | 410 | 410 | 410 | 410 | 410 | 410 | 410 | 410 | 410 | 410 | 410 | 410 | 410 | 410 | 410 | 410 | 410 | 410 | 410 | 410 | 410 | 410 | 410 | 410 | 410 | 410 | 410 | 410 | 410 | 410 | 410 | 410 | 410 | 410 | 410 | 410 | 410 | 410 | 410 | 410 | 410 | 410 | 410 | 410 | 410 | 410 | 410 | 410 | 410 | 410 | 410 | 410 | 410 | 410 | 410 | 410 | 410 | 410 | 410 | 410 | 410 | 410 | 410 | 410 | 410 | 410 | 410 | 410 | 410 | 410 | 410 | 410 | 410 | 410 | 410 | 410 | 410 | 410 | 410 | 410 | 410 | 410 | 410 | 410 | 410 | 410 | 410 | 410 | 410 | 410 | 410 | 410 | 410 | 410 | 410 | 410 | 410 | 410 | 410 | 410 | 410 | 410 | 410 | 410 | 410 | 410 | 410 | 410 | 410 | 410 | 410 | 410 | 410 | 410 | 410 | 410 | 410 | 410 | 410 | 410 | 410 | 410 | 410 | 410 | 410 | 410 | 410 | 410 | 410 | 410 | 410 | 410 | 410 | 410 | 410 | 410 | 410 | 410 | 410 | 410 | 410 | 410 | 410 | 410 | 410 | 410 | 410 | 410 | 410 | 410 | 410 | 410 | 410 | 410 | 410 | 410 | 410 | 410 | 410 | 410 | 410 | 410 | 410 | 410 | 410 | 410 | 410 | 410 | 410 | 410 | 410 | 410 | 410 | 410 | 410 | 410 | 410 | 410 | 410 | 410 | 410 | 410 | 410 | 410 | 410 | 410 | 410 | 410 | 410 | 410 | 410 | 410 | 410 | 410 | 410 | 410 | 410 | 410 | 410 | 410 | 410 | 410 | 410 | 410 | 410 | 410 | 410 | 410 | 410 | 410 | 410 | 410 | 410 | 410 | 410 | 410 | 410 | 410 | 410 | 410 | 410 | 410 | 410 | 410 | 410 | 410 | 410 | 410 | 410 | 410 | 410 | 410 | 410 | 410 | 410 | 410 | 410 | 410 | 410 | 410 | 410 | 410 | 410 | 410 | 410 | 410 | 410 | 410 | 410 | 410 | 410 | 410 | 410 | 410 | 410 | 410 | 410 | 410 | 410 | 410 | 410 | 410 | 410 | 410 | 410 | 410 | 410 | 410 | 410 | 410 | 410 | 410 | 410 | 410 | 410 | 410 | 410 | 410 | 410 | 410 | 410 | 410 | 410 | 410 | 410 | 410 | 410 | 410 | 410 | 410 | 410 | 410 | 410 | 410 | 410 | 410 | 410 | 410 | 410 | 410 | 410 | 410 | 410 | 410 | 410 | 410 | 410 | 410 | 410 | 410 | 410 | 410 | 410 | 410 | 410 | 410 | 410 | 410 | 410 | 410 | 410 | 410 | 410 | 410 | 410 | 410 | 410 | 410 | 410 | 410 | 410 | 410 | 410 | 410 | 410 | 410 | 410 | 410 | 410 | 410 | 410 | 410 | 410 | 410 | 410 | 410 | 410 | 410 | 410 | 410 | 410 | 410 | 410 | 410 | 410 | 410 | 410 | 410 | 410 | 410 | 410 | 410 | 410 | 410 | 410 | 410 | 410 | 410 | 410 | 410 | 410 | 410 | 410 | 410 | 410 | 410 | 410 | 410 | 410 | 410 | 410 | 410 | 410 | 410 | 410 | 410 | 410 | 410 | 410 | 410 | 410 | 410 | 410 | 410 | 410 | 410 | 410 | 410 | 410 | 410 | 410 | 410 | 410 | 410 | 410 | 410 | 410 | 410 | 410 | 410 | 410 | 410 | 410 | 410 | 410 | 410 | 410 | 410 | 410 | 410 | 410 | 410 | 410 | 410 | 410 | 410 | 410 | 410 | 410 | 410 | 410 | 410 | 410 | 410 | 410 | 410 | 410 | 410 | 410 | 410 | 410 | 410 | 410 | 410 | 410 | 410 | 410 | 410 | 410 | 410 | 410 | 410 | 410 | 410 | 410 | 410 | 410 | 410 | 410 | 410 | 410 | 410 | 410 | 410 | 410 | 410 | 410 | 410 | 410 | 410 | 410 | 410 | 410 | 410 | 410 | 410 | 410 | 410 | 410 | 410 | 410 | 410 | 410 | 410 | 410 | 410 | 410 | 410 | 410 | 410 | 410 | 410 | 410 | 410 | 410 | 410 | 410 | 410 | 410 | 410 | 410 | 410 | 410 | 410 | 410 | 410 | 410 | 410 | 410 | 410 | 410 | 410 | 410 | 410 | 410 | 410 | 410 | 410 | 410 | 410 | 410 | 410 | 410 | 410 | 410 | 410 | 410 | 410 | 410 | 410 | 410 | 410 | 410 | 410 | 410 | 410 | 410 | 410 | 410 | 410 | 410 | 410 | 410 | 410 | 410 | 410 | 410 | 410 | 410 | 410 | 410 | 410 | 410 | 410 | 410 | 410 | 410 | 410 | 410 | 410 | 410 | 410 | 410 | 410 | 410 | 410 | 410 | 410 | 410 | 410 | 410 | 410 | 410 | 410 | 410 | 410 | 410 | 410 | 410 | 410 | 410 | 410 | 410 | 410 | 410 | 410 | 410 | 410 | 410 | 410 | 410 | 410 | 410 | 410 | 410 | 410 | 410 | 410 | 410 | 410 | 410 | 410 | 410 | 410 | 410 | 410 | 410
Proportion of virions | - | uniform | 0.01 | 0.1 |  | These values are not used by this model | - | 0.094641 | 0.024076 | 0.021288 | 0.018638 | 0.098673 | 0.060811 | 0.026525 | 0.064993 | 0.02999 | 0.052651 | 0.011662 | 0.087891 | 0.02881 | 0.071553 | 0.061828 | 0.029618 | 0.025379 | 0.066945 | 0.077297 | 0.093031 | 0.057182 | 0.065428 | 0.036898 | 0.030549 | 0.079619 | 0.082104 | 0.040637 | 0.01075 | 0.011914 | 0.023181 | 0.04041 | 0.089531 | 0.066362 | 0.09582 | 0.02105 | 0.062147 | 0.018185 | 0.063287 | 0.082944 | 0.082196 | 0.047007 | 0.091162 | 0.074651 | 0.056579 | 0.071798 | 0.033572 | 0.037146 | 0.053259 | 0.063173 | 0.014611 | 0.031128 | 0.07372 | 0.046358 | 0.033399 | 0.098855 | 0.082415 | 0.064533 | 0.097897 | 0.05247 | 0.076607 | 0.071346 | 0.038395 | 0.067884 | 0.061921 | 0.073519 | 0.034456 | 0.074937 | 0.086357 | 0.025253 | 0.010759 | 0.08616 | 0.067487 | 0.032761 | 0.084795 | 0.045077 | 0.072255 | 0.061817 | 0.078915 | 0.098612 | 0.065024 | 0.023201 | 0.038249 | 0.020183 | 0.06988 | 0.0172 | 0.034137 | 0.050091 | 0.0724 | 0.063646 | 0.076521 | 0.031684 | 0.030265 | 0.038756 | 0.09164 | 0.07948 | 0.037137 | 0.059619 | 0.016083 | 0.015702 | 0.017697 | 0.078711 | 0.04453 | 0.019605 | 0.057118 | 0.066213 | 0.036724 | 0.084314 | 0.063522 | 0.050255 | 0.062909 | 0.017885 | 0.035769 | 0.096388 | 0.015404 | 0.024497 | 0.058823 | 0.027167 | 0.071615 | 0.01101 | 0.099115 | 0.069129 | 0.036689 | 0.091705 | 0.063324 | 0.054433 | 0.093519 | 0.072803 | 0.014409 | 0.083156 | 0.098393 | 0.071953 | 0.083135 | 0.018588 | 0.063309 | 0.049079 | 0.054145 | 0.042235 | 0.045157 | 0.050398 | 0.032072 | 0.033135 | 0.09014 | 0.099737 | 0.066158 | 0.093133 | 0.088298 | 0.082914 | 0.044495 | 0.046833 | 0.038595 | 0.037773 | 0.071443 | 0.015595 | 0.016421 | 0.045159 | 0.034896 | 0.022414 | 0.012821 | 0.028794 | 0.023379 | 0.098535 | 0.087794 | 0.082697 | 0.036763 | 0.089719 | 0.088275 | 0.066165 | 0.097922 | 0.093762 | 0.092726 | 0.024094 | 0.098184 | 0.086003 | 0.043981 | 0.015702 | 0.091058 | 0.03596 | 0.031256 | 0.071719 | 0.068448 | 0.066243 | 0.019655 | 0.098406 | 0.05854 | 0.067617 | 0.059057 | 0.046883 | 0.09398 | 0.08798 | 0.01122 | 0.058922 | 0.061811 | 0.079518 | 0.094076 | 0.012113 | 0.045342 | 0.099533 | 0.028301 | 0.035022 | 0.018865 | 0.034909 | 0.095743 | 0.069288 | 0.093306 | 0.0209 | 0.018497 | 0.080198 | 0.01523 | 0.06322 | 0.05858 | 0.074638 | 0.097738 | 0.096548 | 0.073886 | 0.056015 | 0.093664 | 0.057944 | 0.08559 | 0.09784 | 0.021487 | 0.072715 | 0.060072 | 0.065948 | 0.010979 | 0.048448 | 0.025417 | 0.0267 | 0.080334 | 0.041321 | 0.011776 | 0.023356 | 0.052468 | 0.013792 | 0.03184 | 0.02007 | 0.09954 | 0.087746 | 0.033025 | 0.060107 | 0.084942 | 0.077894 | 0.027292 | 0.044157 | 0.040453 | 0.019072 | 0.075496 | 0.015728 | 0.070986 | 0.048029 | 0.058612 | 0.051628 | 0.041602 | 0.08507 | 0.050489 | 0.098458 | 0.066976 | 0.01452 | 0.012497 | 0.040889 | 0.062595 | 0.042051 | 0.043788 | 0.035562 | 0.035274 | 0.083273 | 0.092405 | 0.080823 | 0.088951 | 0.055518 | 0.051971 | 0.075646 | 0.098699 | 0.056303 | 0.077841 | 0.04465 | 0.018109 | 0.02251 | 0.033263 | 0.022384 | 0.032941 | 0.064854 | 0.081359 | 0.065009 | 0.097019 | 0.07785 | 0.078116 | 0.016183 | 0.028234 | 0.043162 | 0.055918 | 0.017045 | 0.028945 | 0.047621 | 0.055914 | 0.097955 | 0.029114 | 0.033254 | 0.07771 | 0.048153 | 0.086967 | 0.078636 | 0.026425 | 0.080686 | 0.016823 | 0.050952 | 0.011307 | 0.068976 | 0.079356 | 0.076167 | 0.030604 | 0.042354 | 0.096021 | 0.092882 | 0.077308 | 0.040444 | 0.083267 | 0.016456 | 0.037655 | 0.015497 | 0.091544 | 0.069621 | 0.03169 | 0.052282 | 0.018339 | 0.013049 | 0.019185 | 0.072585 | 0.083483 | 0.041197 | 0.09934 | 0.031318 | 0.080545 | 0.048318 | 0.012424 | 0.028498 | 0.051883 | 0.016328 | 0.07165 | 0.068301 | 0.018675 | 0.098186 | 0.083001 | 0.072433 | 0.024624 | 0.065891 | 0.084858 | 0.042829 | 0.041589 | 0.012915 | 0.030525 | 0.072267 | 0.058533 | 0.076039 | 0.035003 | 0.058914 | 0.080141 | 0.025807 | 0.014878 | 0.072485 | 0.040841 | 0.060306 | 0.078084 | 0.070117 | 0.036139 | 0.064386 | 0.059194 | 0.07206 | 0.077459 | 0.092079 | 0.084389 | 0.089831 | 0.071917 | 0.099128 | 0.018592 | 0.027899 | 0.053943 | 0.028776 | 0.036773 | 0.063158 | 0.0586 | 0.01864 | 0.017104 | 0.058467 | 0.089905 | 0.010875 | 0.084165 | 0.061522 | 0.067381 | 0.098604 | 0.071544 | 0.047538 | 0.082676 | 0.088267 | 0.039782 | 0.026905 | 0.056499 | 0.099422 | 0.073552 | 0.011314 | 0.010447 | 0.025671 | 0.042618 | 0.070691 | 0.079536 | 0.079998 | 0.03868 | 0.024374 | 0.04682 | 0.054931 | 0.023417 | 0.047913 | 0.076237 | 0.02119 | 0.082299 | 0.044835 | 0.023586 | 0.031454 | 0.037033 | 0.034612 | 0.075759 | 0.092325 | 0.074292 | 0.07112 | 0.095207 | 0.078962 | 0.017663 | 0.05899 | 0.08326 | 0.014529 | 0.015727 | 0.086633 | 0.010956 | 0.038823 | 0.04552 | 0.055357 | 0.036847 | 0.075508 | 0.059158 | 0.042623 | 0.071292 | 0.090076 | 0.042833 | 0.062443 | 0.071309 | 0.034825 | 0.020695 | 0.026893 | 0.063704 | 0.060167 | 0.045122 | 0.081299 | 0.032707 | 0.013807 | 0.056718 | 0.078689 | 0.02363 | 0.050126 | 0.058867 | 0.084122 | 0.073481 | 0.073655 | 0.098015 | 0.027993 | 0.016622 | 0.072285 | 0.027319 | 0.068698 | 0.081582 | 0.057948 | 0.084274 | 0.050812 | 0.040451 | 0.04475 | 0.041112 | 0.047629 | 0.098096 | 0.073448 | 0.081253 | 0.091847 | 0.057863 | 0.079784 | 0.099335 | 0.032106 | 0.072638 | 0.047235 | 0.025965 | 0.023138 | 0.090148 | 0.025906 | 0.098775 | 0.038705 | 0.022391 | 0.069492 | 0.045338 | 0.033679 | 0.071427 | 0.036056 | 0.050215 | 0.095424 | 0.055708 | 0.033139 | 0.023409 | 0.052415 | 0.035334 | 0.034642 | 0.029959 | 0.061873 | 0.052979 | 0.035176 | 0.057647 | 0.083979 | 0.049002 | 0.063444 | 0.014571 | 0.013613 | 0.074788 | 0.034611 | 0.011843 | 0.079656 | 0.018553 | 0.05271 | 0.062699 | 0.018732 | 0.022782 | 0.04462 | 0.082773 | 0.010064 | 0.011968 | 0.061423 | 0.027033 | 0.022586 | 0.077087 | 0.076254 | 0.019623 | 0.028895 | 0.084087 | 0.086348 | 0.069586 | 0.026323 | 0.082544 | 0.063938 | 0.016904 | 0.022812 | 0.058905 | 0.022511 | 0.090072 | 0.034256 | 0.074768 | 0.074596 | 0.099322 | 0.04221 | 0.062027 | 0.011947 | 0.011251 | 0.085585 | 0.071911 | 0.044901 | 0.08661 | 0.028427 | 0.0109 | 0.037129 | 0.035991 | 0.067961 | 0.023297 | 0.064596 | 0.032986 | 0.079913 | 0.018117 | 0.019645 | 0.083337 | 0.06496 | 0.075876 | 0.09828 | 0.037671 | 0.025788 | 0.01559 | 0.080897 | 0.062763 | 0.038966 | 0.094113 | 0.070449 | 0.030523 | 0.038595 | 0.047475 | 0.058688 | 0.014863 | 0.082167 | 0.081942 | 0.039992 | 0.055027 | 0.042792 | 0.052126 | 0.04534 | 0.070255 | 0.053709 | 0.013057 | 0.052032 | 0.090019 | 0.076247 | 0.050639 | 0.050911 | 0.010425 | 0.033011 | 0.096294 | 0.087155 | 0.041734 | 0.051561 | 0.035778 | 0.062841 | 0.095362 | 0.0559 | 0.094685 | 0.061176 | 0.077956 | 0.077366 | 0.01693 | 0.058485 | 0.011389 | 0.07117 | 0.046772 | 0.019875 | 0.041964 | 0.080272 | 0.049297 | 0.079502 | 0.081495 | 0.081131 | 0.017597 | 0.017104 | 0.033974 | 0.011683 | 0.083472 | 0.088623 | 0.013594 | 0.095753 | 0.075065 | 0.092851 | 0.053685 | 0.054018 | 0.015905 | 0.045274 | 0.088186 | 0.081408 | 0.095329 | 0.066445 | 0.032802 | 0.080327 | 0.083491 | 0.079403 | 0.082771 | 0.059364 | 0.029133 | 0.09695 | 0.079123 | 0.069349 | 0.037979 | 0.090145 | 0.054133 | 0.06522 | 0.050096 | 0.084248 | 0.051561 | 0.041042 | 0.054857 | 0.046827 | 0.075279 | 0.048772 | 0.018267 | 0.088705 | 0.018546 | 0.061065 | 0.072824 | 0.075242 | 0.048976 | 0.05944 | 0.010453 | 0.059425 | 0.027606 | 0.067409 | 0.069868 | 0.055754 | 0.019432 | 0.026689 | 0.070225 | 0.046539 | 0.033184 | 0.014614 | 0.073661 | 0.031367 | 0.057088 | 0.047446 | 0.049481 | 0.073744 | 0.010566 | 0.042248 | 0.096265 | 0.050029 | 0.067393 | 0.032847 | 0.057505 | 0.070565 | 0.010739 | 0.080168 | 0.037153 | 0.052707 | 0.069345 | 0.053004 | 0.032496 | 0.015863 | 0.092173 | 0.02576 | 0.09023 | 0.069804 | 0.098088 | 0.037701 | 0.028943 | 0.062611 | 0.028029 | 0.069558 | 0.01292 | 0.040043 | 0.0345 | 0.067478 | 0.046762 | 0.093666 | 0.052969 | 0.05496 | 0.093888 | 0.08551 | 0.017991 | 0.019994 | 0.048821 | 0.053952 | 0.073054 | 0.09069 | 0.070318 | 0.0468 | 0.021024 | 0.081458 | 0.091536 | 0.010435 | 0.09401 | 0.047965 | 0.064579 | 0.021111 | 0.040689 | 0.010035 | 0.085983 | 0.030932 | 0.074572 | 0.022088 | 0.029136 | 0.087316 | 0.04741 | 0.073485 | 0.025527 | 0.091413 | 0.087991 | 0.05104 | 0.048425 | 0.058482 | 0.025769 | 0.067642 | 0.079417 | 0.059757 | 0.032559 | 0.078938 | 0.025162 | 0.062464 | 0.086449 | 0.063045 | 0.031196 | 0.085229 | 0.051483 | 0.05619 | 0.05419 | 0.011537 | 0.066165 | 0.089338 | 0.061531 | 0.05573 | 0.048932 | 0.067886 | 0.012879 | 0.084678 | 0.050734 | 0.088365 | 0.083831 | 0.094103 | 0.045401 | 0.019476 | 0.022401 | 0.037447 | 0.017016 | 0.027194 | 0.061035 | 0.091419 | 0.067336 | 0.093454 | 0.099664 | 0.067618 | 0.021964 | 0.046621 | 0.02059 | 0.020595 | 0.087194 | 0.087194 | 0.057228 | 0.014452 | 0.063573 | 0.043679 | 0.068258 | 0.049587 | 0.021925 | 0.073166 | 0.097269 | 0.06703 | 0.011892 | 0.099254 | 0.086459 | 0.0728 | 0.0225 | 0.039513 | 0.089513 | 0.092477 | 0.095232 | 0.032918 | 0.046275 | 0.023124 | 0.040903 | 0.081453 | 0.055428 | 0.053169 | 0.097361 | 0.084814 | 0.06374 | 0.01154 | 0.06019 | 0.030425 | 0.025052 | 0.071622 | 0.073912 | 0.014094 | 0.015138 | 0.045119 | 0.074622 | 0.033329 | 0.033178 | 0.057149 | 0.015914 | 0.030833 | 0.018596 | 0.048843 | 0.057199 | 0.075375 | 0.05527 | 0.027085 | 0.057528 | 0.092939 | 0.092594 | 0.029667 | 0.088202 | 0.072107 | 0.036373 | 0.039664 | 0.09065 | 0.047227 | 0.027225 | 0.042318 | 0.085 | 0.086802 | 0.098089 | 0.085599 | 0.019393 | 0.071141 | 0.07185 | 0.051876 | 0.014219 | 0.09137 | 0.064259 | 0.099854 | 0.066758 | 0.081133 | 0.062575 | 0.056914 | 0.069863 | 0.048608 | 0.09058 | 0.038769 | 0.079454 | 0.090533 | 0.03472 | 0.062287 | 0.03163 | 0.093282 | 0.011358 | 0.032476 | 0.035115 | 0.074411 | 0.054446 | 0.057798 | 0.092119 | 0.042725 | 0.03992 | 0.09918 | 0.084495 | 0.021557 | 0.088226 | 0.066759 | 0.052469 | 0.099673 | 0.082957 | 0.08648 | 0.048936 | 0.013842 | 0.092176 | 0.044324 | 0.099148 | 0.01105 | 0.040547 | 0.034556 | 0.036989 | 0.028626 | 0.084454 | 0.091135 | 0.017656 | 0.022719 | 0.047851 | 0.097235 | 0.06369 | 0.067694 | 0.02553 | 0.096158 | 0.011395 | 0.055127 | 0.015965 | 0.036149 | 0.054391 | 0.070894 | 0.077699 | 0.086697 | 0.061548 | 0.012797 | 0.06012 | 0.021833 | 0.053441 | 0.054082 | 0.096846 | 0.014949 | 0.053311 | 0.059943 | 0.080905 | 0.060853 | 0.076484 | 0.036441 | 0.037845 | 0.037086 | 0.039906 | 0.058178 | 0.071218 | 0.05591 | 0.091339 | 0.025709 | 0.073863 | 0.023338 | 0.035947 | 0.052188 | 0.068024 | 0.046544 | 0.071522 | 0.057035 | 0.085885 | 0.033609 | 0.090579 | 0.093098 | 0.025759 | 0.034734 | 0.095827 | 0.029263 | 0.09931 | 0.072943 | 0.07187 | 0.090181 | 0.064177 | 0.074956 | 0.052056 | 0.06245 | 0.056617 | 0.050019 | 0.084728 | 0.047394 | 0.072612 | 0.064802 | 0.049096 | 0.018638 | 0.027531 | 0.01323 | 0.032832 | 0.024477 | 0.014507 | 0.063036 | 0.095608 | 0.094463 | 0.061937 | 0.088703 | 0.06028 | 0.016015 | 0.093581 | 0.018638 | 0.047038 | 0.020923 | 0.038407 | 0.052009 | 0.041092 | 0.089489 | 0.036782 | 0.033658 | 0.013286 | 0.060495 | 0.077812 | 0.098877 | 0.051315 | 0.082446 | 0.063102 | 0.086034 | 0.065094 | 0.055608 | 0.047679 | 0.027367 | 0.057321 | 0.070783 | 0.038268 | 0.09771 | 0.045815 | 0.042005 | 0.084453 | 0.066996 | 0.055815 | 0.089244 | 0.071216 | 0.087672 | 0.019667 | 0.042967 | 0.034106 | 0.094392 | 0.070894 | 0.017738 | 0.049044 | 0.063879 | 0.030089 | 0.084553 | 0.038624 | 0.081361 | 0.081837 | 0.032891 | 0.050158 | 0.08512 | 0.088447 | 0.094086 | 0.036601 | 0.082096 | 0.034519 | 0.070791 | 0.092857 | 0.076911 | 0.068444 | 0.017056 | 0.01253 | 0.044414 | 0.042451 | 0.086783 | 0.074102 | 0.055755 | 0.02559 | 0.046082 | 0.092239 | 0.028964 | 0.061137 | 0.021302 | 0.083962 | 0.080222 | 0.093986 | 0.084293 | 0.041335 | 0.096311 | 0.041838 | 0.09104 | 0.050965 | 0.021606 | 0.084127 | 0.013947 | 0.08085 | 0.054289 | 0.069577 | 0.075845 | 0.048494 | 0.06732 | 0.019724 | 0.078165 | 0.026749 | 0.058552 | 0.054626 | 0.078881 | 0.04215 | 0.012421 | 0.052695 | 0.094999 | 0.037221 | 0.034739 | 0.043864 | 0.04813 | 0.046938 | 0.035829 | 0.030192 | 0.087752 | 0.026879 | 0.059174 | 0.087612 | 0.022068 | 0.044282 | 0.027794 | 0.085199 | 0.050369 | 0.0866 | 0.042084 | 0.061789 | 0.020371 | 0.058165 | 0.042435 | 0.015565 | 0.024477 | 0.077271 | 0.028028 | 0.072225 | 0.033468 | 0.036118 | 0.035888 | 0.094232 | 0.052681 | 0.084662 | 0.051087 | 0.055476 | 0.035 | 0.069579 | 0.076933 | 0.055988 | 0.077753 | 0.083169 | 0.05125 | 0.015371 | 0.065585 | 0.06007 | 0.075369 | 0.062777 | 0.040057 | 0.049492 | 0.033629 | 0.050988 | 0.075626 | 0.07625 | 0.081904 | 0.053328 | 0.074588 | 0.042013 | 0.054648 | 0.048232 | 0.076374 | 0.043437 | 0.046084 | 0.051349 | 0.059517 | 0.06704 | 0.066761 | 0.032505 | 0.051778 | 0.016561 | 0.068148 | 0.01696 | 0.019017 | 0.064831 | 0.046359 | 0.086517 | 0.032936 | 0.078135 | 0.083369 | 0.018376 | 0.079957 | 0.066084 | 0.023098 | 0.034045 | 0.015355 | 0.032838 | 0.057138 | 0.076563 | 0.026353 | 0.078886 | 0.097996 | 0.067208 | 0.045936 | 0.053903 | 0.04324 | 0.024229 | 0.067984 | 0.01911 | 0.066948 | 0.016349 | 0.071922 | 0.071353 | 0.066078 | 0.055216 | 0.083658 | 0.041647 | 0.077844 | 0.02997 | 0.072604 | 0.067934 | 0.04237 | 0.081143 | 0.067016 | 0.034295 | 0.053051 | 0.01469 | 0.056109 | 0.021445 | 0.048966 | 0.023991 | 0.067499 | 0.039675 | 0.050098 | 0.09031 | 0.066263 | 0.059725 | 0.072176 | 0.099545 | 0.08117 | 0.040227 | 0.029173 | 0.078001 | 0.068049 | 0.036818 | 0.041265 | 0.093696 | 0.082952 | 0.024901 | 0.038301 | 0.058753 | 0.096646 | 0.044606 | 0.026288 | 0.089903 | 0.04482 | 0.068063 | 0.062441 | 0.022363 | 0.088199 | 0.071195 | 0.094215 | 0.08307 | 0.025072 | 0.062902 | 0.083917 | 0.049841 | 0.043207 | 0.086142 | 0.075581 | 0.023713 | 0.065843 | 0.025705 | 0.038949 | 0.062373 | 0.026941 | 0.088297 | 0.07279 | 0.073363 | 0.028684 | 0.026222 | 0.022543 | 0.06025 | 0.071479 | 0.086059 | 0.043173 | 0.075059 | 0.02533 | 0.028802 | 0.06818 | 0.088546 | 0.044122 | 0.083606 | 0.094612 | 0.055899 | 0.049308 | 0.096522 | 0.092328 | 0.017708 | 0.083817 | 0.05414 | 0.019196 | 0.051029 | 0.081448 | 0.058321 | 0.041227 | 0.035499 | 0.02896 | 0.04038 | 0.061311 | 0.019736 | 0.019251 | 0.047286 | 0.074815 | 0.04621 | 0.031051 | 0.090628 | 0.09153 | 0.063097 | 0.016431 | 0.016537 | 0.080022 | 0.032325 | 0.062954 | 0.040057 | 0.05688 | 0.09728 | 0.053498 | 0.098144 | 0.070738 | 0.073259 | 0.087575 | 0.085003 | 0.013816 | 0.056307 | 0.078289 | 0.050346 | 0.074717 | 0.029544 | 0.076638 | 0.070992 | 0.089075 | 0.048557 | 0.023582 | 0.083652 | 0.057954 | 0.013773 | 0.092201 | 0.079795 | 0.08945 | 0.094781 | 0.041529 | 0.027621 | 0.094624 | 0.086262 | 0.075061 | 0.070285 | 0.048102 | 0.077141 | 0.069462 | 0.096743 | 0.021797 | 0.029969 | 0.05274 | 0.050122 | 0.061222 | 0.011067 | 0.013911 | 0.077449 | 0.081981 | 0.089459 | 0.061908 | 0.011708 | 0.05311 | 0.065885 | 0.018535 | 0.045241 | 0.041044 | 0.074933 | 0.018322 | 0.070008 | 0.090823 | 0.098441 | 0.01017 | 0.036419 | 0.090139 | 0.08179 | 0.078403 | 0.056903 | 0.084606 | 0.059807 | 0.011154 | 0.01795 | 0.049675 | 0.088425 | 0.058613 | 0.037878 | 0.026388 | 0.093314 | 0.073195 | 0.040521 | 0.098249 | 0.041893 | 0.07577 | 0.096655 | 0.042699 | 0.060725 | 0.08518 | 0.015573 | 0.08678 | 0.052322 | 0.017655 | 0.043009 | 0.098369 | 0.046317 | 0.059696 | 0.081876 | 0.055624 | 0.039301 | 0.032366 | 0.071438 | 0.035219 | 0.064743 | 0.060206 | 0.072427 | 0.074499 | 0.012073 | 0.067779 | 0.066484 | 0.03586 | 0.081842 | 0.017678 | 0.05634 | 0.055942 | 0.049204 | 0.011489 | 0.053967 | 0.043892 | 0.026189 | 0.032944 | 0.090805 | 0.054697 | 0.025365 | 0.053975 | 0.062182 | 0.054723 | 0.093825 | 0.014553 | 0.021836 | 0.037072 | 0.042144 | 0.045487 | 0.092548 | 0.0804 | 0.018215 | 0.052387 | 0.036621 | 0.010786 | 0.021273 | 0.030619 | 0.03536 | 0.093419 | 0.018101 | 0.020864 | 0.089714 | 0.047162 | 0.086415 | 0.072789 | 0.035041 | 0.032019 | 0.098581 | 0.037987 | 0.088494 | 0.045029 | 0.059719 | 0.087968 | 0.01703 | 0.082097 | 0.044624 | 0.081143 | 0.039405 | 0.044427 | 0.091656 | 0.011011 | 0.088106 | 0.088732 | 0.029022 | 0.081074 | 0.087506 | 0.045375 | 0.097943 | 0.041271 | 0.019284 | 0.029635 | 0.067238 | 0.040895 | 0.096408 | 0.018112 | 0.082063 | 0.054642 | 0.027783 | 0.051149 | 0.033339 | 0.05075 | 0.040927 | 0.031161 | 0.03735 | 0.063512 | 0.050181 | 0.019362 | 0.068513 | 0.015839 | 0.023481 | 0.028013 | 0.070182 | 0.07728 | 0.076756 | 0.023192 | 0.072999 | 0.036068 | 0.021781 | 0.070868 | 0.077138 | 0.062088 | 0.065844 | 0.070515 | 0.099153 | 0.013916 | 0.064015 | 0.021319 | 0.095872 | 0.012086 | 0.090772 | 0.021132 | 0.088177 | 0.013062 | 0.07073 | 0.077765 | 0.086441 | 0.049037 | 0.05643 | 0.076904 | 0.092878 | 0.080989 | 0.039257 | 0.087554 | 0.099581 | 0.078601 | 0.023478 | 0.052757 | 0.077426 | 0.028293 | 0.09639 | 0.026106 | 0.017183 | 0.081593 | 0.0459 | 0.030086 | 0.057322 | 0.026501 | 0.010453 | 0.084907 | 0.094425 | 0.058074 | 0.061837 | 0.080329 | 0.092508 | 0.081131 | 0.029396 | 0.06752 | 0.035243 | 0.035933 | 0.052537 | 0.034585 | 0.085921 | 0.090542 | 0.078844 | 0.029471 | 0.01272 | 0.023031 | 0.095377 | 0.015693 | 0.054373 | 0.097234 | 0.056828 | 0.017906 | 0.066454 | 0.066621 | 0.022893 | 0.042762 | 0.091629 | 0.021928 | 0.072443 | 0.042287 | 0.042215 | 0.080194 | 0.046262 | 0.018337 | 0.044513 | 0.087363 | 0.030464 | 0.020142 | 0.082465 | 0.039279 | 0.065558 | 0.046163 | 0.090069 | 0.055532 | 0.09677 | 0.030001 | 0.025183 | 0.067459 | 0.080979 | 0.059078 | 0.080116 | 0.019837 | 0.094167 | 0.027773 | 0.010805 | 0.073488 | 0.025951 | 0.027479 | 0.015894 | 0.039775 | 0.031257 | 0.074206 | 0.097817 | 0.074949 | 0.087143 | 0.031866 | 0.019815 | 0.088742 | 0.06296 | 0.037351 | 0.058318 | 0.046645 | 0.097046 | 0.07158 | 0.072409 | 0.095427 | 0.063575 | 0.089718 | 0.057703 | 0.064664 | 0.028851 | 0.012504 | 0.063558 | 0.02608 | 0.080217 | 0.066835 | 0.067813 | 0.066671 | 0.026468 | 0.099388 | 0.04754 | 0.084758 | 0.08264 | 0.068895 | 0.015357 | 0.079653 | 0.023274 | 0.017339 | 0.071926 | 0.044161 | 0.098429 | 0.043317 | 0.062252 | 0.028937 | 0.074376 | 0.046252 | 0.028834 | 0.090689 | 0.049408 | 0.09001 | 0.022127 | 0.09548 | 0.038321 | 0.053165 | 0.084729 | 0.021188 | 0.094744 | 0.076988 | 0.045203 | 0.02171 | 0.03329 | 0.011458 | 0.097489 | 0.072195 | 0.017591 | 0.087418 | 0.080674 | 0.0587 | 0.019292 | 0.094293 | 0.097313 | 0.037519 | 0.062933 | 0.046362 | 0.082595 | 0.099776 | 0.021559 | 0.086286 | 0.01222 | 0.031051 | 0.044891 | 0.010436 | 0.021876 | 0.094285 | 0.05919 | 0.065594 | 0.084229 | 0.0137 | 0.087977 | 0.094461 | 0.032679 | 0.042332 | 0.059009 | 0.023924 | 0.075247 | 0.058591 | 0.081014 | 0.096802 | 0.08457 | 0.093341 | 0.094393 | 0.08797 | 0.08557 | 0.075471 | 0.083636 | 0.054732 | 0.029026 | 0.086747 | 0.023111 | 0.098791 | 0.040721 | 0.028731 | 0.099226 | 0.098542 | 0.05703 | 0.092872 | 0.020355 | 0.051026 | 0.05641 | 0.051096 | 0.047268 | 0.062527 | 0.022392 | 0.035558 | 0.01353 | 0.088378 | 0.021064 | 0.090658 | 0.093678 | 0.044024 | 0.066883 | 0.081459 | 0.022105 | 0.098856 | 0.034807 | 0.062947 | 0.054158 | 0.068148 | 0.081161 | 0.041167 | 0.053943 | 0.069202 | 0.096133 | 0.026346 | 0.035442 | 0.01061 | 0.072587 | 0.090023 | 0.096218 | 0.085772 | 0.075127 | 0.038591 | 0.012219 | 0.018645 | 0.02344 | 0.030602 | 0.053135 | 0.082469 | 0.045625 | 0.044436 | 0.010357 | 0.061458 | 0.031813 | 0.037115 | 0.063413 | 0.078 | 0.055255 | 0.041762 | 0.010318 | 0.027815 | 0.037449 | 0.091149 | 0.041318 | 0.051845 | 0.022779 | 0.069028 | 0.020251 | 0.027928 | 0.013751 | 0.022964 | 0.062674 | 0.084248 | 0.076859 | 0.098573 | 0.055551 | 0.087181 | 0.033263 | 0.06705 | 0.097445 | 0.056057 | 0.081042 | 0.095442 | 0.07213 | 0.033764 | 0.017954 | 0.026165 | 0.02866 | 0.042776 | 0.011783 | 0.077389 | 0.099318 | 0.077672 | 0.075945 | 0.013125 | 0.079875 | 0.080992 | 0.093507 | 0.02569 | 0.049486 | 0.080054 | 0.025046 | 0.073705 | 0.074934 | 0.083947 | 0.059254 | 0.051596 | 0.083421 | 0.05129 | 0.08362 | 0.04498 | 0.028811 | 0.011121 | 0.091036 | 0.093988 | 0.013982 | 0.05287 | 0.067272 | 0.049121 | 0.061345 | 0.02917 | 0.088699 | 0.011275 | 0.083459 | 0.021112 | 0.030114 | 0.028281 | 0.087794 | 0.025562 | 0.066687 | 0.011651 | 0.054299 | 0.012207 | 0.035399 | 0.053017 | 0.049871 | 0.041372 | 0.031963 | 0.034272 | 0.094302 | 0.096893 | 0.092822 | 0.08941 | 0.045697 | 0.031108 | 0.06559 | 0.098311 | 0.086889 | 0.041802 | 0.064008 | 0.089259 | 0.082282 | 0.09755 | 0.049395 | 0.049867 | 0.025661 | 0.012449 | 0.022801 | 0.093238 | 0.049537 | 0.095984 | 0.051387 | 0.036665 | 0.056919 | 0.050816 | 0.066196 | 0.081043 | 0.022395 | 0.052066 | 0.037005 | 0.092537 | 0.0722 | 0.076252 | 0.056858 | 0.029895 | 0.042929 | 0.015675 | 0.019044 | 0.049599 | 0.015513 | 0.030293 | 0.065443 | 0.096009 | 0.03886 | 0.068346 | 0.039078 | 0.013911 | 0.088803 | 0.091781 | 0.017238 | 0.029737 | 0.041186 | 0.086844 | 0.085942 | 0.039141 | 0.032205 | 0.033058 | 0.060116 | 0.013601 | 0.083657 | 0.089957 | 0.043562 | 0.017155 | 0.030388 | 0.096892 | 0.030542 | 0.015038 | 0.072866 | 0.0499 | 0.056867 | 0.038282 | 0.059103 | 0.015515 | 0.020812 | 0.022817 | 0.081027 | 0.026953 | 0.049716 | 0.017073 | 0.084075 | 0.021752 | 0.060772 | 0.083543 | 0.085173 | 0.040401 | 0.076282 | 0.041362 | 0.024995 | 0.010565 | 0.029298 | 0.086469 | 0.026834 | 0.053791 | 0.039712 | 0.012904 | 0.027779 | 0.092014 | 0.065905 | 0.058563 | 0.067963 | 0.028099 | 0.079612 | 0.086058 | 0.017807 | 0.074541 | 0.041973 | 0.093238 | 0.081966 | 0.085741 | 0.054268 | 0.056103 | 0.025157 | 0.023957 | 0.033162 | 0.066845 | 0.019664 | 0.0727 | 0.030808 | 0.069527 | 0.096389 | 0.095183 | 0.017627 | 0.099118 | 0.060467 | 0.079745 | 0.08299 | 0.030952 | 0.050063 | 0.07938 | 0.057662 | 0.047874 | 0.075476 | 0.055598 | 0.058819 | 0.08188 | 0.088043 | 0.043299 | 0.06071 | 0.059187 | 0.040467 | 0.028004 | 0.043521 | 0.080655 | 0.029081 | 0.023611 | 0.088423 | 0.032476 | 0.064178 | 0.03731 | 0.078592 | 0.045194 | 0.055879 | 0.03739 | 0.043807 | 0.064155 | 0.092147 | 0.08647 | 0.020043 | 0.096081 | 0.043549 | 0.014759 | 0.050532 | 0.053565 | 0.029487 | 0.084754 | 0.09019 | 0.013209 | 0.035795 | 0.081036 | 0.061344 | 0.079756 | 0.090926 | 0.045909 | 0.052567 | 0.039 | 0.066553 | 0.077942 | 0.030811 | 0.023633 | 0.090163 | 0.081003 | 0.052726 | 0.052614 | 0.055431 | 0.062966 | 0.039652 | 0.0377 | 0.095114 | 0.068803 | 0.025603 | 0.076662 | 0.056993 | 0.082716 | 0.012998 | 0.013573 | 0.039041 | 0.05389 | 0.072793 | 0.098151 | 0.076573 | 0.027269 | 0.075392 | 0.015826 | 0.052986 | 0.012849 | 0.026455 | 0.030556 | 0.036797 | 0.035935 | 0.043205 | 0.026784 | 0.047365 | 0.013802 | 0.021757 | 0.065921 | 0.05251 | 0.076458 | 0.027309 | 0.057115 | 0.092434 | 0.079295 | 0.059959 | 0.05754 | 0.043991 | 0.041125 | 0.049059 | 0.027128 | 0.097632 | 0.033593 | 0.074852 | 0.097902 | 0.038937 | 0.083151 | 0.070846 | 0.044747 | 0.074975 | 0.025468 | 0.069991 | 0.039029 | 0.083156 | 0.048819 | 0.062046 | 0.025498 | 0.072889 | 0.046141 | 0.019036 | 0.083369 | 0.019892 | 0.078623 | 0.097899 | 0.097035 | 0.015608 | 0.088634 | 0.014429 | 0.097628 | 0.012096 | 0.031559 | 0.096782 | 0.024696 | 0.094717 | 0.01683 | 0.027523 | 0.09226 | 0.048525 | 0.075326 | 0.018237 | 0.017061 | 0.063315 | 0.064728 | 0.089675 | 0.052945 | 0.057231 | 0.040618 | 0.055824 | 0.027999 | 0.053179 | 0.05015 | 0.071036 | 0.071058 | 0.099955 | 0.02468 | 0.091456 | 0.087229 | 0.017262 | 0.039343 | 0.048421 | 0.079318 | 0.074727 | 0.076853 | 0.059924 | 0.074504 | 0.028041 | 0.015195 | 0.033246 | 0.088808 | 0.036569 | 0.07796 | 0.055915 | 0.027209 | 0.071423 | 0.097191 | 0.018432 | 0.047067 | 0.061338 | 0.088591 | 0.069533 | 0.019151 | 0.048509 | 0.031773 | 0.05703 | 0.084091 | 0.060851 | 0.078436 | 0.075126 | 0.019832 | 0.072937 | 0.07263 | 0.045388 | 0.043093 | 0.071351 | 0.062585 | 0.01707 | 0.055664 | 0.096332 | 0.026466 | 0.03436 | 0.038047 | 0.030542 | 0.096882 | 0.061274 | 0.050749 | 0.011483 | 0.040386 | 0.082058 | 0.094246 | 0.094983 | 0.058427 | 0.048771 | 0.04546 | 0.052416 | 0.011305 | 0.014829 | 0.086686 | 0.048619 | 0.060737 | 0.041964 | 0.077159 | 0.093483 | 0.094931 | 0.074501 | 0.016241 | 0.014809 | 0.014917 | 0.087454 | 0.019482 | 0.084037 | 0.028964 | 0.076443 | 0.034334 | 0.09177 | 0.064145 | 0.042402 | 0.046086 | 0.081413 | 0.07241 | 0.026735 | 0.020066 | 0.063598 | 0.075227 | 0.083625 | 0.048519 | 0.036845 | 0.051099 | 0.030509 | 0.047174 | 0.073632 | 0.036146 | 0.098216 | 0.064962 | 0.043223 | 0.063709 | 0.053045 | 0.012444 | 0.023929 | 0.04427 | 0.092187 | 0.060108 | 0.04962 | 0.099944 | 0.01442 | 0.082759 | 0.020251 | 0.073963 | 0.045808 | 0.016499 | 0.021459 | 0.077187 | 0.067687 | 0.093854 | 0.093654 | 0.074317 | 0.072393 | 0.052692 | 0.059454 | 0.035682 | 0.064651 | 0.085745 | 0.094597 | 0.02934 | 0.03229 | 0.051665 | 0.019099 | 0.036259 | 0.025719 | 0.043684 | 0.036 | 0.076585 | 0.012018 | 0.030373 | 0.089536 | 0.032971 | 0.065489 | 0.085367 | 0.018232 | 0.092692 | 0.054088 | 0.093077 | 0.047509 | 0.04009 | 0.042576 | 0.039545 | 0.025116 | 0.038286 | 0.082612 | 0.049218 | 0.025736 | 0.036384 | 0.088287 | 0.011985 | 0.02884 | 0.097823 | 0.080166 | 0.068112 | 0.070918 | 0.095527 | 0.03757 | 0.063847 | 0.057271 | 0.08606 | 0.010673 | 0.015882 | 0.049905 | 0.040639 | 0.079068 | 0.078577 | 0.040956 | 0.064508 | 0.031332 | 0.05319 | 0.014014 | 0.071633 | 0.053605 | 0.040898 | 0.012387 | 0.074476 | 0.050018 | 0.048953 | 0.053486 | 0.079481 | 0.055808 | 0.03421 | 0.014868 | 0.067978 | 0.068975 | 0.046411 | 0.013586 | 0.077459 | 0.076977 | 0.085979 | 0.045291 | 0.029495 | 0.030076 | 0.026216 | 0.084702 | 0.051148 | 0.068913 | 0.062459 | 0.053378 | 0.018525 | 0.035085 | 0.091562 | 0.029032 | 0.091984 | 0.076418 | 0.084967 | 0.066307 | 0.010323 | 0.052992 | 0.033045 | 0.060274 | 0.078526 | 0.085459 | 0.087283 | 0.031563 | 0.044249 | 0.047503 | 0.013753 | 0.064278 | 0.011431 | 0.017268 | 0.017551 | 0.089449 | 0.010706 | 0.023048 | 0.012584 | 0.034181 | 0.029687 | 0.065333 | 0.053845 | 0.095627 | 0.013662 | 0.08277 | 0.074045 | 0.084497 | 0.032131 | 0.033964 | 0.030737 | 0.092141 | 0.072385 | 0.037495 | 0.055782 | 0.030764 | 0.08757 | 0.0517 | 0.049083 | 0.015381 | 0.087194 | 0.071709 | 0.08564 | 0.03812 | 0.037162 | 0.067631 | 0.014418 | 0.048747 | 0.075076 | 0.043682 | 0.087678 | 0.097011 | 0.011931 | 0.046562 | 0.073013 | 0.043107 | 0.064749 | 0.056704 | 0.038413 | 0.039613 | 0.03941 | 0.083302 | 0.044043 | 0.06384 | 0.047984 | 0.03659 | 0.02544 | 0.050408 | 0.092241 | 0.021178 | 0.059164 | 0.062943 | 0.032465 | 0.068472 | 0.018774 | 0.056961 | 0.015575 | 0.07095 | 0.034044 | 0.083163 | 0.052519 | 0.02783 | 0.060601 | 0.086348 | 0.071784 | 0.080917 | 0.089461 | 0.035533 | 0.096685 | 0.030886 | 0.096874 | 0.046139 | 0.046904 | 0.051506 | 0.088624 | 0.081743 | 0.084675 | 0.087346 | 0.026033 | 0.07293 | 0.080473 | 0.030537 | 0.088521 | 0.051701 | 0.096685 | 0.021821 | 0.081422 | 0.063538 | 0.011651 | 0.061062 | 0.080192 | 0.083947 | 0.027915 | 0.077707 | 0.034682 | 0.084426 | 0.019309 | 0.022218 | 0.07628 | 0.030838 | 0.045773 | 0.082377 | 0.024387 | 0.093803 | 0.049658 | 0.047082 | 0.099183 | 0.034192 | 0.080544 | 0.049205 | 0.065167 | 0.042581 | 0.085117 | 0.017107 | 0.044231 | 0.069016 | 0.050957 | 0.088788 | 0.051128 | 0.081478 | 0.043789 | 0.022672 | 0.074455 | 0.064448 | 0.079435 | 0.03856 | 0.094674 | 0.09386 | 0.048002 | 0.094449 | 0.021221 | 0.074398 | 0.014702 | 0.074639 | 0.060724 | 0.072985 | 0.06886 | 0.062715 | 0.016565 | 0.045149 | 0.054334 | 0.054575 | 0.012055 | 0.019805 | 0.066143 | 0.021337 | 0.093811 | 0.058967 | 0.057048 | 0.035651 | 0.099265 | 0.047221 | 0.025289 | 0.050533 | 0.091335 | 0.018847 | 0.090857 | 0.057601 | 0.09632 | 0.056372 | 0.085699 | 0.028364 | 0.077057 | 0.01173 | 0.077828 | 0.063452 | 0.019397 | 0.048502 | 0.027835 | 0.035984 | 0.02133 | 0.012712 | 0.014654 | 0.041933 | 0.048977 | 0.038312 | 0.077873 | 0.049012 | 0.094554 | 0.092878 | 0.035296 | 0.024764 | 0.076164 | 0.079837 | 0.070516 | 0.068859 | 0.031739 | 0.068383 | 0.084137 | 0.019806 | 0.088365 | 0.026096 | 0.059807 | 0.032059 | 0.084775 | 0.086353 | 0.038702 | 0.069138 | 0.029125 | 0.027797 | 0.018885 | 0.028037 | 0.041074 | 0.031081 | 0.040086 | 0.095106 | 0.078687 | 0.079652 | 0.039897 | 0.050461 | 0.011952 | 0.025314 | 0.024736 | 0.098406 | 0.089078 | 0.036538 | 0.092874 | 0.012174 | 0.06523 | 0.093277 | 0.021164 | 0.094383 | 0.062698 | 0.093997 | 0.047168 | 0.040786 | 0.026819 | 0.063739 | 0.082962 | 0.055438 | 0.085396 | 0.068726 | 0.03191 | 0.043718 | 0.093511 | 0.020815 | 0.062989 | 0.083317 | 0.097885 | 0.010637 | 0.022731 | 0.037748 | 0.067967 | 0.0786 | 0.049829 | 0.046999 | 0.063792 | 0.065368 | 0.055991 | 0.019597 | 0.071266 | 0.072664 | 0.078344 | 0.034103 | 0.061879 | 0.031147 | 0.030886 | 0.070676 | 0.038107 | 0.040919 | 0.070084 | 0.048723 | 0.025673 | 0.086876 | 0.031165 | 0.069359 | 0.045651 | 0.048685 | 0.020999 | 0.065636 | 0.029406 | 0.088195 | 0.03309 | 0.047482 | 0.064226 | 0.061454 | 0.026334 | 0.075177 | 0.024697 | 0.057385 | 0.042285 | 0.012431 | 0.068801 | 0.088871 | 0.035772 | 0.042976 | 0.058927 | 0.082533 | 0.090834 | 0.056804 | 0.015542 | 0.020157 | 0.048373 | 0.080502 | 0.059168 | 0.099395 | 0.087057 | 0.059536 | 0.081184 | 0.062866 | 0.079002 | 0.082343 | 0.010439 | 0.098306 | 0.081502 | 0.058761 | 0.038766 | 0.095894 | 0.097533 | 0.062169 | 0.054752 | 0.073573 | 0.053806 | 0.084298 | 0.053553 | 0.068524 | 0.036906 | 0.015231 | 0.019003 | 0.086546 | 0.055934 | 0.096351 | 0.07034 | 0.028532 | 0.028107 | 0.071265 | 0.045292 | 0.060617 | 0.070238 | 0.016985 | 0.095244 | 0.087374 | 0.05428 | 0.01551 | 0.012282 | 0.057491 | 0.070589 | 0.071615 | 0.071626 | 0.054574 | 0.040356 | 0.014158 | 0.022525 | 0.092422 | 0.077308 | 0.042466 | 0.058376 | 0.019552 | 0.055926 | 0.065437 | 0.030238 | 0.095114 | 0.046257 | 0.093772 | 0.063229 | 0.075279 | 0.057825 | 0.047141 | 0.037683 | 0.096472 | 0.069756 | 0.029784 | 0.044667 | 0.02544 | 0.050109 | 0.053149 | 0.070555 | 0.097989 | 0.092034 | 0.016429 | 0.068201 | 0.056847 | 0.095476 | 0.074186 | 0.032616 | 0.044509 | 0.08137 | 0.087754 | 0.088828 | 0.053262 | 0.072753 | 0.064083 | 0.019226 | 0.084923 | 0.068879 | 0.01196 | 0.016561 | 0.065592 | 0.024309 | 0.038818 | 0.092633 | 0.062826 | 0.067978 | 0.076604 | 0.048752 | 0.056112 | 0.050984 | 0.065582 | 0.07881 | 0.059415 | 0.085167 | 0.083011 | 0.092061 | 0.060974 | 0.088256 | 0.085692 | 0.081137 | 0.079267 | 0.061104 | 0.046655 | 0.0632 | 0.01118 | 0.091547 | 0.095118 | 0.040635 | 0.079168 | 0.099222 | 0.020293 | 0.01729 | 0.081596 | 0.063069 | 0.092995 | 0.012547 | 0.010748 | 0.024327 | 0.017731 | 0.09876 | 0.063236 | 0.097154 | 0.07528 | 0.023743 | 0.050249 | 0.038335 | 0.012584 | 0.055074 | 0.014614 | 0.099061 | 0.047161 | 0.029354 | 0.031194 | 0.052765 | 0.023094 | 0.081132 | 0.087937 | 0.049846 | 0.061861 | 0.074638 | 0.072107 | 0.058819 | 0.03604 | 0.098151 | 0.025823 | 0.067589 | 0.078656 | 0.090231 | 0.058365 | 0.098809 | 0.021512 | 0.042151 | 0.042086 | 0.036845 | 0.018395 | 0.092748 | 0.090426 | 0.014694 | 0.076651 | 0.071614 | 0.057126 | 0.098383 | 0.073683 | 0.046445 | 0.070825 | 0.092425 | 0.031952 | 0.018675 | 0.06799 | 0.079347 | 0.094485 | 0.094129 | 0.050495 | 0.037071 | 0.050137 | 0.025614 | 0.066705 | 0.05431 | 0.083411 | 0.082656 | 0.043155 | 0.046935 | 0.083196 | 0.028882 | 0.061266 | 0.054222 | 0.025992 | 0.028033 | 0.086247 | 0.039726 | 0.062012 | 0.064768 | 0.010215 | 0.037593 | 0.070602 | 0.01219 | 0.070008 | 0.074013 | 0.046585 | 0.026511 | 0.071799 | 0.011764 | 0.096621 | 0.078213 | 0.061077 | 0.042906 | 0.045733 | 0.060152 | 0.061799 | 0.04328 | 0.072821 | 0.028855 | 0.028422 | 0.052195 | 0.023656 | 0.06311 | 0.014567 | 0.038671 | 0.049984 | 0.010864 | 0.022814 | 0.014796 | 0.035333 | 0.023094 | 0.077058 | 0.087271 | 0.098123 | 0.097252 | 0.089021 | 0.065601 | 0.068917 | 0.025075 | 0.05995 | 0.030532 | 0.0922 | 0.016749 | 0.05197 | 0.028772 | 0.027586 | 0.064754 | 0.055796 | 0.068994 | 0.012333 | 0.010535 | 0.048689 | 0.032667 | 0.024563 | 0.048789 | 0.046473 | 0.046799 | 0.074358 | 0.097634 | 0.031541 | 0.086492 | 0.023936 | 0.069142 | 0.055562 | 0.073436 | 0.076548 | 0.04344 | 0.089741 | 0.078742 | 0.086472 | 0.096516 | 0.055816 | 0.012534 | 0.033983 | 0.061905 | 0.037771 | 0.04514 | 0.08743 | 0.022057 | 0.013305 | 0.075794 | 0.032011 | 0.052826 | 0.024875 | 0.090694 | 0.042902 | 0.034854 | 0.015135 | 0.075058 | 0.044458 | 0.072632 | 0.05351 | 0.052115 | 0.049213 | 0.073982 | 0.09634 | 0.063903 | 0.076354 | 0.087388 | 0.028209 | 0.048923 | 0.08987 | 0.045925 | 0.070838 | 0.077993 | 0.038469 | 0.059385 | 0.031441 | 0.091692 | 0.077931 | 0.073909 | 0.040411 | 0.014335 | 0.036462 | 0.043389 | 0.066027 | 0.0846 | 0.086779 | 0.06121 | 0.080037 | 0.064066 | 0.062697 | 0.057899 | 0.063919 | 0.092081 | 0.09785 | 0.026009 | 0.014312 | 0.099897 | 0.083567 | 0.059416 | 0.078516 | 0.081983 | 0.090634 | 0.022252 | 0.033369 | 0.080152 | 0.050804 | 0.042246 | 0.020583 | 0.090183 | 0.049258 | 0.012749 | 0.018676 | 0.036492 | 0.099291 | 0.019851 | 0.028655 | 0.075131 | 0.032943 | 0.09082 | 0.082841 | 0.062112 | 0.053689 | 0.022745 | 0.025821 | 0.048452 | 0.016923 | 0.028075 | 0.095955 | 0.013711 | 0.067664 | 0.081711 | 0.078558 | 0.025436 | 0.064815 | 0.055026 | 0.059865 | 0.068304 | 0.062618 | 0.099157 | 0.068597 | 0.095328 | 0.013462 | 0.02455 | 0.098579 | 0.094686 | 0.01845 | 0.024383 | 0.089348 | 0.077005 | 0.039357 | 0.089192 | 0.055409 | 0.088407 | 0.095605 | 0.06381 | 0.049911 | 0.045932 | 0.069405 | 0.031548 | 0.014763 | 0.033185 | 0.087502 | 0.068657 | 0.091129 | 0.05317 | 0.081292 | 0.086975 | 0.096484 | 0.020937 | 0.037752 | 0.043815 | 0.039078 | 0.033247 | 0.015735 | 0.09211 | 0.0995 | 0.013857 | 0.048825 | 0.024509 | 0.038159 | 0.014793 | 0.067 | 0.074107 | 0.086476 | 0.044737 | 0.099803 | 0.011418 | 0.075212 | 0.054583 | 0.068183 | 0.097527 | 0.084657 | 0.085816 | 0.066677 | 0.021556 | 0.05962 | 0.030903 | 0.014625 | 0.021656 | 0.070992 | 0.013032 | 0.092833 | 0.057554 | 0.060654 | 0.093202 | 0.039291 | 0.027584 | 0.038433 | 0.095799 | 0.031134 | 0.076766 | 0.01153 | 0.021419 | 0.065715 | 0.028429 | 0.014835 | 0.037435 | 0.093594 | 0.021305 | 0.087703 | 0.070595 | 0.035647 | 0.025526 | 0.0167 | 0.039311 | 0.022466 | 0.055658 | 0.098944 | 0.079131 | 0.077173 | 0.026574 | 0.046547 | 0.012724 | 0.098615 | 0.014966 | 0.014877 | 0.08243 | 0.095932 | 0.044506 | 0.051971 | 0.017101 | 0.017173 | 0.097426 | 0.083651 | 0.064701 | 0.0822 | 0.090696 | 0.02312 | 0.095113 | 0.020572 | 0.016413 | 0.02041 | 0.037221 | 0.02175 | 0.092921 | 0.096052 | 0.038057 | 0.050849 | 0.068615 | 0.047123 | 0.08937 | 0.0553 | 0.052542 | 0.096982 | 0.063981 | 0.016154 | 0.071572 | 0.046624 | 0.011659 | 0.049686 | 0.026623 | 0.091866 | 0.046684 | 0.06835 | 0.079235 | 0.050203 | 0.058908 | 0.091151 | 0.02466 | 0.096899 | 0.027718 | 0.084471 | 0.060765 | 0.0161 | 0.055678 | 0.035824 | 0.034495 | 0.04629 | 0.033493 | 0.089496 | 0.074337 | 0.029305 | 0.074383 | 0.027711 | 0.058351 | 0.022923 | 0.020769 | 0.037067 | 0.055305 | 0.096314 | 0.035467 | 0.053942 | 0.068637 | 0.029982 | 0.06748 | 0.045543 | 0.067767 | 0.014293 | 0.021579 | 0.057472 | 0.058759 | 0.087875 | 0.014398 | 0.014608 | 0.045411 | 0.059386 | 0.033251 | 0.099263 | 0.030157 | 0.076651 | 0.077374 | 0.040575 | 0.043618 | 0.072977 | 0.061523 | 0.093451 | 0.071355 | 0.023642 | 0.063915 | 0.047071 | 0.077627 | 0.029372 | 0.097086 | 0.023563 | 0.074657 | 0.066425 | 0.060344 | 0.037284 | 0.099836 | 0.040852 | 0.073319 | 0.046867 | 0.057103 | 0.030943 | 0.075157 | 0.076119 | 0.079476 | 0.074321 | 0.01219 | 0.055971 | 0.068446 | 0.047222 | 0.05105 | 0.095693 | 0.073203 | 0.056109 | 0.074387 | 0.055657 | 0.059908 | 0.088242 | 0.062194 | 0.041756 | 0.066255 | 0.07732 | 0.081604 | 0.060281 | 0.052337 | 0.066542 | 0.072434 | 0.088085 | 0.053495 | 0.05997 | 0.068903 | 0.051656 | 0.012499 | 0.072207 | 0.083846 | 0.078212 | 0.056306 | 0.076086 | 0.041399 | 0.017273 | 0.02525 | 0.098991 | 0.015207 | 0.074475 | 0.081948 | 0.052098 | 0.044594 | 0.019343 | 0.024071 | 0.052817 | 0.061723 | 0.03943 | 0.07041 | 0.069068 | 0.08258 | 0.014819 | 0.070991 | 0.06936 | 0.041226 | 0.069672 | 0.021593 | 0.039688 | 0.054252 | 0.080322 | 0.040508 | 0.055459 | 0.052686 | 0.099074 | 0.014257 | 0.098762 | 0.042523 | 0.067831 | 0.071696 | 0.077715 | 0.084584 | 0.085927 | 0.08847 | 0.081828 | 0.057762 | 0.052186 | 0.031821 | 0.066199 | 0.036253 | 0.049033 | 0.034987 | 0.088355 | 0.060642 | 0.038339 | 0.056306 | 0.079828 | 0.094672 | 0.012089 | 0.091457 | 0.027892 | 0.072004 | 0.051232 | 0.032635 | 0.01679 | 0.058278 | 0.077305 | 0.095385 | 0.066174 | 0.082265 | 0.070786 | 0.02618 | 0.041821 | 0.086733 | 0.027867 | 0.093737 | 0.083236 | 0.021204 | 0.068315 | 0.028286 | 0.082813 | 0.041286 | 0.034591 | 0.03666 | 0.088988 | 0.095568 | 0.052397 | 0.070775 | 0.07801 | 0.069585 | 0.071727 | 0.092893 | 0.028716 | 0.057703 | 0.088601 | 0.047608 | 0.070657 | 0.028801 | 0.092016 | 0.028233 | 0.078889 | 0.025274 | 0.087494 | 0.015377 | 0.063885 | 0.085906 | 0.068709 | 0.097824 | 0.039308 | 0.016936 | 0.027305 | 0.068915 | 0.097525 | 0.040713 | 0.044513 | 0.040304 | 0.058937 | 0.017405 | 0.079453 | 0.053781 | 0.034545 | 0.01831 | 0.058412 | 0.077086 | 0.036172 | 0.028925 | 0.045159 | 0.030802 | 0.033572 | 0.067065 | 0.078714 | 0.08863 | 0.069712 | 0.01536 | 0.068214 | 0.036934 | 0.056118 | 0.021809 | 0.069665 | 0.07701 | 0.012036 | 0.07009 | 0.032876 | 0.082545 | 0.068561 | 0.082031 | 0.070578 | 0.031285 | 0.038099 | 0.072106 | 0.067708 | 0.029804 | 0.049585 | 0.014962 | 0.068937 | 0.013845 | 0.058255 | 0.037501 | 0.055581 | 0.089537 | 0.058402 | 0.051295 | 0.085304 | 0.017012 | 0.022949 | 0.061169 | 0.025299 | 0.044054 | 0.068042 | 0.029502 | 0.082077 | 0.073165 | 0.035953 | 0.055541 | 0.06921 | 0.071883 | 0.071611 | 0.013967 | 0.061447 | 0.066273 | 0.024907 | 0.022614 | 0.011402 | 0.024542 | 0.037646 | 0.078809 | 0.077942 | 0.010113 | 0.010787 | 0.08411 | 0.097495 | 0.083286 | 0.046728 | 0.047779 | 0.073076 | 0.047629 | 0.042069 | 0.032601 | 0.081118 | 0.086557 | 0.090294 | 0.014017 | 0.011195 | 0.072579 | 0.071211 | 0.061397 | 0.013462 | 0.087522 | 0.044779 | 0.056159 | 0.016201 | 0.066239 | 0.032074 | 0.028003 | 0.033657 | 0.081157 | 0.051949 | 0.045851 | 0.035708 | 0.018971 | 0.096376 | 0.034596 | 0.065926 | 0.011802 | 0.021692 | 0.035025 | 0.053409 | 0.023044 | 0.038822 | 0.043494 | 0.028046 | 0.095088 | 0.099591 | 0.037373 | 0.055451 | 0.064114 | 0.068036 | 0.048021 | 0.06345 | 0.054528 | 0.037609 | 0.060085 | 0.043368 | 0.096546 | 0.036236 | 0.057658 | 0.085444 | 0.076201 | 0.09574 | 0.01925 | 0.093661 | 0.078426 | 0.024726 | 0.06063 | 0.077119 | 0.020592 | 0.020344 | 0.057059 | 0.051375 | 0.013531 | 0.03055 | 0.033329 | 0.09232 | 0.061683 | 0.04093 | 0.026183 | 0.042478 | 0.025077 | 0.095031 | 0.092516 | 0.074899 | 0.027875 | 0.04688 | 0.084637 | 0.041609 | 0.076725 | 0.018478 | 0.088298 | 0.013581 | 0.073667 | 0.046489 | 0.060011 | 0.077877 | 0.02377 | 0.076764 | 0.097297 | 0.028652 | 0.06843 | 0.013132 | 0.095118 | 0.069522 | 0.054034 | 0.043572 | 0.072157 | 0.032522 | 0.058208 | 0.012977 | 0.090053 | 0.08327 | 0.061535 | 0.011952 | 0.021139 | 0.083392 | 0.033628 | 0.098183 | 0.057971 | 0.068563 | 0.011461 | 0.032634 | 0.039067 | 0.096941 | 0.017353 | 0.068949 | 0.044265 | 0.052171 | 0.047174 | 0.020245 | 0.02139 | 0.057226 | 0.098619 | 0.042131 | 0.081815 | 0.068746 | 0.071222 | 0.02478 | 0.065029 | 0.017432 | 0.054433 | 0.097555 | 0.096012 | 0.017799 | 0.086729 | 0.027446 | 0.034706 | 0.084891 | 0.078518 | 0.035559 | 0.031804 | 0.038666 | 0.018229 | 0.02084 | 0.065398 | 0.050014 | 0.092971 | 0.085247 | 0.079266 | 0.073507 | 0.059081 | 0.078523 | 0.097012 | 0.033198 | 0.020936 | 0.020491 | 0.028542 | 0.038402 | 0.033155 | 0.08361 | 0.076332 | 0.058103 | 0.086678 | 0.042225 | 0.0617 | 0.095773 | 0.035697 | 0.08193 | 0.090967 | 0.055589 | 0.080247 | 0.027603 | 0.013116 | 0.040205 | 0.024454 | 0.041041 | 0.012974 | 0.031937 | 0.06409 | 0.099379 | 0.082877 | 0.057603 | 0.093742 | 0.087574 | 0.018971 | 0.062612 | 0.017418 | 0.021832 | 0.058482 | 0.056772 | 0.016137 | 0.06615 | 0.036124 | 0.038885 | 0.039886 | 0.08574 | 0.068832 | 0.075692 | 0.024692 | 0.084237 | 0.029374 | 0.031611 | 0.067394 | 0.01444 | 0.034637 | 0.072815 | 0.073594 | 0.036996 | 0.0533 | 0.040085 | 0.094889 | 0.010009 | 0.018268 | 0.019518 | 0.030719 | 0.017755 | 0.092403 | 0.040639 | 0.035338 | 0.027201 | 0.046944 | 0.065947 | 0.021051 | 0.042133 | 0.024618 | 0.099122 | 0.029583 | 0.064405 | 0.093225 | 0.012719 | 0.031916 | 0.088875 | 0.010026 | 0.099315 | 0.053043 | 0.036022 | 0.052576 | 0.023749 | 0.052647 | 0.088747 | 0.043773 | 0.038528 | 0.016266 | 0.080805 | 0.015024 | 0.05917 | 0.036113 | 0.069648 | 0.085362 | 0.010735 | 0.038709 | 0.07346 | 0.05259 | 0.014186 | 0.056542 | 0.015083 | 0.038591 | 0.03699 | 0.072987 | 0.095101 | 0.052701 | 0.021781 | 0.058044 | 0.082997 | 0.025068 | 0.01438 | 0.01506 | 0.070811 | 0.068689 | 0.097745 | 0.049022 | 0.066235 | 0.082171 | 0.032487 | 0.031197 | 0.039662 | 0.085161 | 0.045499 | 0.064968 | 0.03936 | 0.09398 | 0.033057 | 0.094276 | 0.036504 | 0.02331 | 0.037183 | 0.024272 | 0.060666 | 0.040453 | 0.065733 | 0.082069 | 0.083007 | 0.06569 | 0.018872 | 0.092772 | 0.045804 | 0.074078 | 0.063919 | 0.017842 | 0.018629 | 0.034877 | 0.034253 | 0.065894 | 0.019714 | 0.089848 | 0.047173 | 0.0782 | 0.094002 | 0.01919 | 0.087709 | 0.092607 | 0.096611 | 0.084918 | 0.090375 | 0.032191 | 0.061449 | 0.012804 | 0.098012 | 0.042652 | 0.07671 | 0.082915 | 0.090061 | 0.072702 | 0.025272 | 0.094996 | 0.054288 | 0.081198 | 0.050159 | 0.049492 | 0.013159 | 0.069322 | 0.06064 | 0.02802 | 0.0961 | 0.069164 | 0.058515 | 0.037631 | 0.01355 | 0.098827 | 0.022951 | 0.015085 | 0.070781 | 0.031737 | 0.048794 | 0.078302 | 0.021036 | 0.05774 | 0.075169 | 0.032132 | 0.080193 | 0.090631 | 0.025764 | 0.03096 | 0.038187 | 0.097563 | 0.02073 | 0.066389 | 0.032734 | 0.092699 | 0.096407 | 0.024551 | 0.098057 | 0.023479 | 0.087089 | 0.038935 | 0.049372 | 0.045534 | 0.061813 | 0.075872 | 0.02719 | 0.098531 | 0.058866 | 0.045235 | 0.067623 | 0.012802 | 0.030991 | 0.056809 | 0.069784 | 0.036592 | 0.069932 | 0.023748 | 0.026044 | 0.067554 | 0.080118 | 0.054584 | 0.016665 | 0.089181 | 0.019711 | 0.025768 | 0.012792 | 0.073642 | 0.028295 | 0.013679 | 0.044039 | 0.064005 | 0.031886 | 0.059355 | 0.076418 | 0.068447 | 0.096712 | 0.098953 | 0.094988 | 0.021876 | 0.033763 | 0.044501 | 0.043997 | 0.031841 | 0.032266 | 0.075384 | 0.047089 | 0.018311 | 0.085183 | 0.063226 | 0.032353 | 0.07464 | 0.066303 | 0.092684 | 0.09969 | 0.01189 | 0.087441 | 0.025716 | 0.058366 | 0.093389 | 0.035501 | 0.090815 | 0.030701 | 0.043991 | 0.029605 | 0.047373 | 0.016319 | 0.06645 | 0.038825 | 0.025627 | 0.026416 | 0.086991 | 0.058713 | 0.035375 | 0.057897 | 0.083687 | 0.029869 | 0.07861 | 0.058904 | 0.018107 | 0.092923 | 0.0429 | 0.02044 | 0.099783 | 0.085689 | 0.061842 | 0.026832 | 0.095625 | 0.04401 | 0.046652 | 0.059805 | 0.059615 | 0.074694 | 0.075913 | 0.073254 | 0.08229 | 0.094384 | 0.093825 | 0.08816 | 0.020144 | 0.091987 | 0.099337 | 0.04783 | 0.055544 | 0.076842 | 0.046686 | 0.083846 | 0.099502 | 0.065504 | 0.062414 | 0.087014 | 0.078497 | 0.069565 | 0.097116 | 0.097427 | 0.049859 | 0.087176 | 0.093574 | 0.075858 | 0.074261 | 0.048749 | 0.056086 | 0.045006 | 0.095253 | 0.025505 | 0.030958 | 0.094071 | 0.021185 | 0.043815 | 0.081002 | 0.029557 | 0.031576 | 0.013033 | 0.059953 | 0.028907 | 0.051602 | 0.088328 | 0.070532 | 0.03536 | 0.01202 | 0.094489 | 0.073582 | 0.058701 | 0.041832 | 0.09566 | 0.092402 | 0.043118 | 0.097999 | 0.036537 | 0.064586 | 0.066843 | 0.077441 | 0.041144 | 0.079094 | 0.070869 | 0.094879 | 0.040035 | 0.080737 | 0.039519 | 0.013206 | 0.078286 | 0.086643 | 0.069611 | 0.072679 | 0.048133 | 0.075921 | 0.062326 | 0.018345 | 0.066932 | 0.098383 | 0.086629 | 0.030121 | 0.066512 | 0.013486 | 0.04604 | 0.080405 | 0.03322 | 0.089431 | 0.089209 | 0.042838 | 0.036728 | 0.061899 | 0.029281 | 0.02746 | 0.039121 | 0.08424 | 0.012201 | 0.052616 | 0.058407 | 0.048799 | 0.016253 | 0.067807 | 0.034029 | 0.078755 | 0.07694 | 0.048823 | 0.020349 | 0.063448 | 0.093133 | 0.055963 | 0.085998 | 0.071262 | 0.087042 | 0.074753 | 0.093383 | 0.064261 | 0.07831 | 0.023683 | 0.048639 | 0.049763 | 0.036837 | 0.050315 | 0.042736 | 0.044516 | 0.065909 | 0.084794 | 0.059799 | 0.014092 | 0.088237 | 0.026897 | 0.099633 | 0.033223 | 0.063722 | 0.051978 | 0.054812 | 0.078054 | 0.025255 | 0.031716 | 0.01599 | 0.073588 | 0.014672 | 0.086446 | 0.059755 | 0.081416 | 0.091857 | 0.03625 | 0.050642 | 0.029577 | 0.09555 | 0.042871 | 0.065071 | 0.026179 | 0.091909 | 0.070627 | 0.037643 | 0.031715 | 0.012576 | 0.041973 | 0.07077 | 0.098718 | 0.01539 | 0.073725 | 0.079112 | 0.033741 | 0.047983 | 0.082314 | 0.058716 | 0.043778 | 0.067962 | 0.071708 | 0.096099 | 0.011141 | 0.036178 | 0.082812 | 0.030122 | 0.052699 | 0.017506 | 0.099986 | 0.011188 | 0.04528 | 0.04186 | 0.057971 | 0.032881 | 0.017425 | 0.019156 | 0.029629 | 0.0873 | 0.023779 | 0.066909 | 0.073991 | 0.045556 | 0.027096 | 0.057048 | 0.015924 | 0.029333 | 0.085232 | 0.05803 | 0.084846 | 0.075996 | 0.029294 | 0.059483 | 0.031677 | 0.098109 | 0.068921 | 0.021934 | 0.04386 | 0.033248 | 0.092309 | 0.08075 | 0.046583 | 0.039026 | 0.095886 | 0.018015 | 0.078284 | 0.035525 | 0.031114 | 0.078227 | 0.012339 | 0.01567 | 0.084076 | 0.092206 | 0.095976 | 0.051925 | 0.035743 | 0.026461 | 0.091047 | 0.061227 | 0.03017 | 0.032801 | 0.092522 | 0.037169 | 0.08298 | 0.067508 | 0.079852 | 0.097292 | 0.085211 | 0.062541 | 0.061539 | 0.055362 | 0.071725 | 0.018258 | 0.066715 | 0.014822 | 0.014992 | 0.029307 | 0.031671 | 0.08578 | 0.023039 | 0.032746 | 0.040141 | 0.03109 | 0.039818 | 0.017364 | 0.086855 | 0.074668 | 0.056746 | 0.040941 | 0.052775 | 0.064816 | 0.07328 | 0.065726 | 0.085065 | 0.054551 | 0.053199 | 0.051065 | 0.094759 | 0.043187 | 0.058867 | 0.071829 | 0.09208 | 0.026907 | 0.017971 | 0.077478 | 0.049624 | 0.057088 | 0.0634 | 0.065245 | 0.081231 | 0.055964 | 0.077181 | 0.017825 | 0.071706 | 0.061589 | 0.017116 | 0.029974 | 0.05849 | 0.046921 | 0.047285 | 0.078666 | 0.036201 | 0.03779 | 0.029702 | 0.013395 | 0.019024 | 0.093369 | 0.028954 | 0.094178 | 0.022773 | 0.071852 | 0.087368 | 0.051873 | 0.012349 | 0.068138 | 0.03664 | 0.010794 | 0.058305 | 0.029253 | 0.094193 | 0.077722 | 0.071074 | 0.073044 | 0.027219 | 0.052069 | 0.077308 | 0.040921 | 0.069413 | 0.039803 | 0.073039 | 0.025643 | 0.069176 | 0.070315 | 0.036488 | 0.02059 | 0.076991 | 0.073404 | 0.089329 | 0.042349 | 0.098165 | 0.084417 | 0.039123 | 0.033295 | 0.084232 | 0.056255 | 0.07855 | 0.013592 | 0.027554 | 0.01536 | 0.087708 | 0.084527 | 0.029691 | 0.015777 | 0.057561 | 0.053025 | 0.060313 | 0.082212 | 0.091884 | 0.019342 | 0.056053 | 0.023411 | 0.075698 | 0.015551 | 0.068295 | 0.033089 | 0.087011 | 0.083005 | 0.050365 | 0.040569 | 0.049105 | 0.093833 | 0.095343 | 0.026883 | 0.035458 | 0.093619 | 0.050582 | 0.060315 | 0.094781 | 0.025567 | 0.025552 | 0.058683 | 0.076181 | 0.021085 | 0.027799 | 0.06531 | 0.099337 | 0.045085 | 0.020739 | 0.031961 | 0.072217 | 0.016168 | 0.059306 | 0.062281 | 0.059368 | 0.069402 | 0.080308 | 0.028885 | 0.021267 | 0.059763 | 0.038515 | 0.038731 | 0.079951 | 0.015757 | 0.02721 | 0.082379 | 0.071388 | 0.043055 | 0.058014 | 0.073428 | 0.087224 | 0.077489 | 0.058842 | 0.062087 | 0.037401 | 0.090384 | 0.099419 | 0.073315 | 0.092773 | 0.05809 | 0.041797 | 0.034548 | 0.020691 | 0.05115 | 0.073036 | 0.017632 | 0.0619 | 0.063876 | 0.022488 | 0.094914 | 0.010198 | 0.05441 | 0.07346 | 0.018365 | 0.023132 | 0.099327 | 0.060541 | 0.071232 | 0.050174 | 0.074695 | 0.043037 | 0.066146 | 0.092774 | 0.093623 | 0.046888 | 0.040872 | 0.089178 | 0.038969 | 0.040846 | 0.030149 | 0.027265 | 0.018115 | 0.076687 | 0.076935 | 0.016205 | 0.064563 | 0.09226 | 0.082183 | 0.0771 | 0.068284 | 0.033653 | 0.061859 | 0.081337 | 0.092445 | 0.054567 | 0.044659 | 0.056496 | 0.086458 | 0.042335 | 0.076358 | 0.047984 | 0.049766 | 0.016091 | 0.074781 | 0.099366 | 0.087448 | 0.094833 | 0.032534 | 0.040119 | 0.046598 | 0.016348 | 0.090465 | 0.089508 | 0.076985 | 0.051579 | 0.090255 | 0.028904 | 0.086854 | 0.046303 | 0.095292 | 0.047794 | 0.093596 | 0.064108 | 0.010241 | 0.097741 | 0.082206 | 0.055022 | 0.079455 | 0.082428 | 0.092929 | 0.077286 | 0.055708 | 0.055023 | 0.030782 | 0.091089 | 0.025649 | 0.067329 | 0.054729 | 0.052359 | 0.042194 | 0.09702 | 0.070697 | 0.010162 | 0.090329 | 0.032521 | 0.058 | 0.077403 | 0.066477 | 0.094422 | 0.093269 | 0.050406 | 0.076886 | 0.01374 | 0.041359 | 0.055943 | 0.046821 | 0.047254 | 0.0758 | 0.080406 | 0.036711 | 0.017366 | 0.091631 | 0.036259 | 0.031667 | 0.058781 | 0.01375 | 0.093591 | 0.062804 | 0.080656 | 0.087369 | 0.044629 | 0.038107 | 0.025539 | 0.097079 | 0.012799 | 0.071371 | 0.010723 | 0.09966 | 0.053492 | 0.088932 | 0.017493 | 0.060117 | 0.078912 | 0.052159 | 0.053188 | 0.046479 | 0.09903 | 0.060199 | 0.033781 | 0.038241 | 0.016028 | 0.025144 | 0.022651 | 0.076258 | 0.0804 | 0.094214 | 0.058766 | 0.083617 | 0.022359 | 0.029902 | 0.024553 | 0.029582 | 0.061393 | 0.014685 | 0.063831 | 0.071555 | 0.069901 | 0.088271 | 0.012147 | 0.084042 | 0.072472 | 0.090115 | 0.048439 | 0.087764 | 0.026223 | 0.028824 | 0.07392 | 0.066774 | 0.058737 | 0.073879 | 0.022047 | 0.050798 | 0.041394 | 0.045 | 0.018245 | 0.067544 | 0.038637 | 0.068604 | 0.058817 | 0.087487 | 0.080569 | 0.040762 | 0.052427 | 0.068473 | 0.060015 | 0.083853 | 0.039272 | 0.088415 | 0.065742 | 0.036974 | 0.028895 | 0.051219 | 0.086586 | 0.047729 | 0.056484 | 0.080196 | 0.060134 | 0.029168 | 0.038528 | 0.097309 | 0.064006 | 0.034046 | 0.08913 | 0.087005 | 0.074488 | 0.029826 | 0.086994 | 0.066244 | 0.069446 | 0.054762 | 0.06092 | 0.022203 | 0.05866 | 0.064012 | 0.055958 | 0.019822 | 0.015245 | 0.092361 | 0.050242 | 0.026377 | 0.067362 | 0.061917 | 0.072525 | 0.09024 | 0.033233 | 0.09801 | 0.037457 | 0.054163 | 0.084158 | 0.049667 | 0.057213 | 0.065145 | 0.021333 | 0.078713 | 0.035999 | 0.062851 | 0.045932 | 0.046381 | 0.038455 | 0.044096 | 0.058786 | 0.076474 | 0.068337 | 0.028975 | 0.058797 | 0.057684 | 0.087558 | 0.034726 | 0.036462 | 0.031023 | 0.08279 | 0.094881 | 0.060992 | 0.082718 | 0.020687 | 0.038164 | 0.097755 | 0.054043 | 0.042793 | 0.0905 | 0.03743 | 0.071146 | 0.097483 | 0.058338 | 0.011031 | 0.099499 | 0.075395 | 0.059969 | 0.038239 | 0.030653 | 0.079508 | 0.03717 | 0.048246 | 0.082044 | 0.020224 | 0.035955 | 0.017105 | 0.099899 | 0.07284 | 0.077592 | 0.020542 | 0.083183 | 0.066406 | 0.052498 | 0.059142 | 0.040915 | 0.029695 | 0.029754 | 0.0278 | 0.080461 | 0.069652 | 0.020947 | 0.078736 | 0.099526 | 0.063117 | 0.065549 | 0.039721 | 0.013047 | 0.034531 | 0.076782 | 0.086994 | 0.092599 | 0.054246 | 0.069843 | 0.07425 | 0.02931 | 0.070568 | 0.050453 | 0.034502 | 0.028468 | 0.081652 | 0.04262 | 0.061268 | 0.087936 | 0.033931 | 0.085625 | 0.014791 | 0.034577 | 0.055915 | 0.036293 | 0.041665 | 0.025305 | 0.077843 | 0.058239 | 0.025463 | 0.076741 | 0.050051 | 0.087395 | 0.082313 | 0.028887 | 0.083306 | 0.01064 | 0.098909 | 0.034169 | 0.039476 | 0.070304 | 0.081291 | 0.076299 | 0.093376 | 0.030043 | 0.087807 | 0.06869 | 0.041753 | 0.084359 | 0.063385 | 0.064236 | 0.03886 | 0.084316 | 0.05466 | 0.010265 | 0.064007 | 0.053623 | 0.011733 | 0.029374 | 0.060378 | 0.058289 | 0.048753 | 0.025101 | 0.041655 | 0.010292 | 0.056614 | 0.095308 | 0.073884 | 0.057737 | 0.067774 | 0.027603 | 0.026689 | 0.016361 | 0.015668 | 0.022749 | 0.034989 | 0.056638 | 0.066367 | 0.047662 | 0.062757 | 0.066629 | 0.062568 | 0.098364 | 0.072368 | 0.023762 | 0.080559 | 0.013901 | 0.076503 | 0.039346 | 0.081322 | 0.013738 | 0.097093 | 0.034493 | 0.08947 | 0.022049 | 0.058044 | 0.0367 | 0.010763 | 0.012196 | 0.01471 | 0.054337 | 0.091364 | 0.020723 | 0.097359 | 0.05956 | 0.054933 | 0.082744 | 0.035111 | 0.042144 | 0.041927 | 0.099091 | 0.04101 | 0.028902 | 0.020795 | 0.038264 | 0.061519 | 0.019108 | 0.068596 | 0.052723 | 0.058549 | 0.039447 | 0.060926 | 0.014366 | 0.095768 | 0.045231 | 0.045566 | 0.017395 | 0.012176 | 0.016347 | 0.095846 | 0.084624 | 0.065364 | 0.021868 | 0.019708 | 0.080472 | 0.078273 | 0.066933 | 0.059318 | 0.028248 | 0.023538 | 0.059447 | 0.069356 | 0.069346 | 0.025306 | 0.076069 | 0.03773 | 0.077532 | 0.073461 | 0.060259 | 0.031427 | 0.03077 | 0.028912 | 0.076955 | 0.057023 | 0.020925 | 0.013464 | 0.037942 | 0.089168 | 0.065165 | 0.066419 | 0.015004 | 0.073853 | 0.057325 | 0.055716 | 0.073041 | 0.078257 | 0.034408 | 0.033793 | 0.047563 | 0.037418 | 0.057142 | 0.028881 | 0.090851 | 0.093073 | 0.021301 | 0.088853 | 0.033215 | 0.095864 | 0.055328 | 0.061852 | 0.02848 | 0.025842 | 0.028946 | 0.016456 | 0.04727 | 0.049716 | 0.06153 | 0.061984 | 0.039587 | 0.015583 | 0.095406 | 0.013188 | 0.092666 | 0.059535 | 0.079152 | 0.072941 | 0.063271 | 0.094301 | 0.083299 | 0.036523 | 0.03158 | 0.033279 | 0.063909 | 0.034515 | 0.072622 | 0.081488 | 0.071836 | 0.017449 | 0.040613 | 0.036183 | 0.01932 | 0.01865 | 0.027214 | 0.059106 | 0.064825 | 0.095943 | 0.02448 | 0.075238 | 0.088041 | 0.083693 | 0.053233 | 0.053927 | 0.015855 | 0.072892 | 0.07258 | 0.08448 | 0.085456 | 0.059045 | 0.060426 | 0.015171 | 0.096164 | 0.077337 | 0.075154 | 0.046697 | 0.076349 | 0.044818 | 0.073626 | 0.05065 | 0.037328 | 0.01358 | 0.080321 | 0.055518 | 0.096763 | 0.090306 | 0.039583 | 0.099914 | 0.05816 | 0.056309 | 0.037095 | 0.089857 | 0.088287 | 0.070321 | 0.047329 | 0.075839 | 0.018744 | 0.079143 | 0.038013 | 0.01795 | 0.037628 | 0.087714 | 0.040711 | 0.039914 | 0.095469 | 0.039358 | 0.089778 | 0.021872 | 0.096803 | 0.072349 | 0.060447 | 0.028811 | 0.08407 | 0.064451 | 0.089635 | 0.086669 | 0.038218 | 0.019507 | 0.060052 | 0.043189 | 0.072292 | 0.021873 | 0.094176 | 0.033554 | 0.094347 | 0.045476 | 0.050881 | 0.038092 | 0.095731 | 0.06593 | 0.025715 | 0.054863 | 0.098912 | 0.081891 | 0.09192 | 0.048565 | 0.076262 | 0.077062 | 0.057299 | 0.018209 | 0.051108 | 0.053405 | 0.088385 | 0.014229 | 0.039608 | 0.037756 | 0.085884 | 0.057882 | 0.010439 | 0.03218 | 0.050111 | 0.049638 | 0.050396 | 0.052717 | 0.068633 | 0.037679 | 0.093535 | 0.044208 | 0.038767 | 0.01283 | 0.085463 | 0.097607 | 0.04396 | 0.086829 | 0.057828 | 0.066401 | 0.019526 | 0.096256 | 0.020774 | 0.027222 | 0.029162 | 0.072285 | 0.049993 | 0.011865 | 0.027473 | 0.071115 | 0.041271 | 0.034501 | 0.097708 | 0.098828 | 0.075905 | 0.033951 | 0.062744 | 0.011194 | 0.075369 | 0.012282 | 0.075975 | 0.043928 | 0.079966 | 0.091385 | 0.052952 | 0.08817 | 0.03033 | 0.072646 | 0.031136 | 0.099524 | 0.071975 | 0.056661 | 0.011049 | 0.08307 | 0.022847 | 0.063274 | 0.036168 | 0.022637 | 0.093286 | 0.081671 | 0.074493 | 0.077742 | 0.081311 | 0.045835 | 0.064461 | 0.036214 | 0.094319 | 0.038168 | 0.013726 | 0.05783 | 0.069878 | 0.071677 | 0.046036 | 0.088117 | 0.090358 | 0.071389 | 0.088772 | 0.039195 | 0.031076 | 0.048219 | 0.079007 | 0.063131 | 0.094775 | 0.068751 | 0.028256 | 0.039389 | 0.075838 | 0.066898 | 0.082349 | 0.089767 | 0.053425 | 0.056831 | 0.028181 | 0.081437 | 0.061004 | 0.010136 | 0.07697 | 0.041988 | 0.065225 | 0.055508 | 0.026758 | 0.06255 | 0.059575 | 0.045921 | 0.053812 | 0.082507 | 0.020618 | 0.024542 | 0.012859 | 0.059681 | 0.057772 | 0.0917 | 0.031364 | 0.075349 | 0.053148 | 0.079329 | 0.016833 | 0.027958 | 0.03108 | 0.014419 | 0.046075 | 0.074682 | 0.074376 | 0.029241 | 0.089018 | 0.01993 | 0.052309 | 0.031322 | 0.032409 | 0.081962 | 0.014459 | 0.095655 | 0.088574 | 0.02997 | 0.01386 | 0.081059 | 0.035311 | 0.086833 | 0.081941 | 0.022884 | 0.063745 | 0.016386 | 0.063846 | 0.055413 | 0.037327 | 0.066527 | 0.048325 | 0.085868 | 0.047268 | 0.010365 | 0.082631 | 0.083539 | 0.040678 | 0.018998 | 0.04757 | 0.047703 | 0.078733 | 0.094302 | 0.080297 | 0.085286 | 0.017763 | 0.02161 | 0.076527 | 0.077059 | 0.044104 | 0.052966 | 0.036935 | 0.029934 | 0.039375 | 0.071524 | 0.088291 | 0.027016 | 0.099744 | 0.032811 | 0.017994 | 0.095452 | 0.045133 | 0.022747 | 0.051944 | 0.013557 | 0.030022 | 0.022975 | 0.062431 | 0.032074 | 0.029021 | 0.069859 | 0.098392 | 0.025726 | 0.033986 | 0.061574 | 0.098813 | 0.040063 | 0.055811 | 0.028063 | 0.063941 | 0.011776 | 0.065352 | 0.011771 | 0.023837 | 0.019392 | 0.046247 | 0.086725 | 0.051102 | 0.046976 | 0.027456 | 0.098637 | 0.081428 | 0.079944 | 0.018343 | 0.058648 | 0.090009 | 0.066324 | 0.033112 | 0.07119 | 0.084139 | 0.047026 | 0.082639 | 0.047631 | 0.035078 | 0.082183 | 0.023556 | 0.09518 | 0.093008 | 0.077853 | 0.019088 | 0.034707 | 0.098859 | 0.018257 | 0.07391 | 0.023131 | 0.03928 | 0.077722 | 0.078556 | 0.070286 | 0.038337 | 0.036138 | 0.016277 | 0.043364 | 0.036713 | 0.08782 | 0.018379 | 0.0502 | 0.0598 | 0.042891 | 0.01283 | 0.072876 | 0.027498 | 0.052954 | 0.066451 | 0.045082 | 0.088943 | 0.010269 | 0.012791 | 0.010527 | 0.095646 | 0.021036 | 0.046914 | 0.062602 | 0.020421 | 0.080066 | 0.078418 | 0.042879 | 0.051239 | 0.042087 | 0.095488 | 0.022743 | 0.01924 | 0.04501 | 0.073518 | 0.097207 | 0.02428 | 0.075582 | 0.062422 | 0.049538 | 0.058725 | 0.01486 | 0.023689 | 0.043583 | 0.032718 | 0.071405 | 0.018712 | 0.034022 | 0.037464 | 0.043898 | 0.01161 | 0.073961 | 0.033051 | 0.070964 | 0.012212 | 0.031386 | 0.027382 | 0.06138 | 0.081962 | 0.039575 | 0.038165 | 0.044859 | 0.041479 | 0.015463 | 0.011069 | 0.052161 | 0.012444 | 0.091882 | 0.010744 | 0.052546 | 0.062557 | 0.080542 | 0.026666 | 0.061314 | 0.037236 | 0.090184 | 0.075978 | 0.051267 | 0.033805 | 0.097193 | 0.082912 | 0.071215 | 0.040048 | 0.054494 | 0.027501 | 0.062858 | 0.080716 | 0.077512 | 0.02098 | 0.052272 | 0.078294 | 0.043214 | 0.035215 | 0.013791 | 0.025815 | 0.053184 | 0.041728 | 0.068818 | 0.084929 | 0.013229 | 0.039216 | 0.055312 | 0.030702 | 0.034224 | 0.013015 | 0.056899 | 0.011676 | 0.031367 | 0.098496 | 0.030683 | 0.05342 | 0.025067 | 0.077227 | 0.060295 | 0.043164 | 0.01159 | 0.036481 | 0.023086 | 0.015557 | 0.043758 | 0.076894 | 0.0404 | 0.046045 | 0.085069 | 0.035699 | 0.052014 | 0.031375 | 0.098553 | 0.065667 | 0.02354 | 0.068026 | 0.088047 | 0.05186 | 0.028803 | 0.082135 | 0.050906 | 0.068576 | 0.026224 | 0.084655 | 0.048091 | 0.011623 | 0.022884 | 0.011261 | 0.017006 | 0.085811 | 0.089362 | 0.083521 | 0.041193 | 0.092021 | 0.027465 | 0.066574 | 0.04608 | 0.078097 | 0.011576 | 0.016403 | 0.072618 | 0.021389 | 0.056809 | 0.021646 | 0.032776 | 0.08763 | 0.092535 | 0.062899 | 0.099915 | 0.082056 | 0.042312 | 0.015174 | 0.032236 | 0.061959 | 0.085588 | 0.032701 | 0.046061 | 0.090305 | 0.071226 | 0.09354 | 0.078393 | 0.04525 | 0.031449 | 0.018719 | 0.034415 | 0.026772 | 0.036945 | 0.048867 | 0.019306 | 0.028915 | 0.070873 | 0.065066 | 0.05452 | 0.02343 | 0.011878 | 0.025738 | 0.037704 | 0.086445 | 0.024542 | 0.046595 | 0.032311 | 0.049292 | 0.06929 | 0.074509 | 0.030476 | 0.030953 | 0.025577 | 0.087728 | 0.019869 | 0.023413 | 0.015239 | 0.019701 | 0.048579 | 0.039558 | 0.067188 | 0.085281 | 0.081829 | 0.01044 | 0.060402 | 0.087442 | 0.01747 | 0.037472 | 0.084387 | 0.052379 | 0.023727 | 0.021991 | 0.087228 | 0.072747 | 0.081402 | 0.097759 | 0.018412 | 0.077174 | 0.067019 | 0.068182 | 0.099402 | 0.059665 | 0.060198 | 0.086983 | 0.0221 | 0.061217 | 0.011287 | 0.049373 | 0.071116 | 0.030719 | 0.022474 | 0.023379 | 0.098491 | 0.06815 | 0.056142 | 0.080811 | 0.066834 | 0.026577 | 0.046118 | 0.045832 | 0.039868 | 0.072871 | 0.025624 | 0.06612 | 0.08507 | 0.068274 | 0.065811 | 0.054454 | 0.078267 | 0.03324 | 0.076641 | 0.029972 | 0.071461 | 0.076994 | 0.076526 | 0.074706 | 0.097901 | 0.082332 | 0.086266 | 0.07756 | 0.048264 | 0.052657 | 0.018541 | 0.056128 | 0.096554 | 0.058194 | 0.031308 | 0.080121 | 0.023016 | 0.027504 | 0.026752 | 0.054576 | 0.011822 | 0.054594 | 0.04256 | 0.087525 | 0.039767 | 0.044959 | 0.022775 | 0.021866 | 0.076669 | 0.032822 | 0.053896 | 0.033576 | 0.063216 | 0.080066 | 0.045176 | 0.027556 | 0.080603 | 0.013972 | 0.087537 | 0.051211 | 0.066816 | 0.09353 | 0.083114 | 0.078018 | 0.099161 | 0.074362 | 0.01682 | 0.045714 | 0.019146 | 0.093278 | 0.060277 | 0.060165 | 0.011431 | 0.063232 | 0.09465 | 0.045386 | 0.010979 | 0.082052 | 0.080486 | 0.085278 | 0.05407 | 0.083446 | 0.096479 | 0.093803 | 0.063629 | 0.098566 | 0.01153 | 0.071684 | 0.017773 | 0.074284 | 0.010106 | 0.01402 | 0.085856 | 0.08366 | 0.040117 | 0.062584 | 0.079072 | 0.054707 | 0.012073 | 0.015959 | 0.077183 | 0.037362 | 0.09111 | 0.048129 | 0.071567 | 0.025471 | 0.090577 | 0.093526 | 0.035125 | 0.052741 | 0.073019 | 0.022993 | 0.094876 | 0.087536 | 0.033535 | 0.038855 | 0.067733 | 0.071566 | 0.091602 | 0.022791 | 0.095425 | 0.011971 | 0.079602 | 0.082523 | 0.044432 | 0.088032 | 0.078999 | 0.058607 | 0.092829 | 0.040933 | 0.069715 | 0.050318 | 0.085952 | 0.090741 | 0.087604 | 0.077268 | 0.028262 | 0.047762 | 0.048101 | 0.024577 | 0.039212 | 0.028576 | 0.073725 | 0.01328 | 0.065336 | 0.036823 | 0.096671 | 0.071201 | 0.044722 | 0.022076 | 0.045565 | 0.08761 | 0.031942 | 0.014212 | 0.08527 | 0.056849 | 0.093185 | 0.085712 | 0.093164 | 0.070866 | 0.095997 | 0.020911 | 0.056108 | 0.052081 | 0.085235 | 0.015254 | 0.011198 | 0.032653 | 0.057506 | 0.08447 | 0.057167 | 0.0744 | 0.07908 | 0.027155 | 0.038516 | 0.080799 | 0.064987 | 0.05195 | 0.026862 | 0.05863 | 0.038821 | 0.070752 | 0.019562 | 0.0937 | 0.059381 | 0.084371 | 0.028683 | 0.078659 | 0.063064 | 0.089095 | 0.034547 | 0.07646 | 0.08383 | 0.037585 | 0.028967 | 0.049284 | 0.03032 | 0.046672 | 0.040254 | 0.066148 | 0.030954 | 0.097731 | 0.080536 | 0.034556 | 0.058301 | 0.026861 | 0.016388 | 0.088425 | 0.036391 | 0.011741 | 0.050311 | 0.047016 | 0.054495 | 0.054709 | 0.02968 | 0.094036 | 0.096684 | 0.064357 | 0.085769 | 0.083024 | 0.083971 | 0.09807 | 0.052354 | 0.09042 | 0.096749 | 0.014751 | 0.042057 | 0.022564 | 0.068291 | 0.046504 | 0.097336 | 0.045465 | 0.031041 | 0.028966 | 0.053213 | 0.027778 | 0.024198 | 0.017466 | 0.09814 | 0.030265 | 0.058355 | 0.095591 | 0.021158 | 0.093458 | 0.0538 | 0.028672 | 0.016146 | 0.096698 | 0.043192 | 0.023925 | 0.019391 | 0.039335 | 0.029518 | 0.044027 | 0.07852 | 0.053985 | 0.034598 | 0.072387 | 0.045309 | 0.099057 | 0.089628 | 0.030905 | 0.043686 | 0.047716 | 0.053093 | 0.031527 | 0.044435 | 0.061781 | 0.090656 | 0.055602 | 0.087061 | 0.07959 | 0.013038 | 0.054655 | 0.093689 | 0.061638 | 0.023031 | 0.028883 | 0.024298 | 0.017988 | 0.058414 | 0.073124 | 0.078082 | 0.036411 | 0.079421 | 0.023653 | 0.074341 | 0.089382 | 0.05881 | 0.045528 | 0.053555 | 0.040858 | 0.081798 | 0.094167 | 0.094458 | 0.051089 | 0.070777 | 0.070396 | 0.086135 | 0.046529 | 0.051514 | 0.090832 | 0.059296 | 0.068253 | 0.068582 | 0.033583 | 0.056253 | 0.084867 | 0.03045 | 0.014861 | 0.016251 | 0.032997 | 0.057075 | 0.085394 | 0.032762 | 0.027583 | 0.068001 | 0.024952 | 0.027175 | 0.07526 | 0.043236 | 0.093583 | 0.060565 | 0.07044 | 0.081688 | 0.017128 | 0.059143 | 0.076375 | 0.055434 | 0.058246 | 0.085726 | 0.026898 | 0.053848 | 0.012809 | 0.061767 | 0.032196 | 0.051129 | 0.075366 | 0.011329 | 0.04006 | 0.019135 | 0.046337 | 0.051681 | 0.069713 | 0.033331 | 0.042339 | 0.094298 | 0.09176 | 0.028262 | 0.081967 | 0.032772 | 0.061525 | 0.020233 | 0.093475 | 0.022004 | 0.056888 | 0.03044 | 0.078044 | 0.027675 | 0.094747 | 0.052308 | 0.015665 | 0.076295 | 0.021711 | 0.028952 | 0.014437 | 0.01156 | 0.084978 | 0.081483 | 0.084471 | 0.017499 | 0.035994 | 0.027338 | 0.051316 | 0.028266 | 0.090115 | 0.095892 | 0.01226 | 0.03755 | 0.063088 | 0.03579 | 0.075367 | 0.018599 | 0.095076 | 0.013863 | 0.037002 | 0.07633 | 0.020075 | 0.015086 | 0.039542 | 0.04943 | 0.020325 | 0.035268 | 0.092022 | 0.059246 | 0.037852 | 0.074175 | 0.094407 | 0.011453 | 0.049701 | 0.015633 | 0.056287 | 0.018563 | 0.083774 | 0.023725 | 0.093814 | 0.056293 | 0.091233 | 0.070272 | 0.017521 | 0.053765 | 0.078895 | 0.054727 | 0.011743 | 0.031402 | 0.051177 | 0.038693 | 0.041973 | 0.02717 | 0.029914 | 0.068819 | 0.035556 | 0.088783 | 0.083893 | 0.039746 | 0.08591 | 0.071442 | 0.09559 | 0.031828 | 0.050786 | 0.044429 | 0.018582 | 0.075979 | 0.080244 | 0.045056 | 0.076241 | 0.025184 | 0.013982 | 0.094116 | 0.010191 | 0.023356 | 0.064323 | 0.086407 | 0.080904 | 0.03366 | 0.088245 | 0.052338 | 0.026556 | 0.086145 | 0.025477 | 0.072516 | 0.038107 | 0.057326 | 0.02936 | 0.041035 | 0.062713 | 0.084444 | 0.070397 | 0.04182 | 0.025657 | 0.028654 | 0.019736 | 0.049932 | 0.055877 | 0.080852 | 0.044954 | 0.080936 | 0.018683 | 0.029265 | 0.066072 | 0.016099 | 0.011147 | 0.031747 | 0.025613 | 0.050717 | 0.093486 | 0.082651 | 0.069128 | 0.094288 | 0.065358 | 0.073365 | 0.016045 | 0.068103 | 0.092142 | 0.01738 | 0.053991 | 0.038899 | 0.086679 | 0.037726 | 0.083884 | 0.027716 | 0.071925 | 0.086693 | 0.097285 | 0.091418 | 0.044605 | 0.085284 | 0.020641 | 0.055834 | 0.051584 | 0.078774 | 0.02602 | 0.049174 | 0.053222 | 0.044391 | 0.071829 | 0.028989 | 0.081543 | 0.075365 | 0.080456 | 0.050485 | 0.069524 | 0.091632 | 0.098111 | 0.02735 | 0.095486 | 0.089198 | 0.0181 | 0.060063 | 0.036036 | 0.091647 | 0.069827 | 0.077531 | 0.054855 | 0.097096 | 0.021211 | 0.060038 | 0.096036 | 0.020279 | 0.018313 | 0.044628 | 0.06522 | 0.06748 | 0.077325 | 0.070283 | 0.036626 | 0.013438 | 0.068057 | 0.036203 | 0.086045 | 0.02605 | 0.083651 | 0.098835 | 0.071768 | 0.043818 | 0.088715 | 0.082429 | 0.066149 | 0.084919 | 0.065079 | 0.016423 | 0.017806 | 0.053722 | 0.033322 | 0.019455 | 0.030636 | 0.097315 | 0.089957 | 0.034046 | 0.033571 | 0.020133 | 0.098188 | 0.04108 | 0.050283 | 0.067375 | 0.047975 | 0.070962 | 0.086137 | 0.02762 | 0.037957 | 0.070743 | 0.088253 | 0.031131 | 0.086017 | 0.091763 | 0.096035 | 0.044815 | 0.031675 | 0.035007 | 0.085954 | 0.093246 | 0.041856 | 0.089792 | 0.050468 | 0.052928 | 0.072938 | 0.061363 | 0.029957 | 0.046087 | 0.040208 | 0.026962 | 0.081224 | 0.013269 | 0.080981 | 0.011086 | 0.023192 | 0.060567 | 0.074442 | 0.039477 | 0.053906 | 0.031234 | 0.022907 | 0.094081 | 0.015312 | 0.03055 | 0.076067 | 0.018181 | 0.089205 | 0.061464 | 0.040639 | 0.092542 | 0.017626 | 0.048779 | 0.044456 | 0.031978 | 0.054273 | 0.015766 | 0.099664 | 0.041984 | 0.040331 | 0.048466 | 0.068165 | 0.032273 | 0.031125 | 0.076733 | 0.071923 | 0.068661 | 0.020095 | 0.068322 | 0.089577 | 0.061072 | 0.037587 | 0.069941 | 0.080967 | 0.082787 | 0.015888 | 0.013553 | 0.010505 | 0.039533 | 0.021467 | 0.098802 | 0.029816 | 0.060576 | 0.043096 | 0.029662 | 0.037161 | 0.036021 | 0.030485 | 0.079428 | 0.051427 | 0.092872 | 0.059471 | 0.065364 | 0.069318 | 0.090423 | 0.026469 | 0.090187 | 0.050658 | 0.073808 | 0.02528 | 0.028635 | 0.016876 | 0.049456 | 0.054691 | 0.069438 | 0.066605 | 0.099004 | 0.07118 | 0.018631 | 0.080616 | 0.020755 | 0.084655 | 0.056444 | 0.025401 | 0.027727 | 0.056847 | 0.061773 | 0.098737 | 0.099775 | 0.085863 | 0.033155 | 0.078015 | 0.07 | 0.066673 | 0.083582 | 0.06877 | 0.039053 | 0.095475 | 0.032302 | 0.050209 | 0.010558 | 0.058399 | 0.046265 | 0.081087 | 0.084398 | 0.088206 | 0.02051 | 0.031228 | 0.077713 | 0.029724 | 0.03096 | 0.089618 | 0.075491 | 0.053906 | 0.047536 | 0.036038 | 0.016453 | 0.026783 | 0.093182 | 0.031848 | 0.081802 | 0.08915 | 0.01826 | 0.072244 | 0.069729 | 0.028134 | 0.035821 | 0.017481 | 0.016994 | 0.077736 | 0.037566 | 0.081902 | 0.013159 | 0.055468 | 0.016794 | 0.035618 | 0.037466 | 0.024832 | 0.014367 | 0.05614 | 0.024878 | 0.031847 | 0.053249 | 0.054574 | 0.033297 | 0.047579 | 0.07054 | 0.084982 | 0.01837 | 0.055744 | 0.04845 | 0.090143 | 0.01964 | 0.053713 | 0.073147 | 0.070399 | 0.090895 | 0.027859 | 0.063876 | 0.075499 | 0.051397 | 0.064735 | 0.048069 | 0.047369 | 0.021133 | 0.019785 | 0.091786 | 0.096956 | 0.024281 | 0.073916 | 0.066021 | 0.062504 | 0.037474 | 0.029385 | 0.097042 | 0.01848 | 0.062715 | 0.013475 | 0.038895 | 0.082199 | 0.089691 | 0.026319 | 0.076589 | 0.077681 | 0.062066 | 0.012121 | 0.028462 | 0.054719 | 0.076182 | 0.071277 | 0.09267 | 0.051632 | 0.017331 | 0.018735 | 0.013731 | 0.048005 | 0.02363 | 0.048192 | 0.038149 | 0.036644 | 0.062885 | 0.09444 | 0.04934 | 0.099952 | 0.024308 | 0.088199 | 0.024563 | 0.031942 | 0.021887 | 0.074838 | 0.07964 | 0.014312 | 0.056068 | 0.029302 | 0.035311 | 0.09537 | 0.019007 | 0.065612 | 0.072553 | 0.076244 | 0.025106 | 0.063838 | 0.017256 | 0.022708 | 0.01219 | 0.078938 | 0.055116 | 0.092447 | 0.097529 | 0.058851 | 0.079687 | 0.078719 | 0.082472 | 0.030475 | 0.050433 | 0.090135 | 0.028945 | 0.059383 | 0.058605 | 0.020244 | 0.067817 | 0.065856 | 0.07352 | 0.083466 | 0.062238 | 0.018827 | 0.049717 | 0.033724 | 0.073388 | 0.068382 | 0.0413 | 0.092576 | 0.015028 | 0.077953 | 0.090535 | 0.024796 | 0.033726 | 0.057869 | 0.029325 | 0.071366 | 0.044655 | 0.041312 | 0.020575 | 0.083885 | 0.057797 | 0.010562 | 0.08587 | 0.082325 | 0.031001 | 0.090629 | 0.088967 | 0.030877 | 0.024126 | 0.045721 | 0.047839 | 0.027012 | 0.089875 | 0.083944 | 0.035868 | 0.0193 | 0.03387 | 0.0809 | 0.027756 | 0.017893 | 0.050944 | 0.084331 | 0.067964 | 0.017149 | 0.032527 | 0.070308 | 0.098164 | 0.035111 | 0.070262 | 0.082456 | 0.04248 | 0.045278 | 0.051032 | 0.076993 | 0.084033 | 0.057764 | 0.08739 | 0.058074 | 0.083244 | 0.022631 | 0.08904 | 0.071304 | 0.093777 | 0.092948 | 0.028033 | 0.024893 | 0.070376 | 0.024749 | 0.077093 | 0.031577 | 0.066068 | 0.084942 | 0.098169 | 0.098725 | 0.055655 | 0.084736 | 0.092133 | 0.018286 | 0.031741 | 0.038908 | 0.032873 | 0.083244 | 0.014737 | 0.025265 | 0.059364 | 0.02903 | 0.064166 | 0.067216 | 0.012388 | 0.0894 | 0.028865 | 0.061537 | 0.036059 | 0.089078 | 0.063787 | 0.094692 | 0.073391 | 0.080073 | 0.061301 | 0.083416 | 0.033612 | 0.088142 | 0.017882 | 0.014414 | 0.07067 | 0.041123 | 0.099134 | 0.01051 | 0.092932 | 0.081276 | 0.029405 | 0.087134 | 0.076396 | 0.081231 | 0.088355 | 0.092972 | 0.087957 | 0.099548 | 0.083129 | 0.033847 | 0.020827 | 0.064473 | 0.024334 | 0.04312 | 0.089517 | 0.052175 | 0.039364 | 0.090108 | 0.042762 | 0.017489 | 0.067342 | 0.047463 | 0.085646 | 0.077592 | 0.094408 | 0.062462 | 0.068449 | 0.012112 | 0.090519 | 0.036255 | 0.06033 | 0.077061 | 0.06099 | 0.061145 | 0.094946 | 0.076136 | 0.097959 | 0.013523 | 0.056198 | 0.062828 | 0.052909 | 0.014405 | 0.074147 | 0.018883 | 0.055928 | 0.065644 | 0.044661 | 0.035092 | 0.048669 | 0.047518 | 0.096077 | 0.036528 | 0.052351 | 0.026983 | 0.041837 | 0.048585 | 0.045769 | 0.079412 | 0.049077 | 0.091776 | 0.07536 | 0.090721 | 0.067 | 0.055178 | 0.054816 | 0.042379 | 0.015386 | 0.070233 | 0.050971 | 0.030689 | 0.026841 | 0.09927 | 0.075772 | 0.037633 | 0.012307 | 0.087937 | 0.075859 | 0.037528 | 0.095564 | 0.018332 | 0.036615 | 0.030068 | 0.085227 | 0.059914 | 0.045859 | 0.088688 | 0.041075 | 0.012646 | 0.094022 | 0.045408 | 0.062594 | 0.021289 | 0.02004 | 0.083703 | 0.033341 | 0.098468 | 0.0547 | 0.035346 | 0.039751 | 0.026949 | 0.071703 | 0.035207 | 0.017379 | 0.069268 | 0.029037 | 0.027301 | 0.040521 | 0.010463 | 0.03465 | 0.084889 | 0.089717 | 0.051969 | 0.038914 | 0.077407 | 0.09192 | 0.078701 | 0.048364 | 0.073597 | 0.065519 | 0.017566 | 0.04592 | 0.054892 | 0.053153 | 0.052132 | 0.015306 | 0.089907 | 0.075608 | 0.043417 | 0.05698 | 0.087884 | 0.057579 | 0.030128 | 0.090516 | 0.067099 | 0.049763 | 0.013228 | 0.093305 | 0.078638 | 0.093124 | 0.066018 | 0.056096 | 0.09745 | 0.065928 | 0.020731 | 0.019065 | 0.042648 | 0.08802 | 0.079815 | 0.058974 | 0.064802 | 0.023654 | 0.058789 | 0.097661 | 0.088978 | 0.066257 | 0.024142 | 0.044855 | 0.061357 | 0.088063 | 0.059795 | 0.029859 | 0.088765 | 0.044248 | 0.037567 | 0.089163 | 0.066793 | 0.041925 | 0.027153 | 0.065367 | 0.05313 | 0.038343 | 0.012024 | 0.024848 | 0.032674 | 0.089402 | 0.060145 | 0.049747 | 0.095791 | 0.048167 | 0.080362 | 0.070187 | 0.015271 | 0.045084 | 0.024358 | 0.030037 | 0.078278 | 0.035999 | 0.081019 | 0.015055 | 0.062245 | 0.046861 | 0.086095 | 0.08243 | 0.032341 | 0.026533 | 0.093661 | 0.060294 | 0.07838 | 0.099606 | 0.076823 | 0.036274 | 0.048123 | 0.034568 | 0.064918 | 0.077535 | 0.090163 | 0.081218 | 0.074915 | 0.026475 | 0.014372 | 0.098837 | 0.076386 | 0.040769 | 0.031532 | 0.073059 | 0.048541 | 0.093478 | 0.098726 | 0.024954 | 0.043506 | 0.054967 | 0.016373 | 0.091034 | 0.060118 | 0.050122 | 0.066955 | 0.038943 | 0.080902 | 0.06666 | 0.067804 | 0.070592 | 0.027251 | 0.047444 | 0.072834 | 0.097469 | 0.084991 | 0.05843 | 0.08257 | 0.077348 | 0.046284 | 0.079279 | 0.095338 | 0.053011 | 0.022779 | 0.010574 | 0.054118 | 0.059617 | 0.081105 | 0.018816 | 0.028631 | 0.056875 | 0.075056 | 0.032062 | 0.091374 | 0.027374 | 0.049653 | 0.046838 | 0.030466 | 0.04307 | 0.062397 | 0.092322 | 0.082955 | 0.035738 | 0.054944 | 0.058226 | 0.084683 | 0.021129 | 0.01874 | 0.011248 | 0.020234 | 0.080559 | 0.07982 | 0.045508 | 0.085535 | 0.043484 | 0.099035 | 0.025818 | 0.031194 | 0.045542 | 0.058648 | 0.021474 | 0.027238 | 0.083838 | 0.064411 | 0.041059 | 0.088313 | 0.087067 | 0.078246 | 0.047407 | 0.077151 | 0.020296 | 0.059241 | 0.05925 | 0.050404 | 0.062716 | 0.079251 | 0.030957 | 0.094262 | 0.093682 | 0.027317 | 0.06772 | 0.091575 | 0.056697 | 0.076017 | 0.021326 | 0.05965 | 0.097776 | 0.035722 | 0.090983 | 0.073671 | 0.030124 | 0.079928 | 0.020921 | 0.045335 | 0.08763 | 0.025709 | 0.027975 | 0.054955 | 0.019257 | 0.065141 | 0.036897 | 0.022161 | 0.024957 | 0.068532 | 0.013065 | 0.043985 | 0.028994 | 0.064965 | 0.032399 | 0.045153 | 0.08392 | 0.038979 | 0.033275 | 0.071398 | 0.090007 | 0.034452 | 0.077927 | 0.017763 | 0.083694 | 0.013393 | 0.06393 | 0.023784 | 0.02233 | 0.034434 | 0.076092 | 0.042789 | 0.02451 | 0.051576 | 0.077001 | 0.022256 | 0.017603 | 0.034247 | 0.062186 | 0.073918 | 0.017462 | 0.016578 | 0.035739 | 0.095995 | 0.067688 | 0.071417 | 0.018239 | 0.02949 | 0.095692 | 0.079256 | 0.035435 | 0.069906 | 0.052759 | 0.077346 | 0.094819 | 0.042332 | 0.057805 | 0.058171 | 0.067193 | 0.072456 | 0.094203 | 0.031097 | 0.036727 | 0.056839 | 0.017094 | 0.033605 | 0.017236 | 0.011565 | 0.076669 | 0.059684 | 0.074884 | 0.069161 | 0.053644 | 0.091306 | 0.088283 | 0.067592 | 0.061862 | 0.013633 | 0.08194 | 0.03515 | 0.069206 | 0.090547 | 0.034723 | 0.037576 | 0.016169 | 0.013676 | 0.053723 | 0.092109 | 0.096338 | 0.034036 | 0.031915 | 0.061734 | 0.099016 | 0.082534 | 0.04305 | 0.094795 | 0.016008 | 0.082205 | 0.084213 | 0.032906 | 0.060078 | 0.07111 | 0.082756 | 0.095928 | 0.081756 | 0.080523 | 0.046995 | 0.046505 | 0.096385 | 0.08439 | 0.010721 | 0.073003 | 0.010034 | 0.06021 | 0.031275 | 0.083012 | 0.092844 | 0.080576 | 0.033682 | 0.09342 | 0.032185 | 0.095538 | 0.047339 | 0.011116 | 0.052126 | 0.077083 | 0.064809 | 0.05321 | 0.09188 | 0.065184 | 0.065149 | 0.058925 | 0.066664 | 0.076748 | 0.061306 | 0.02474 | 0.097376 | 0.078964 | 0.039176 | 0.07698 | 0.019077 | 0.029827 | 0.046056 | 0.099173 | 0.098472 | 0.051023 | 0.017368 | 0.083401 | 0.034639 | 0.097033 | 0.052634 | 0.0437 | 0.049565 | 0.023683 | 0.068952 | 0.034779 | 0.046813 | 0.090701 | 0.085622 | 0.039327 | 0.057349 | 0.074785 | 0.083893 | 0.043935 | 0.078752 | 0.043381 | 0.088155 | 0.054592 | 0.095467 | 0.020922 | 0.073291 | 0.02914 | 0.02918 | 0.015667 | 0.072305 | 0.081076 | 0.051834 | 0.084399 | 0.045306 | 0.040255 | 0.052116 | 0.091365 | 0.015649 | 0.05094 | 0.081792 | 0.046326 | 0.067504 | 0.041895 | 0.027152 | 0.046275 | 0.010003 | 0.07378 | 0.045407 | 0.071226 | 0.045399 | 0.069919 | 0.087092 | 0.091938 | 0.021242 | 0.020804 | 0.062166 | 0.061673 | 0.039372 | 0.091408 | 0.02205 | 0.053067 | 0.074828 | 0.081643 | 0.035358 | 0.036937 | 0.084808 | 0.011621 | 0.076551 | 0.086804 | 0.038947 | 0.021616 | 0.057811 | 0.046163 | 0.016226 | 0.085799 | 0.097507 | 0.09487 | 0.098517 | 0.017326 | 0.037561 | 0.010012 | 0.088922 | 0.097066 | 0.057636 | 0.059007 | 0.04356 | 0.045131 | 0.090802 | 0.019877 | 0.066546 | 0.064438 | 0.082094 | 0.081707 | 0.018813 | 0.096413 | 0.083162 | 0.0456 | 0.024858 | 0.097136 | 0.071304 | 0.019711 | 0.077513 | 0.052785 | 0.072363 | 0.014254 | 0.080598 | 0.075098 | 0.086429 | 0.013417 | 0.084498 | 0.010527 | 0.085933 | 0.04763 | 0.013309 | 0.090717 | 0.057834 | 0.088635 | 0.014765 | 0.031743 | 0.085987 | 0.085671 | 0.063896 | 0.024915 | 0.015176 | 0.072631 | 0.082937 | 0.051211 | 0.022948 | 0.056565 | 0.068059 | 0.076898 | 0.078674 | 0.016687 | 0.022714 | 0.081152 | 0.089984 | 0.061141 | 0.025293 | 0.045752 | 0.097218 | 0.044257 | 0.081285 | 0.022255 | 0.068814 | 0.037604 | 0.069466 | 0.098885 | 0.036819 | 0.05232 | 0.051112 | 0.098772 | 0.078411 | 0.092841 | 0.092932 | 0.080924 | 0.01981 | 0.030003 | 0.068411 | 0.040993 | 0.048478 | 0.018402 | 0.052006 | 0.010985 | 0.094937 | 0.048749 | 0.084357 | 0.066305 | 0.070467 | 0.015508 | 0.015905 | 0.019983 | 0.072327 | 0.09237 | 0.081951 | 0.094615 | 0.050397 | 0.058339 | 0.081653 | 0.019158 | 0.070774 | 0.09338 | 0.092996 | 0.030892 | 0.035502 | 0.029742 | 0.022217 | 0.025753 | 0.038722 | 0.034878 | 0.052749 | 0.027962 | 0.031847 | 0.07055 | 0.073105 | 0.070596 | 0.073618 | 0.069395 | 0.033445 | 0.032355 | 0.043357 | 0.057277 | 0.025259 | 0.033927 | 0.0692 | 0.084114 | 0.078713 | 0.047879 | 0.081681 | 0.097283 | 0.020249 | 0.063574 | 0.060222 | 0.056793 | 0.079638 | 0.041312 | 0.04034 | 0.083469 | 0.044565 | 0.051389 | 0.063923 | 0.017919 | 0.018322 | 0.09202 | 0.017872 | 0.028682 | 0.06208 | 0.0881 | 0.066659 | 0.065662 | 0.083791 | 0.060496 | 0.016158 | 0.093009 | 0.082213 | 0.049682 | 0.072217 | 0.073415 | 0.084953 | 0.066471 | 0.055483 | 0.014206 | 0.028894 | 0.052437 | 0.032549 | 0.017209 | 0.035224 | 0.094929 | 0.063423 | 0.061851 | 0.024457 | 0.065465 | 0.069488 | 0.048163 | 0.068496 | 0.057823 | 0.024711 | 0.033647 | 0.087 | 0.071656 | 0.045783 | 0.076695 | 0.091275 | 0.041617 | 0.093411 | 0.032207 | 0.052905 | 0.013296 | 0.020644 | 0.089491 | 0.047905 | 0.044653 | 0.054788 | 0.039126 | 0.013639 | 0.068625 | 0.077561 | 0.043911 | 0.039777 | 0.045883 | 0.030516 | 0.05118 | 0.073033 | 0.057773 | 0.069239 | 0.08521 | 0.033515 | 0.08141 | 0.066934 | 0.042 | 0.023737 | 0.098719 | 0.055087 | 0.094117 | 0.079959 | 0.078433 | 0.020305 | 0.04765 | 0.013402 | 0.081418 | 0.086052 | 0.031151 | 0.069072 | 0.027614 | 0.044338 | 0.04751 | 0.086876 | 0.081075 | 0.034443 | 0.066906 | 0.095579 | 0.067324 | 0.045959 | 0.085138 | 0.093169 | 0.032589 | 0.046553 | 0.092694 | 0.050501 | 0.08553 | 0.098822 | 0.098175 | 0.053086 | 0.022606 | 0.020697 | 0.07943 | 0.035502 | 0.095507 | 0.010045 | 0.090119 | 0.026129 | 0.05756 | 0.097732 | 0.066909 | 0.042536 | 0.066076 | 0.096088 | 0.084103 | 0.094332 | 0.035331 | 0.081835 | 0.088621 | 0.097542 | 0.099447 | 0.061485 | 0.098521 | 0.060679 | 0.028494 | 0.017422 | 0.059975 | 0.025035 | 0.071982 | 0.017737 | 0.01676 | 0.089969 | 0.066966 | 0.029571 | 0.012894 | 0.051894 | 0.031513 | 0.055672 | 0.069379 | 0.056489 | 0.029054 | 0.096591 | 0.076806 | 0.065072 | 0.054154 | 0.030983 | 0.041073 | 0.043508 | 0.096132 | 0.011883 | 0.01646 | 0.047258 | 0.085102 | 0.013592 | 0.049613 | 0.065062 | 0.098904 | 0.015003 | 0.03661 | 0.050187 | 0.035461 | 0.077073 | 0.074432 | 0.08776 | 0.017552 | 0.063445 | 0.078149 | 0.093804 | 0.062543 | 0.07327 | 0.022369 | 0.071637 | 0.029226 | 0.023061 | 0.089731 | 0.049287 | 0.069842 | 0.083245 | 0.090524 | 0.040633 | 0.037678 | 0.025592 | 0.018142 | 0.030183 | 0.072026 | 0.056599 | 0.090554 | 0.054681 | 0.021779 | 0.035103 | 0.078501 | 0.063048 | 0.082794 | 0.052213 | 0.081321 | 0.098012 | 0.010007 | 0.010791 | 0.071999 | 0.05406 | 0.066933 | 0.047516 | 0.084616 | 0.055901 | 0.012909 | 0.098297 | 0.031694 | 0.040197 | 0.050375 | 0.029079 | 0.061701 | 0.099097 | 0.077518 | 0.012386 | 0.067069 | 0.085514 | 0.095349 | 0.091119 | 0.077798 | 0.031124 | 0.098565 | 0.07279 | 0.078247 | 0.091056 | 0.079963 | 0.054619 | 0.065878 | 0.07733 | 0.074708 | 0.04612 | 0.079093 | 0.052908 | 0.080073 | 0.090073 | 0.060925 | 0.042151 | 0.048913 | 0.030743 | 0.063914 | 0.095034 | 0.015712 | 0.013113 | 0.095821 | 0.026187 | 0.018789 | 0.051014 | 0.035341 | 0.022568 | 0.050175 | 0.095391 | 0.091257 | 0.033071 | 0.023824 | 0.090482 | 0.047339 | 0.066075 | 0.063949 | 0.015956 | 0.093009 | 0.080162 | 0.086724 | 0.011711 | 0.079131 | 0.085118 | 0.037124 | 0.035812 | 0.065577 | 0.037645 | 0.080056 | 0.015625 | 0.059375 | 0.061773 | 0.029215 | 0.075135 | 0.065827 | 0.087565 | 0.013737 | 0.052101 | 0.093386 | 0.040792 | 0.081129 | 0.056782 | 0.079768 | 0.072387 | 0.028583 | 0.037643 | 0.041195 | 0.019385 | 0.068119 | 0.091327 | 0.068898 | 0.026591 | 0.069931 | 0.039575 | 0.070228 | 0.099319 | 0.012746 | 0.028284 | 0.083473 | 0.031161 | 0.020309 | 0.030008 | 0.072435 | 0.094862 | 0.043192 | 0.07137 | 0.038477 | 0.052406 | 0.058953 | 0.0901 | 0.061452 | 0.035198 | 0.07108 | 0.097254 | 0.07341 | 0.085454 | 0.046204 | 0.044488 | 0.019214 | 0.08778 | 0.070955 | 0.031442 | 0.087336 | 0.044906 | 0.090731 | 0.070181 | 0.05956 | 0.012793 | 0.069057 | 0.018671 | 0.04169 | 0.016345 | 0.048963 | 0.075643 | 0.081886 | 0.053871 | 0.098998 | 0.040553 | 0.098033 | 0.090416 | 0.030749 | 0.069167 | 0.044271 | 0.035387 | 0.056284 | 0.094692 | 0.074439 | 0.047938 | 0.099194 | 0.084249 | 0.087677 | 0.017336 | 0.013004 | 0.013273 | 0.033283 | 0.011823 | 0.085313 | 0.037319 | 0.028471 | 0.073883 | 0.095667 | 0.036676 | 0.025468 | 0.098559 | 0.056685 | 0.028782 | 0.082721 | 0.031583 | 0.038136 | 0.056443 | 0.078951 | 0.058803 | 0.072938 | 0.024148 | 0.093889 | 0.045742 | 0.089808 | 0.095295 | 0.059612 | 0.025555 | 0.040306 | 0.078579 | 0.087604 | 0.018273 | 0.049622 | 0.03999 | 0.059766 | 0.098578 | 0.069567 | 0.099827 | 0.01614 | 0.035589 | 0.022595 | 0.057576 | 0.030786 | 0.048802 | 0.070423 | 0.020742 | 0.010229 | 0.058904 | 0.082398 | 0.034842 | 0.06676 | 0.08067 | 0.014571 | 0.079711 | 0.0983 | 0.09138 | 0.031641 | 0.080737 | 0.093372 | 0.063542 | 0.023781 | 0.010742 | 0.010282 | 0.040008 | 0.012661 | 0.01795 | 0.086323 | 0.073415 | 0.016668 | 0.083328 | 0.04577 | 0.085022 | 0.08558 | 0.01096 | 0.050924 | 0.068133 | 0.035632 | 0.062482 | 0.073141 | 0.06267 | 0.048869 | 0.042753 | 0.040856 | 0.082128 | 0.046001 | 0.019086 | 0.022809 | 0.083648 | 0.020154 | 0.09087 | 0.086568 | 0.043806 | 0.075617 | 0.01011 | 0.017526 | 0.086573 | 0.013225 | 0.094054 | 0.010141 | 0.091835 | 0.077038 | 0.096981 | 0.057086 | 0.07348 | 0.031585 | 0.094631 | 0.022531 | 0.046633 | 0.047502 | 0.029455 | 0.077886 | 0.093906 | 0.097936 | 0.025365 | 0.093939 | 0.079811 | 0.062835 | 0.032506 | 0.086134 | 0.074078 | 0.060849 | 0.054889 | 0.035304 | 0.037588 | 0.08256 | 0.097691 | 0.07069 | 0.010465 | 0.065773 | 0.063663 | 0.046272 | 0.097869 | 0.029138 | 0.010153 | 0.034835 | 0.092227 | 0.086394 | 0.038839 | 0.092216 | 0.06315 | 0.035129 | 0.099278 | 0.067462 | 0.029347 | 0.027832 | 0.069066 | 0.072824 | 0.076872 | 0.033337 | 0.028339 | 0.072965 | 0.018872 | 0.016229 | 0.031569 | 0.082952 | 0.059121 | 0.094676 | 0.053372 | 0.092837 | 0.021591 | 0.061316 | 0.040644 | 0.066625 | 0.083184 | 0.074113 | 0.064987 | 0.037841 | 0.039865 | 0.078559 | 0.097365 | 0.046094 | 0.023782 | 0.095909 | 0.026892 | 0.065072 | 0.04811 | 0.028637 | 0.045163 | 0.012623 | 0.038625 | 0.023621 | 0.083223 | 0.032612 | 0.043275 | 0.044865 | 0.073899 | 0.087772 | 0.087403 | 0.078615 | 0.086914 | 0.040041 | 0.090547 | 0.046005 | 0.054876 | 0.015918 | 0.082345 | 0.026828 | 0.021579 | 0.07878 | 0.013377 | 0.052562 | 0.015985 | 0.061592 | 0.038856 | 0.059216 | 0.091924 | 0.028414 | 0.066024 | 0.085978 | 0.020768 | 0.010597 | 0.09777 | 0.091652 | 0.026485 | 0.078109 | 0.091794 | 0.030908 | 0.078496 | 0.033698 | 0.082198 | 0.098876 | 0.053439 | 0.019882 | 0.090738 | 0.095135 | 0.041126 | 0.053416 | 0.09609 | 0.046467 | 0.056281 | 0.032894 | 0.036707 | 0.017997 | 0.031775 | 0.068154 | 0.024611 | 0.046307 | 0.043174 | 0.030279 | 0.020376 | 0.044158 | 0.086919 | 0.09239 | 0.03526 | 0.043654 | 0.034581 | 0.036733 | 0.038256 | 0.039142 | 0.07071 | 0.059317 | 0.092979 | 0.039832 | 0.063604 | 0.03547 | 0.095308 | 0.041948 | 0.092552 | 0.011567 | 0.079401 | 0.012622 | 0.011802 | 0.064537 | 0.039597 | 0.09945 | 0.034964 | 0.047198 | 0.024922 | 0.093661 | 0.043115 | 0.077281 | 0.059843 | 0.085207 | 0.050205 | 0.03877 | 0.015425 | 0.028272 | 0.014659 | 0.032748 | 0.092069 | 0.066692 | 0.035275 | 0.045876 | 0.077856 | 0.078601 | 0.079555 | 0.079363 | 0.011574 | 0.037679 | 0.038537 | 0.032312 | 0.064747 | 0.071102 | 0.084027 | 0.055487 | 0.026307 | 0.042746 | 0.032467 | 0.016884 | 0.030914 | 0.035818 | 0.057244 | 0.075412 | 0.01577 | 0.069617 | 0.089805 | 0.094553 | 0.052521 | 0.048356 | 0.022009 | 0.043124 | 0.023502 | 0.047041 | 0.024796 | 0.042205 | 0.061288 | 0.027103 | 0.080855 | 0.030042 | 0.076488 | 0.088186 | 0.098954 | 0.084199 | 0.097117 | 0.07346 | 0.077632 | 0.040331 | 0.012354 | 0.062206 | 0.027119 | 0.079801 | 0.020978 | 0.022623 | 0.081451 | 0.0941 | 0.078825 | 0.058029 | 0.045589 | 0.016373 | 0.039763 | 0.01394 | 0.095707 | 0.097743 | 0.051452 | 0.036433 | 0.081224 | 0.0341 | 0.047339 | 0.082557 | 0.090351 | 0.042953 | 0.057428 | 0.098355 | 0.076829 | 0.087472 | 0.049414 | 0.038629 | 0.063873 | 0.088186 | 0.058782 | 0.065072 | 0.040218 | 0.032333 | 0.062931 | 0.048707 | 0.071256 | 0.016389 | 0.053836 | 0.05111 | 0.08357 | 0.021866 | 0.048441 | 0.013567 | 0.011867 | 0.093629 | 0.032434 | 0.069799 | 0.090451 | 0.088064 | 0.071605 | 0.069652 | 0.078067 | 0.068036 | 0.023623 | 0.024457 | 0.023703 | 0.057378 | 0.087673 | 0.090646 | 0.090361 | 0.019113 | 0.049074 | 0.066991 | 0.043319 | 0.063807 | 0.07026 | 0.024101 | 0.046194 | 0.088177 | 0.079209 | 0.036281 | 0.071912 | 0.063794 | 0.076591 | 0.034985 | 0.032 | 0.054654 | 0.077375 | 0.072852 | 0.044078 | 0.069611 | 0.015351 | 0.039009 | 0.054386 | 0.058865 | 0.01923 | 0.023798 | 0.087037 | 0.014034 | 0.018153 | 0.015443 | 0.075596 | 0.078643 | 0.048446 | 0.025285 | 0.087788 | 0.026167 | 0.085192 | 0.033621 | 0.032729 | 0.0581 | 0.082243 | 0.033369 | 0.030996 | 0.069814 | 0.049758 | 0.083449 | 0.094216 | 0.017943 | 0.051649 | 0.022732 | 0.041371 | 0.013214 | 0.091548 | 0.018586 | 0.084532 | 0.022583 | 0.04366 | 0.069329 | 0.070227 | 0.055687 | 0.082957 | 0.079896 | 0.099874 | 0.016022 | 0.062282 | 0.091497 | 0.086207 | 0.025618 | 0.012665 | 0.085411 | 0.044094 | 0.085385 | 0.086195 | 0.031973 | 0.068704 | 0.044192 | 0.086589 | 0.079102 | 0.014098 | 0.039895 | 0.029159 | 0.057951 | 0.082048 | 0.019451 | 0.018186 | 0.012844 | 0.094738 | 0.011634 | 0.059717 | 0.067598 | 0.099617 | 0.096576 | 0.011302 | 0.056386 | 0.050843 | 0.011209 | 0.051203 | 0.099892 | 0.02835 | 0.095521 | 0.036464 | 0.070656 | 0.098391 | 0.055199 | 0.078609 | 0.081029 | 0.052918 | 0.012535 | 0.097362 | 0.063504 | 0.028138 | 0.042063 | 0.034177 | 0.050257 | 0.091754 | 0.032325 | 0.016304 | 0.025319 | 0.020618 | 0.083085 | 0.096351 | 0.055401 | 0.011746 | 0.088755 | 0.061683 | 0.024525 | 0.072629 | 0.087398 | 0.039366 | 0.092564 | 0.054231 | 0.013266 | 0.068442 | 0.066176 | 0.085815 | 0.047943 | 0.01137 | 0.076848 | 0.091142 | 0.037735 | 0.025965 | 0.091239 | 0.041362 | 0.021687 | 0.058072 | 0.053428 | 0.077806 | 0.014085 | 0.060594 | 0.080543 | 0.099537 | 0.061037 | 0.023058 | 0.081995 | 0.034769 | 0.056947 | 0.091039 | 0.0421 | 0.024642 | 0.083973 | 0.013255 | 0.024725 | 0.01247 | 0.054957 | 0.040041 | 0.050305 | 0.041019 | 0.087167 | 0.095228 | 0.017605 | 0.095632 | 0.035834 | 0.063725 | 0.063643 | 0.059451 | 0.092207 | 0.050173 | 0.047911 | 0.069703 | 0.069531 | 0.098055 | 0.054841 | 0.06882 | 0.069762 | 0.038162 | 0.037426 | 0.072624 | 0.05466 | 0.032369 | 0.039095 | 0.098087 | 0.03451 | 0.088979 | 0.047957 | 0.019432 | 0.017853 | 0.048686 | 0.063806 | 0.01119 | 0.041346 | 0.047581 | 0.061189 | 0.084864 | 0.034402 | 0.068913 | 0.059259 | 0.058301 | 0.067769 | 0.023686 | 0.096159 | 0.084449 | 0.015354 | 0.030298 | 0.064043 | 0.033362 | 0.042979 | 0.09517 | 0.070503 | 0.082776 | 0.012171 | 0.015398 | 0.074652 | 0.077394 | 0.053404 | 0.010065 | 0.068796 | 0.015742 | 0.037998 | 0.030655 | 0.027358 | 0.034806 | 0.025259 | 0.086911 | 0.058646 | 0.013874 | 0.012128 | 0.023873 | 0.072609 | 0.094002 | 0.047958 | 0.07072 | 0.090466 | 0.071434 | 0.058997 | 0.032332 | 0.096452 | 0.036875 | 0.012379 | 0.090285 | 0.019032 | 0.025922 | 0.02881 | 0.062109 | 0.034151 | 0.099873 | 0.019398 | 0.056081 | 0.068898 | 0.043438 | 0.024888 | 0.080308 | 0.082811 | 0.068261 | 0.07736 | 0.035619 | 0.019081 | 0.049532 | 0.071362 | 0.014018 | 0.03649 | 0.067244 | 0.061099 | 0.037936 | 0.041184 | 0.030829 | 0.060802 | 0.076611 | 0.022478 | 0.090958 | 0.089927 | 0.035469 | 0.050724 | 0.069774 | 0.025759 | 0.072008 | 0.018081 | 0.044727 | 0.080445 | 0.083195 | 0.023313 | 0.073707 | 0.049598 | 0.084232 | 0.01093 | 0.077529 | 0.099301 | 0.013888 | 0.024122 | 0.037737 | 0.039678 | 0.033512 | 0.064331 | 0.091816 | 0.075043 | 0.043473 | 0.070946 | 0.098648 | 0.059745 | 0.096723 | 0.02937 | 0.038106 | 0.026078 | 0.079211 | 0.045735 | 0.06106 | 0.072405 | 0.042943 | 0.036428 | 0.070659 | 0.010672 | 0.025319 | 0.03375 | 0.038226 | 0.054328 | 0.077012 | 0.035807 | 0.025778 | 0.047731 | 0.075775 | 0.026606 | 0.021176 | 0.078448 | 0.099839 | 0.061359 | 0.075659 | 0.028953 | 0.094467 | 0.041852 | 0.021652 | 0.053646 | 0.094937 | 0.042807 | 0.050732 | 0.071517 | 0.035574 | 0.012488 | 0.086892 | 0.016927 | 0.093802 | 0.077529 | 0.067909 | 0.01808 | 0.093899 | 0.075108 | 0.049069 | 0.07369 | 0.086862 | 0.091112 | 0.047897 | 0.089274 | 0.095639 | 0.04299 | 0.051718 | 0.036695 | 0.036531 | 0.053291 | 0.046801 | 0.093571 | 0.03231 | 0.080417 | 0.099064 | 0.032739 | 0.098957 | 0.071093 | 0.032382 | 0.067163 | 0.070412 | 0.037152 | 0.057691 | 0.073383 | 0.098592 | 0.061434 | 0.067615 | 0.027388 | 0.08788 | 0.054683 | 0.094445 | 0.021739 | 0.01939 | 0.064582 | 0.06562 | 0.010712 | 0.024268 | 0.014954 | 0.04873 | 0.063671 | 0.064786 | 0.082453 | 0.091898 | 0.054983 | 0.087241 | 0.096702 | 0.081799 | 0.083542 | 0.086512 | 0.035146 | 0.027396 | 0.084219 | 0.08624 | 0.060745 | 0.082509 | 0.032291 | 0.036581 | 0.039959 | 0.050361 | 0.014452 | 0.096273 | 0.044942 | 0.011854 | 0.027758 | 0.060861 | 0.035227 | 0.033862 | 0.020508 | 0.074589 | 0.08397 | 0.021311 | 0.079056 | 0.076602 | 0.076108 | 0.09561 | 0.033036 | 0.088511 | 0.075087 | 0.095389 | 0.017238 | 0.080863 | 0.052371 | 0.098509 | 0.024699 | 0.068886 | 0.039485 | 0.051075 | 0.069748 | 0.053986 | 0.062667 | 0.085592 | 0.055644 | 0.078808 | 0.075136 | 0.075526 | 0.061156 | 0.018567 | 0.0944 | 0.042775 | 0.010415 | 0.01612 | 0.014295 | 0.044763 | 0.075067 | 0.077689 | 0.043371 | 0.044965 | 0.066284 | 0.076577 | 0.031347 | 0.070319 | 0.026473 | 0.010876 | 0.020081 | 0.010825 | 0.078854 | 0.030344 | 0.059394 | 0.091046 | 0.038124 | 0.053252 | 0.098458 | 0.086431 | 0.063489 | 0.079793 | 0.066841 | 0.066256 | 0.094012 | 0.051454 | 0.066779 | 0.04316 | 0.061325 | 0.012783 | 0.07494 | 0.02886 | 0.039559 | 0.08045 | 0.083125 | 0.079535 | 0.064055 | 0.076875 | 0.021563 | 0.031079 | 0.014588 | 0.039566 | 0.010153 | 0.057183 | 0.027888 | 0.068063 | 0.067232 | 0.038319 | 0.082727 | 0.085028 | 0.075625 | 0.059372 | 0.039998 | 0.078881 | 0.041375 | 0.094866 | 0.086372 | 0.045831 | 0.05439 | 0.087938 | 0.036713 | 0.08909 | 0.021984 | 0.040487 | 0.034879 | 0.073688 | 0.016775 | 0.084423 | 0.076615 | 0.067511 | 0.061875 | 0.068852 | 0.047189 | 0.096926 | 0.015564 | 0.044802 | 0.039173 | 0.07238 | 0.0852 | 0.04212 | 0.012224 | 0.023234 | 0.073907 | 0.046194 | 0.030915 | 0.037549 | 0.083381 | 0.032056 | 0.051337 | 0.085613 | 0.053269 | 0.099482 | 0.034519 | 0.078538 | 0.040999 | 0.076714 | 0.063858 | 0.0466 | 0.012555 | 0.067408 | 0.046022 | 0.045572 | 0.052173 | 0.024033 | 0.087591 | 0.03489 | 0.082538 | 0.034969 | 0.058381 | 0.097628 | 0.081502 | 0.035587 | 0.021376 | 0.011148 | 0.099624 | 0.049966 | 0.092071 | 0.053431 | 0.047424 | 0.019278 | 0.097574 | 0.074458 | 0.098768 | 0.051558 | 0.041928 | 0.057293 | 0.057982 | 0.02373 | 0.048289 | 0.086741 | 0.091846 | 0.033999 | 0.041298 | 0.025524 | 0.011975 | 0.056898 | 0.068909 | 0.067102 | 0.064017 | 0.027656 | 0.089858 | 0.089139 | 0.096304 | 0.043482 | 0.039621 | 0.011443 | 0.074421 | 0.069362 | 0.05721 | 0.036376 | 0.031024 | 0.099532 | 0.037869 | 0.055573 | 0.018696 | 0.025925 | 0.059795 | 0.014851 | 0.051319 | 0.03493 | 0.070025 | 0.088984 | 0.011408 | 0.084988 | 0.079344 | 0.083289 | 0.092748 | 0.068634 | 0.05101 | 0.041675 | 0.058871 | 0.069533 | 0.011949 | 0.034324 | 0.024909 | 0.044314 | 0.069686 | 0.042023 | 0.051052 | 0.023649 | 0.091201 | 0.014967 | 0.045083 | 0.086696 | 0.013042 | 0.08104 | 0.092949 | 0.027377 | 0.042605 | 0.039561 | 0.038947 | 0.065053 | 0.015403 | 0.062236 | 0.053564 | 0.06931 | 0.054583 | 0.075314 | 0.094644 | 0.08838 | 0.061076 | 0.028616 | 0.034022 | 0.025406 | 0.098769 | 0.078648 | 0.078411 | 0.032384 | 0.076737 | 0.067488 | 0.052584 | 0.074575 | 0.021716 | 0.017612 | 0.0636 | 0.053637 | 0.028079 | 0.090385 | 0.070065 | 0.065842 | 0.056946 | 0.010097 | 0.027238 | 0.035647 | 0.082649 | 0.064525 | 0.07882 | 0.038478 | 0.097849 | 0.098333 | 0.09901 | 0.030879 | 0.070249 | 0.050128 | 0.019874 | 0.077141 | 0.078621 | 0.055391 | 0.01722 | 0.034413 | 0.022782 | 0.077337 | 0.013003 | 0.047519 | 0.068773 | 0.022099 | 0.074009 | 0.029413 | 0.046882 | 0.051219 | 0.021246 | 0.050962 | 0.08595 | 0.096904 | 0.02972 | 0.058058 | 0.094615 | 0.050734 | 0.079106 | 0.029378 | 0.071178 | 0.072438 | 0.085629 | 0.021114 | 0.057061 | 0.066359 | 0.081113 | 0.024682 | 0.059408 | 0.093308 | 0.071076 | 0.064945 | 0.0527 | 0.06896 | 0.02341 | 0.039495 | 0.020495 | 0.098507 | 0.084432 | 0.020114 | 0.080103 | 0.08446 | 0.076434 | 0.066848 | 0.070264 | 0.057145 | 0.052751 | 0.015903 | 0.089668 | 0.052685 | 0.087272 | 0.01751 | 0.033527 | 0.02567 | 0.098937 | 0.056856 | 0.075334 | 0.04138 | 0.059689 | 0.027176 | 0.097946 | 0.01449 | 0.048304 | 0.043466 | 0.056535 | 0.057587 | 0.078975 | 0.027949 | 0.031929 | 0.084833 | 0.060205 | 0.068907 | 0.071907 | 0.059056 | 0.045002 | 0.026089 | 0.062507 | 0.052558 | 0.010714 | 0.012301 | 0.027696 | 0.066529 | 0.017913 | 0.096004 | 0.042319 | 0.013049 | 0.083753 | 0.05044 | 0.070119 | 0.059717 | 0.042266 | 0.099026 | 0.069542 | 0.03376 | 0.095083 | 0.015382 | 0.088413 | 0.045942 | 0.077147 | 0.07599 | 0.093412 | 0.059684 | 0.098384 | 0.056695 | 0.028315 | 0.098863 | 0.033036 | 0.047198 | 0.094855 | 0.083275 | 0.014009 | 0.040827 | 0.081023 | 0.030641 | 0.088161 | 0.057513 | 0.061666 | 0.084639 | 0.067858 | 0.044921 | 0.011355 | 0.018171 | 0.080857 | 0.021803 | 0.027267 | 0.011848 | 0.08779 | 0.030124 | 0.044838 | 0.039034 | 0.015953 | 0.087368 | 0.099193 | 0.045027 | 0.022012 | 0.038649 | 0.075701 | 0.07951 | 0.048767 | 0.077387 | 0.026371 | 0.05345 | 0.029128 | 0.095248 | 0.075226 | 0.053852 | 0.09194 | 0.040339 | 0.043297 | 0.040871 | 0.077522 | 0.063203 | 0.029974 | 0.088347 | 0.085299 | 0.099308 | 0.093199 | 0.071594 | 0.046159 | 0.032483 | 0.043059 | 0.043265 | 0.07593 | 0.079134 | 0.049638 | 0.059872 | 0.072125 | 0.073753 | 0.033616 | 0.07695 | 0.077669 | 0.058332 | 0.045378 | 0.064427 | 0.098729 | 0.061239 | 0.095796 | 0.087433 | 0.09438 | 0.07926 | 0.038295 | 0.095479 | 0.01359 | 0.072935 | 0.01163 | 0.03989 | 0.050617 | 0.019185 | 0.079553 | 0.024859 | 0.090693 | 0.027638 | 0.049732 | 0.096239 | 0.055515 | 0.095474 | 0.089741 | 0.070768 | 0.05071 | 0.077255 | 0.056531 | 0.065594 | 0.096283 | 0.016781 | 0.051271 | 0.019466 | 0.077825 | 0.099202 | 0.04133 | 0.011615 | 0.078798 | 0.015852 | 0.066408 | 0.010796 | 0.042768 | 0.063655 | 0.055777 | 0.089952 | 0.052937 | 0.035433 | 0.089846 | 0.098229 | 0.074772 | 0.042647 | 0.084597 | 0.030121 | 0.07536 | 0.069728 | 0.021969 | 0.035282 | 0.070613 | 0.032543 | 0.061332 | 0.063643 | 0.014545 | 0.089004 | 0.022216 | 0.021681 | 0.076316 | 0.054001 | 0.063751 | 0.099538 | 0.040255 | 0.033186 | 0.029343 | 0.07026 | 0.098767 | 0.026437 | 0.098416 | 0.027277 | 0.025472 | 0.072459 | 0.046296 | 0.041885 | 0.073294 | 0.08057 | 0.07462 | 0.083926 | 0.025642 | 0.010062 | 0.085988 | 0.043675 | 0.039455 | 0.069702 | 0.031636 | 0.063027 | 0.072071 | 0.072297 | 0.093685 | 0.038229 | 0.013526 | 0.023532 | 0.040425 | 0.031232 | 0.019753 | 0.072823 | 0.096455 | 0.074055 | 0.023335 | 0.026995 | 0.079766 | 0.016356 | 0.08695 | 0.038883 | 0.03191 | 0.02005 | 0.019928 | 0.017394 | 0.01211 | 0.038855 | 0.015471 | 0.092662 | 0.050711 | 0.060339 | 0.016844 | 0.097139 | 0.076624 | 0.090373 | 0.098234 | 0.01145 | 0.026797 | 0.015936 | 0.041219 | 0.031989 | 0.043711 | 0.049401 | 0.027908 | 0.059623 | 0.047309 | 0.026784 | 0.044231 | 0.04224 | 0.091482 | 0.014878 | 0.027794 | 0.055832 | 0.05767 | 0.096111 | 0.020293 | 0.017727 | 0.031758 | 0.013375 | 0.070983 | 0.016711 | 0.047013 | 0.061337 | 0.070905 | 0.020725 | 0.058191 | 0.030748 | 0.060985 | 0.050896 | 0.090393 | 0.03058 | 0.080975 | 0.04642 | 0.057253 | 0.067024 | 0.020652 | 0.085871 | 0.055539 | 0.055522 | 0.049114 | 0.034429 | 0.053947 | 0.08001 | 0.0379 | 0.031629 | 0.065294 | 0.061854 | 0.077072 | 0.013034 | 0.058075 | 0.09416 | 0.028548 | 0.056336 | 0.063279 | 0.068383 | 0.068391 | 0.082154 | 0.059001 | 0.080619 | 0.07443 | 0.049998 | 0.04497 | 0.041624 | 0.070617 | 0.031182 | 0.098458 | 0.062885 | 0.040713 | 0.044167 | 0.066891 | 0.098479 | 0.016986 | 0.059615 | 0.073332 | 0.089092 | 0.010602 | 0.019479 | 0.034419 | 0.019249 | 0.020708 | 0.031981 | 0.047703 | 0.086652 | 0.059623 | 0.072962 | 0.056014 | 0.019916 | 0.030522 | 0.072458 | 0.084632 | 0.04915 | 0.046363 | 0.063956 | 0.046446 | 0.095056 | 0.018129 | 0.074641 | 0.038717 | 0.058822 | 0.032658 | 0.08372 | 0.061876 | 0.04503 | 0.055138 | 0.066278 | 0.082554 | 0.057345 | 0.018627 | 0.03063 | 0.049077 | 0.025156 | 0.062413 | 0.024527 | 0.057871 | 0.012734 | 0.053407 | 0.04835 | 0.069917 | 0.043702 | 0.083603 | 0.051167 | 0.089257 | 0.030381 | 0.061776 | 0.057398 | 0.066717 | 0.061891 | 0.04406 | 0.034176 | 0.030106 | 0.068718 | 0.083392 | 0.063674 | 0.053195 | 0.098721 | 0.084074 | 0.059126 | 0.075732 | 0.097936 | 0.088942 | 0.010801 | 0.081808 | 0.017621 | 0.067188 | 0.082441 | 0.015724 | 0.069321 | 0.085759 | 0.041987 | 0.080075 | 0.098478 | 0.016718 | 0.072979 | 0.073735 | 0.09002 | 0.016339 | 0.025536 | 0.074416 | 0.094043 | 0.020981 | 0.072329 | 0.070578 | 0.036647 | 0.042809 | 0.024423 | 0.033036 | 0.078758 | 0.080453 | 0.09081 | 0.031808 | 0.010035 | 0.026825 | 0.013019 | 0.049472 | 0.095434 | 0.082169 | 0.013123 | 0.018723 | 0.070397 | 0.07728 | 0.096756 | 0.068255 | 0.057539 | 0.038696 | 0.082251 | 0.088087 | 0.073771 | 0.085947 | 0.016886 | 0.044933 | 0.085582 | 0.088956 | 0.039357 | 0.027749 | 0.031641 | 0.025989 | 0.091511 | 0.096603 | 0.043566 | 0.028876 | 0.04899 | 0.099648 | 0.017781 | 0.029475 | 0.055332 | 0.083777 | 0.015151 | 0.017791 | 0.079511 | 0.056708 | 0.040706 | 0.076541 | 0.051608 | 0.058825 | 0.026855 | 0.096281 | 0.058029 | 0.041682 | 0.034304 | 0.014321 | 0.075317 | 0.061731 | 0.01393 | 0.085557 | 0.024579 | 0.068103 | 0.015182 | 0.08871 | 0.083698 | 0.080345 | 0.064882 | 0.097885 | 0.01204 | 0.083988 | 0.048139 | 0.070173 | 0.053368 | 0.071831 | 0.053129 | 0.089593 | 0.084379 | 0.049608 | 0.088938 | 0.029119 | 0.02023 | 0.089507 | 0.055517 | 0.052891 | 0.068675 | 0.043069 | 0.084761 | 0.026557 | 0.034906 | 0.087406 | 0.087036 | 0.033416 | 0.058808 | 0.040116 | 0.036202 | 0.064553 | 0.070144 | 0.02525 | 0.042728 | 0.09639 | 0.027327 | 0.022132 | 0.066224 | 0.086475 | 0.066726 | 0.030006 | 0.013134 | 0.040666 | 0.018302 | 0.073526 | 0.022688 | 0.038897 | 0.046975 | 0.026343 | 0.030533 | 0.069207 | 0.070357 | 0.080811 | 0.011607 | 0.070969 | 0.098648 | 0.072653 | 0.054596 | 0.047667 | 0.035689 | 0.022251 | 0.065025 | 0.051101 | 0.025697 | 0.085502 | 0.089647 | 0.042867 | 0.029783 | 0.025779 | 0.071122 | 0.055272 | 0.027612 | 0.023864 | 0.0784 | 0.042311 | 0.079261 | 0.095967 | 0.035885 | 0.038578 | 0.014016 | 0.029261 | 0.031652 | 0.089941 | 0.078934 | 0.08669 | 0.021742 | 0.061087 | 0.077299 | 0.016631 | 0.080212 | 0.057388 | 0.072606 | 0.038962 | 0.087343 | 0.019443 | 0.048898 | 0.035225 | 0.096235 | 0.013854 | 0.016306 | 0.059906 | 0.019847 | 0.087108 | 0.070159 | 0.083219 | 0.083937 | 0.069679 | 0.043846 | 0.061748 | 0.019401 | 0.078036 | 0.046686 | 0.061432 | 0.061063 | 0.088095 | 0.03337 | 0.05047 | 0.031968 | 0.03309 | 0.093647 | 0.065464 | 0.018277 | 0.022562 | 0.023722 | 0.020901 | 0.030027 | 0.05396 | 0.090447 | 0.018516 | 0.043676 | 0.072615 | 0.049374 | 0.063874 | 0.03849 | 0.098318 | 0.011063 | 0.072033 | 0.046162 | 0.090203 | 0.093724 | 0.030254 | 0.039045 | 0.079874 | 0.095996 | 0.036236 | 0.011002 | 0.045193 | 0.093117 | 0.063452 | 0.026874 | 0.059446 | 0.043053 | 0.016062 | 0.039479 | 0.048429 | 0.096169 | 0.08825 | 0.048412 | 0.062377 | 0.024087 | 0.073558 | 0.032081 | 0.026565 | 0.088629 | 0.028057 | 0.090871 | 0.091086 | 0.046431 | 0.052204 | 0.048261 | 0.042874 | 0.042417 | 0.091925 | 0.082673 | 0.041237 | 0.065585 | 0.052374 | 0.048334 | 0.0462 | 0.071235 | 0.046892 | 0.069959 | 0.083226 | 0.0208 | 0.068295 | 0.064994 | 0.075946 | 0.082297 | 0.016102 | 0.059562 | 0.089699 | 0.041766 | 0.031869 | 0.01835 | 0.025396 | 0.011437 | 0.081811 | 0.078507 | 0.047785 | 0.090336 | 0.092365 | 0.094466 | 0.016744 | 0.014775 | 0.044658 | 0.087543 | 0.088926 | 0.094038 | 0.01491 | 0.095306 | 0.019431 | 0.011237 | 0.06463 | 0.089781 | 0.058611 | 0.011297 | 0.086687 | 0.014207 | 0.026342 | 0.065094 | 0.019509 | 0.065529 | 0.026825 | 0.062121 | 0.036754 | 0.083939 | 0.09006 | 0.026228 | 0.063731 | 0.095695 | 0.031048 | 0.027638 | 0.074825 | 0.068623 | 0.0508 | 0.05837 | 0.039921 | 0.074746 | 0.096776 | 0.094424 | 0.071027 | 0.094849 | 0.068752 | 0.012095 | 0.015767 | 0.04107 | 0.090744 | 0.095306 | 0.056938 | 0.060823 | 0.09119 | 0.020937 | 0.024283 | 0.081062 | 0.076395 | 0.021694 | 0.097661 | 0.041088 | 0.033341 | 0.049208 | 0.012343 | 0.042218 | 0.041553 | 0.098831 | 0.073524 | 0.029795 | 0.097211 | 0.079437 | 0.093133 | 0.025825 | 0.081087 | 0.044855 | 0.065656 | 0.020749 | 0.076148 | 0.037552 | 0.026024 | 0.055068 | 0.076176 | 0.085328 | 0.012136 | 0.057704 | 0.053938 | 0.012868 | 0.024518 | 0.074343 | 0.096532 | 0.047107 | 0.025346 | 0.051977 | 0.018529 | 0.048122 | 0.085982 | 0.035632 | 0.069321 | 0.042997 | 0.042183 | 0.085407 | 0.077296 | 0.059551 | 0.039839 | 0.043272 | 0.018486 | 0.080415 | 0.07386 | 0.016962 | 0.047807 | 0.044474 | 0.060507 | 0.060069 | 0.057938 | 0.031755 | 0.064804 | 0.017017 | 0.056806 | 0.066704 | 0.080333 | 0.022778 | 0.020122 | 0.071894 | 0.036461 | 0.022879 | 0.08956 | 0.068851 | 0.016603 | 0.066453 | 0.051698 | 0.089771 | 0.032362 | 0.03793 | 0.080076 | 0.092018 | 0.058271 | 0.032471 | 0.0765 | 0.093186 | 0.037639 | 0.093053 | 0.056189 | 0.058096 | 0.07602 | 0.087958 | 0.016764 | 0.018079 | 0.046415 | 0.065718 | 0.073063 | 0.055265 | 0.099527 | 0.042304 | 0.076128 | 0.021092 | 0.030872 | 0.060202 | 0.096497 | 0.016993 | 0.024982 | 0.024735 | 0.037469 | 0.049939 | 0.070585 | 0.09928 | 0.019425 | 0.072743 | 0.073049 | 0.097832 | 0.090803 | 0.048986 | 0.019493 | 0.021869 | 0.083077 | 0.03371 | 0.070246 | 0.022717 | 0.084951 | 0.047811 | 0.093152 | 0.069973 | 0.088785 | 0.052762 | 0.039372 | 0.033074 | 0.02822 | 0.021318 | 0.084786 | 0.038861 | 0.084123 | 0.02666 | 0.012353 | 0.043013 | 0.030777 | 0.054867 | 0.064927 | 0.022549 | 0.027697 | 0.059088 | 0.05256 | 0.076606 | 0.095933 | 0.018969 | 0.077995 | 0.010744 | 0.071584 | 0.013299 | 0.099954 | 0.021029 | 0.054348 | 0.067886 | 0.019301 | 0.042281 | 0.030581 | 0.04688 | 0.098593 | 0.048062 | 0.074029 | 0.028756 | 0.066229 | 0.05444 | 0.043084 | 0.037428 | 0.018848 | 0.011146 | 0.073601 | 0.044803 | 0.084332 | 0.040509 | 0.077635 | 0.036632 | 0.012564 | 0.094598 | 0.082275 | 0.013342 | 0.015766 | 0.061736 | 0.057638 | 0.028544 | 0.016697 | 0.038324 | 0.063712 | 0.068185 | 0.098264 | 0.099218 | 0.087402 | 0.08528 | 0.036729 | 0.088155 | 0.0526 | 0.066886 | 0.031869 | 0.065083 | 0.04424 | 0.08108 | 0.052478 | 0.064513 | 0.053559 | 0.068978 | 0.063528 | 0.071687 | 0.090602 | 0.025144 | 0.094894 | 0.060131 | 0.016938 | 0.035316 | 0.098381 | 0.010587 | 0.040126 | 0.058332 | 0.082308 | 0.07364 | 0.054099 | 0.020305 | 0.07941 | 0.07855 | 0.052173 | 0.059993 | 0.092261 | 0.077123 | 0.04503 | 0.076539 | 0.092124 | 0.097249 | 0.066652 | 0.057185 | 0.064439 | 0.021592 | 0.069714 | 0.047339 | 0.030776 | 0.040612 | 0.082166 | 0.035816 | 0.014545 | 0.080163 | 0.047388 | 0.020158 | 0.074599 | 0.086895 | 0.07591 | 0.015755 | 0.035072 | 0.080034 | 0.085013 | 0.056259 | 0.059163 | 0.032645 | 0.088649 | 0.068406 | 0.079694 | 0.014375 | 0.08062 | 0.040437 | 0.029591 | 0.021039 | 0.011807 | 0.028884 | 0.069001 | 0.046929 | 0.089576 | 0.087337 | 0.038756 | 0.043774 | 0.010989 | 0.010157 | 0.069116 | 0.047537 | 0.035617 | 0.091638 | 0.088667 | 0.026391 | 0.070957 | 0.091373 | 0.014062 | 0.084883 | 0.01428 | 0.064906 | 0.065605 | 0.072692 | 0.054937 | 0.085595 | 0.046564 | 0.073256 | 0.062975 | 0.010814 | 0.096743 | 0.05177 | 0.01949 | 0.093826 | 0.095882 | 0.06511 | 0.026493 | 0.03288 | 0.024557 | 0.016439 | 0.014972 | 0.078041 | 0.098782 | 0.065844 | 0.011163 | 0.050932 | 0.069969 | 0.079358 | 0.028451 | 0.026541 | 0.058039 | 0.097885 | 0.060896 | 0.068383 | 0.014825 | 0.014302 | 0.058628 | 0.06101 | 0.028168 | 0.037046 | 0.015591 | 0.061929 | 0.035984 | 0.049477 | 0.087689 | 0.018633 | 0.036184 | 0.075454 | 0.066233 | 0.046928 | 0.046207 | 0.090242 | 0.075827 | 0.055118 | 0.055559 | 0.052288 | 0.016336 | 0.012405 | 0.026302 | 0.048154 | 0.059853 | 0.055511 | 0.09406 | 0.042413 | 0.052249 | 0.013106 | 0.0303 | 0.033586 | 0.037947 | 0.082716 | 0.071709 | 0.016185 | 0.089273 | 0.083782 | 0.012086 | 0.092152 | 0.048193 | 0.089617 | 0.045204 | 0.061101 | 0.030447 | 0.05862 | 0.069383 | 0.08917 | 0.06385 | 0.023839 | 0.077627 | 0.047424 | 0.017034 | 0.079898 | 0.070402 | 0.046321 | 0.018099 | 0.025098 | 0.064464 | 0.083512 | 0.049595 | 0.073482 | 0.05789 | 0.02382 | 0.092529 | 0.09826 | 0.052718 | 0.083457 | 0.033674 | 0.065081 | 0.036606 | 0.059259 | 0.082284 | 0.022202 | 0.041645 | 0.031946 | 0.07524 | 0.053972 | 0.032137 | 0.065954 | 0.026907 | 0.023355 | 0.088205 | 0.056422 | 0.099537 | 0.03883 | 0.064465 | 0.077573 | 0.054671 | 0.085338 | 0.033733 | 0.096961 | 0.018742 | 0.057033 | 0.013124 | 0.088383 | 0.063835 | 0.011786 | 0.01488 | 0.062115 | 0.058393 | 0.097712 | 0.093248 | 0.098392 | 0.017608 | 0.054638 | 0.046307 | 0.012825 | 0.02662 | 0.037579 | 0.040752 | 0.028806 | 0.095334 | 0.048638 | 0.098055 | 0.029911 | 0.05707 | 0.025891 | 0.016526 | 0.038052 | 0.043965 | 0.01834 | 0.032658 | 0.039102 | 0.045412 | 0.091507 | 0.04376 | 0.085345 | 0.05157 | 0.05402 | 0.011844 | 0.017435 | 0.098957 | 0.046643 | 0.032751 | 0.082179 | 0.038539 | 0.07132 | 0.052597 | 0.084077 | 0.065756 | 0.01728 | 0.078114 | 0.083402 | 0.018565 | 0.093227 | 0.089897 | 0.041812 | 0.042656 | 0.071555 | 0.031014 | 0.020125 | 0.079085 | 0.06732 | 0.051362 | 0.061029 | 0.064624 | 0.093796 | 0.046754 | 0.033936 | 0.038483 | 0.058086 | 0.058932 | 0.099218 | 0.098656 | 0.080837 | 0.097141 | 0.072032 | 0.054387 | 0.085434 | 0.06044 | 0.014168 | 0.028203 | 0.067806 | 0.035093 | 0.04019 | 0.024118 | 0.045118 | 0.040877 | 0.049492 | 0.046816 | 0.079131 | 0.031841 | 0.025223 | 0.090219 | 0.057779 | 0.079877 | 0.046154 | 0.045957 | 0.053988 | 0.090501 | 0.032195 | 0.06967 | 0.088989 | 0.094736 | 0.044282 | 0.064231 | 0.066874 | 0.09238 | 0.080042 | 0.099408 | 0.037714 | 0.028481 | 0.043033 | 0.037943 | 0.08153 | 0.064931 | 0.075725 | 0.076594 | 0.056474 | 0.082544 | 0.093375 | 0.018037 | 0.032272 | 0.051369 | 0.055311 | 0.067977 | 0.057529 | 0.029326 | 0.03681 | 0.042672 | 0.079959 | 0.057381 | 0.033341 | 0.023407 | 0.072046 | 0.021714 | 0.082442 | 0.024216 | 0.020563 | 0.083654 | 0.044735 | 0.026506 | 0.088092 | 0.046416 | 0.086388 | 0.085083 | 0.0443 | 0.038541 | 0.011479 | 0.041431 | 0.082703 | 0.026951 | 0.027323 | 0.053597 | 0.027624 | 0.095303 | 0.093433 | 0.025326 | 0.073423 | 0.062905 | 0.045253 | 0.091492 | 0.046747 | 0.091675 | 0.062079 | 0.079954 | 0.071329 | 0.021334 | 0.081968 | 0.072626 | 0.069755 | 0.018996 | 0.081073 | 0.081737 | 0.024099 | 0.073428 | 0.021288 | 0.026949 | 0.052798 | 0.086822 | 0.025396 | 0.033367 | 0.044652 | 0.095065 | 0.050018 | 0.07108 | 0.055099 | 0.068463 | 0.021267 | 0.091121 | 0.056006 | 0.018975 | 0.014905 | 0.097574 | 0.029581 | 0.051479 | 0.06113 | 0.079371 | 0.071076 | 0.013733 | 0.030395 | 0.047522 | 0.051571 | 0.028322 | 0.070698 | 0.024587 | 0.088956 | 0.04823 | 0.04582 | 0.053119 | 0.044733 | 0.079659 | 0.014942 | 0.047442 | 0.026632 | 0.016389 | 0.084394 | 0.020432 | 0.050848 | 0.085237 | 0.027246 | 0.068981 | 0.071377 | 0.013243 | 0.053885 | 0.083848 | 0.016448 | 0.060547 | 0.079324 | 0.078312 | 0.049677 | 0.030498 | 0.07016 | 0.016922 | 0.073226 | 0.084971 | 0.019437 | 0.092356 | 0.035002 | 0.039121 | 0.062071 | 0.090456 | 0.026049 | 0.086738 | 0.012951 | 0.043821 | 0.035186 | 0.072036 | 0.085253 | 0.049151 | 0.015007 | 0.05552 | 0.056065 | 0.09768 | 0.014801 | 0.088618 | 0.030566 | 0.096056 | 0.054338 | 0.094495 | 0.085445 | 0.098542 | 0.055231 | 0.066709 | 0.021983 | 0.049146 | 0.038661 | 0.081142 | 0.048247 | 0.054689 | 0.062134 | 0.046335 | 0.03466 | 0.098927 | 0.028046 | 0.084451 | 0.021977 | 0.094853 | 0.052738 | 0.094876 | 0.052749 | 0.068905 | 0.021576 | 0.042419 | 0.087804 | 0.036281 | 0.025437 | 0.021775 | 0.065563 | 0.048497 | 0.021769 | 0.022167 | 0.047594 | 0.085945 | 0.081063 | 0.01537 | 0.073362 | 0.028968 | 0.092603 | 0.093823 | 0.022433 | 0.078647 | 0.031586 | 0.026234 | 0.033658 | 0.031994 | 0.01728 | 0.061834 | 0.084781 | 0.029099 | 0.068926 | 0.092276 | 0.078705 | 0.061013 | 0.045869 | 0.070813 | 0.02858 | 0.049961
Outputs
Volumetric ratio of exhaled droplets to exhaled air | V* | - |  |  |  |  | V* | 8.0374e-13 | 1.6273e-13 | 5.997e-13 | 4.4168e-13 | 6.5054e-13 | 6.3478e-13 | 4.8012e-13 | 4.2312e-13 | 4.991e-13 | 6.3921e-13 | 4.9499e-13 | 7.3968e-13 | 4.6949e-13 | 4.8376e-13 | 4.4574e-13 | 3.8129e-13 | 4.9345e-13 | 8.5741e-13 | 5.4772e-13 | 3.9627e-13 | 4.4849e-13 | 7.0228e-13 | 3.6585e-13 | 5.6734e-13 | 7.0828e-13 | 5.1335e-13 | 5.3152e-13 | 5.6693e-13 | 4.9918e-13 | 4.3044e-13 | 6.8514e-13 | 2.2148e-13 | 6.6685e-13 | 3.0916e-13 | 4.7201e-13 | 4.7348e-13 | 4.4818e-13 | 8.0223e-13 | 7.8527e-13 | 3.3274e-13 | 3.808e-13 | 5.3665e-13 | 3.8206e-13 | 3.864e-13 | 6.5585e-13 | 5.6594e-13 | 7.22e-13 | 7.0058e-13 | 4.0182e-13 | 5.6234e-13 | 3.572e-13 | 4.1849e-13 | 3.9946e-13 | 6.0196e-13 | 3.3118e-13 | 8.7221e-13 | 6.9132e-13 | 5.5523e-13 | 7.901e-13 | 7.3486e-13 | 4.8438e-13 | 5.4992e-13 | 4.925e-13 | 4.7915e-13 | 1.5879e-13 | 5.6524e-13 | 6.6419e-13 | 2.5304e-13 | 7.0226e-13 | 4.5387e-13 | 4.6688e-13 | 4.3798e-13 | 5.0758e-13 | 5.599e-13 | 6.2493e-13 | 3.3612e-13 | 6.4305e-13 | 4.6893e-13 | 6.0842e-13 | 5.6981e-13 | 6.2916e-13 | 6.4334e-13 | 4.99e-13 | 5.9836e-13 | 7.2928e-13 | 5.6529e-13 | 4.247e-13 | 2.8476e-13 | 7.3788e-13 | 5.9343e-13 | 5.7259e-13 | 3.2804e-13 | 5.0556e-13 | 4.3318e-13 | 4.9392e-13 | 5.3847e-13 | 1.024e-12 | 3.6851e-13 | 5.1058e-13 | 5.1523e-13 | 3.1866e-13 | 6.5305e-13 | 8.1189e-13 | 3.7704e-13 | 7.1266e-13 | 5.5448e-13 | 4.768e-13 | 4.1114e-13 | 5.1807e-13 | 3.1288e-13 | 4.243e-13 | 4.2946e-13 | 4.5705e-13 | 4.0372e-13 | 7.691e-13 | 4.5798e-13 | 1.0959e-12 | 8.647e-13 | 4.0366e-13 | 3.6993e-13 | 4.0698e-13 | 5.3136e-13 | 5.24e-13 | 3.858e-13 | 2.3191e-13 | 4.5373e-13 | 5.2244e-13 | 2.6116e-13 | 4.0857e-13 | 6.5518e-13 | 5.4431e-13 | 3.723e-13 | 6.0017e-13 | 5.0785e-13 | 3.1553e-13 | 5.1002e-13 | 1.0526e-12 | 5.6694e-13 | 3.9332e-13 | 7.1279e-13 | 6.8424e-13 | 3.3996e-13 | 4.4772e-13 | 5.3633e-13 | 6.1817e-13 | 1.192e-12 | 4.829e-13 | 6.5906e-13 | 3.8443e-13 | 3.8244e-13 | 3.3202e-13 | 3.2848e-13 | 6.2656e-13 | 2.7885e-13 | 6.1475e-13 | 5.913e-13 | 4.199e-13 | 3.9367e-13 | 6.968e-13 | 5.3813e-13 | 5.1109e-13 | 5.4036e-13 | 5.7831e-13 | 6.4531e-13 | 3.8925e-13 | 6.9109e-13 | 4.297e-13 | 3.3386e-13 | 5.4562e-13 | 6.5991e-13 | 4.1532e-13 | 3.7096e-13 | 3.9448e-13 | 6.5715e-13 | 4.3665e-13 | 3.2053e-13 | 7.1312e-13 | 3.5645e-13 | 4.4083e-13 | 5.8564e-13 | 9.3261e-13 | 7.0534e-13 | 5.546e-13 | 9.9241e-13 | 6.218e-13 | 7.8366e-13 | 4.1879e-13 | 8.0982e-13 | 5.6635e-13 | 4.289e-13 | 6.1891e-13 | 4.6499e-13 | 8.1376e-13 | 7.0725e-13 | 3.5066e-13 | 5.6372e-13 | 4.7344e-13 | 4.0733e-13 | 5.7117e-13 | 4.1267e-13 | 6.6391e-13 | 4.3373e-13 | 7.128e-13 | 2.852e-13 | 2.3409e-13 | 6.1048e-13 | 5.4417e-13 | 3.5285e-13 | 3.8248e-13 | 7.0473e-13 | 7.8128e-13 | 2.7923e-13 | 4.6587e-13 | 8.2233e-13 | 4.0276e-13 | 4.5794e-13 | 8.6568e-13 | 3.464e-13 | 3.6534e-13 | 6.0064e-13 | 5.9358e-13 | 3.7933e-13 | 4.5018e-13 | 3.5211e-13 | 4.8549e-13 | 5.9585e-13 | 3.4735e-13 | 5.1311e-13 | 5.4526e-13 | 7.0003e-13 | 3.8033e-13 | 2.5431e-13 | 5.0829e-13 | 4.9687e-13 | 6.3306e-13 | 5.3633e-13 | 6.0405e-13 | 5.5495e-13 | 4.0088e-13 | 5.989e-13 | 4.3878e-13 | 5.1127e-13 | 5.3852e-13 | 3.816e-13 | 5.7607e-13 | 8.6165e-13 | 6.2183e-13 | 6.2014e-13 | 3.707e-13 | 4.0346e-13 | 4.5831e-13 | 3.3621e-13 | 6.0101e-13 | 5.0503e-13 | 5.3626e-13 | 9.1584e-13 | 4.3815e-13 | 3.8498e-13 | 3.4307e-13 | 4.2462e-13 | 3.3357e-13 | 5.8656e-13 | 6.9951e-13 | 5.8943e-13 | 6.6912e-13 | 4.8574e-13 | 8.5997e-13 | 3.1941e-13 | 4.4725e-13 | 6.1478e-13 | 6.2756e-13 | 5.3713e-13 | 7.0486e-13 | 4.5953e-13 | 3.1159e-13 | 2.6002e-13 | 5.7549e-13 | 3.0971e-13 | 7.8359e-13 | 5.365e-13 | 3.8744e-13 | 4.6973e-13 | 5.1124e-13 | 3.35e-13 | 4.1404e-13 | 3.4209e-13 | 7.6842e-13 | 5.1016e-13 | 3.2993e-13 | 9.0661e-13 | 5.1892e-13 | 4.6943e-13 | 5.5436e-13 | 5.0944e-13 | 4.164e-13 | 5.1737e-13 | 2.4762e-13 | 4.5313e-13 | 3.9763e-13 | 6.6914e-13 | 3.6168e-13 | 5.0739e-13 | 9.2476e-13 | 4.7436e-13 | 5.7986e-13 | 6.4681e-13 | 4.3526e-13 | 5.0081e-13 | 5.3769e-13 | 3.7213e-13 | 4.9282e-13 | 4.941e-13 | 5.0156e-13 | 6.4696e-13 | 4.7289e-13 | 4.6834e-13 | 5.4238e-13 | 8.1841e-13 | 9.2344e-13 | 6.1745e-13 | 3.8647e-13 | 5.272e-13 | 3.8156e-13 | 5.6864e-13 | 6.7927e-13 | 4.4701e-13 | 5.4101e-13 | 5.5559e-13 | 7.4353e-13 | 7.9734e-13 | 7.4492e-13 | 6.3843e-13 | 5.8825e-13 | 3.8983e-13 | 5.1542e-13 | 4.2194e-13 | 5.5701e-13 | 6.0628e-13 | 4.3495e-13 | 2.7909e-13 | 4.0398e-13 | 3.9552e-13 | 2.6972e-13 | 3.6251e-13 | 5.4782e-13 | 6.3982e-13 | 6.0861e-13 | 4.2036e-13 | 4.8316e-13 | 6.1227e-13 | 4.2518e-13 | 3.4625e-13 | 5.4636e-13 | 4.6108e-13 | 7.1932e-13 | 4.921e-13 | 2.5354e-13 | 2.9379e-13 | 4.3723e-13 | 6.5005e-13 | 3.3385e-13 | 6.7506e-13 | 3.4985e-13 | 3.2591e-13 | 2.5967e-13 | 5.2047e-13 | 3.0674e-13 | 6.881e-13 | 3.7139e-13 | 3.9931e-13 | 7.6333e-13 | 4.6851e-13 | 2.3084e-13 | 5.4692e-13 | 5.1859e-13 | 4.9618e-13 | 7.3265e-13 | 3.4274e-13 | 4.3947e-13 | 7.1221e-13 | 4.4857e-13 | 7.9605e-13 | 7.6384e-13 | 3.1592e-13 | 4.6027e-13 | 5.4278e-13 | 5.1018e-13 | 4.0355e-13 | 6.1843e-13 | 4.0024e-13 | 2.0376e-13 | 5.3636e-13 | 4.5742e-13 | 6.5001e-13 | 3.8224e-13 | 2.8777e-13 | 5.1534e-13 | 1.051e-12 | 3.5144e-13 | 5.356e-13 | 6.335e-13 | 4.5775e-13 | 2.9929e-13 | 2.7223e-13 | 3.2976e-13 | 5.0462e-13 | 3.213e-13 | 5.0543e-13 | 3.1908e-13 | 3.9816e-13 | 4.5508e-13 | 6.5065e-13 | 2.2027e-13 | 3.2322e-13 | 3.4476e-13 | 7.5023e-13 | 4.9573e-13 | 3.9313e-13 | 4.1875e-13 | 3.188e-13 | 5.1912e-13 | 2.402e-13 | 5.292e-13 | 6.6363e-13 | 4.1651e-13 | 6.1254e-13 | 3.3127e-13 | 5.3567e-13 | 4.9403e-13 | 6.2262e-13 | 3.4656e-13 | 6.5152e-13 | 4.703e-13 | 2.6545e-13 | 3.3784e-13 | 5.9951e-13 | 4.1801e-13 | 4.6481e-13 | 5.8629e-13 | 3.9092e-13 | 5.9799e-13 | 4.787e-13 | 4.1216e-13 | 6.06e-13 | 2.4926e-13 | 5.2001e-13 | 7.4517e-13 | 6.4625e-13 | 3.4239e-13 | 6.4512e-13 | 5.838e-13 | 9.11e-13 | 3.1459e-13 | 5.2745e-13 | 3.7777e-13 | 5.7694e-13 | 6.5882e-13 | 7.7827e-13 | 4.7391e-13 | 6.2107e-13 | 1.8128e-13 | 5.2555e-13 | 4.3156e-13 | 3.6601e-13 | 3.5901e-13 | 3.163e-13 | 5.7569e-13 | 5.939e-13 | 3.9588e-13 | 4.0946e-13 | 6.0558e-13 | 4.2555e-13 | 4.7835e-13 | 5.0821e-13 | 3.5719e-13 | 6.7538e-13 | 8.9101e-13 | 3.4207e-13 | 3.9546e-13 | 2.304e-13 | 4.7543e-13 | 3.0532e-13 | 3.6445e-13 | 5.227e-13 | 5.7588e-13 | 3.6358e-13 | 6.0581e-13 | 5.1667e-13 | 4.4615e-13 | 2.4439e-13 | 6.119e-13 | 5.2299e-13 | 8.5713e-13 | 5.9097e-13 | 4.6859e-13 | 5.8859e-13 | 5.7174e-13 | 3.5684e-13 | 3.4311e-13 | 8.0831e-13 | 4.488e-13 | 6.7337e-13 | 5.7382e-13 | 5.609e-13 | 4.8327e-13 | 7.2295e-13 | 5.5052e-13 | 3.105e-13 | 6.2706e-13 | 3.2788e-13 | 9.2899e-13 | 4.738e-13 | 6.4353e-13 | 6.1579e-13 | 7.3896e-13 | 4.4532e-13 | 5.6483e-13 | 5.8713e-13 | 5.0116e-13 | 2.0443e-13 | 4.151e-13 | 5.9812e-13 | 3.4646e-13 | 5.4619e-13 | 6.1536e-13 | 3.8579e-13 | 7.0489e-13 | 4.7625e-13 | 6.6179e-13 | 6.2581e-13 | 4.5754e-13 | 6.6327e-13 | 7.7417e-13 | 6.7549e-13 | 6.3348e-13 | 5.753e-13 | 3.4114e-13 | 2.0156e-13 | 5.3032e-13 | 3.9907e-13 | 2.5102e-13 | 4.4522e-13 | 4.0919e-13 | 3.4181e-13 | 2.1539e-13 | 4.6516e-13 | 6.6272e-13 | 7.478e-13 | 4.2755e-13 | 5.3935e-13 | 7.7187e-13 | 5.7791e-13 | 4.9363e-13 | 7.5184e-13 | 4.5119e-13 | 9.3075e-13 | 5.5863e-13 | 5.92e-13 | 3.0033e-13 | 6.6383e-13 | 5.5045e-13 | 3.3422e-13 | 5.7999e-13 | 6.3654e-13 | 4.8269e-13 | 5.1668e-13 | 3.6116e-13 | 4.8248e-13 | 3.733e-13 | 5.4119e-13 | 6.4022e-13 | 6.3355e-13 | 5.7186e-13 | 5.0907e-13 | 5.2745e-13 | 3.8906e-13 | 5.2523e-13 | 6.7791e-13 | 5.1806e-13 | 4.111e-13 | 5.4707e-13 | 5.7998e-13 | 5.1481e-13 | 5.9759e-13 | 3.4303e-13 | 6.5444e-13 | 7.7536e-13 | 4.4257e-13 | 3.7525e-13 | 3.9711e-13 | 4.4973e-13 | 4.5426e-13 | 2.3619e-13 | 7.4688e-13 | 4.7787e-13 | 4.5704e-13 | 6.4041e-13 | 3.7752e-13 | 6.6036e-13 | 4.1049e-13 | 5.2083e-13 | 6.9932e-13 | 6.4514e-13 | 3.8546e-13 | 3.7887e-13 | 6.225e-13 | 6.1964e-13 | 4.1811e-13 | 7.6038e-13 | 4.8103e-13 | 7.1085e-13 | 3.5642e-13 | 6.722e-13 | 7.053e-13 | 1.8685e-13 | 6.3611e-13 | 4.5011e-13 | 5.8702e-13 | 5.7604e-13 | 9.1182e-13 | 8.3536e-13 | 3.9232e-13 | 4.294e-13 | 7.3692e-13 | 5.689e-13 | 5.1809e-13 | 4.3247e-13 | 5.7519e-13 | 4.0907e-13 | 4.0636e-13 | 7.2225e-13 | 3.7574e-13 | 3.4393e-13 | 1.7827e-13 | 4.1631e-13 | 4.0256e-13 | 6.0341e-13 | 5.3731e-13 | 4.553e-13 | 5.2545e-13 | 4.1038e-13 | 4.8328e-13 | 3.666e-13 | 5.6247e-13 | 3.189e-13 | 4.1884e-13 | 4.9289e-13 | 4.6079e-13 | 6.6279e-13 | 7.2202e-13 | 4.6729e-13 | 7.1694e-13 | 4.7276e-13 | 6.3987e-13 | 5.289e-13 | 4.5368e-13 | 8.763e-13 | 3.9173e-13 | 4.7835e-13 | 4.5881e-13 | 5.5916e-13 | 5.086e-13 | 7.2123e-13 | 5.2803e-13 | 3.2239e-13 | 5.9728e-13 | 3.8193e-13 | 5.8699e-13 | 3.0449e-13 | 9.289e-13 | 4.2503e-13 | 7.9203e-13 | 3.5534e-13 | 4.3881e-13 | 6.5276e-13 | 2.4244e-13 | 4.1707e-13 | 9.1787e-13 | 4.2089e-13 | 7.4881e-13 | 5.2192e-13 | 6.2381e-13 | 5.7494e-13 | 5.0595e-13 | 5.036e-13 | 5.8101e-13 | 6.7532e-13 | 9.6153e-13 | 4.39e-13 | 8.013e-13 | 6.2801e-13 | 7.0512e-13 | 2.6678e-13 | 8.4342e-13 | 6.1099e-13 | 3.78e-13 | 6.4713e-13 | 5.8663e-13 | 4.4361e-13 | 5.6916e-13 | 5.6623e-13 | 4.6261e-13 | 5.4942e-13 | 7.0728e-13 | 4.4055e-13 | 6.4987e-13 | 2.7903e-13 | 3.6873e-13 | 5.0693e-13 | 8.5528e-13 | 8.2824e-13 | 5.8218e-13 | 4.178e-13 | 3.3163e-13 | 3.6281e-13 | 5.4668e-13 | 4.4847e-13 | 8.6858e-13 | 6.092e-13 | 2.6672e-13 | 6.0916e-13 | 8.2041e-13 | 2.8602e-13 | 8.5049e-13 | 5.104e-13 | 3.7731e-13 | 4.2056e-13 | 4.0516e-13 | 4.7543e-13 | 2.6474e-13 | 5.2772e-13 | 4.4528e-13 | 5.8097e-13 | 4.1151e-13 | 3.6958e-13 | 4.6044e-13 | 8.3476e-13 | 6.1465e-13 | 8.4172e-13 | 5.189e-13 | 3.5572e-13 | 4.6558e-13 | 4.3455e-13 | 3.7516e-13 | 4.4435e-13 | 4.5066e-13 | 6.3198e-13 | 2.6178e-13 | 4.5882e-13 | 5.4969e-13 | 5.8052e-13 | 5.3592e-13 | 6.3678e-13 | 4.2021e-13 | 6.5665e-13 | 3.5884e-13 | 6.8532e-13 | 2.3843e-13 | 5.7887e-13 | 4.976e-13 | 2.9784e-13 | 7.7886e-13 | 6.3566e-13 | 5.9473e-13 | 5.5443e-13 | 4.9712e-13 | 4.749e-13 | 4.8465e-13 | 5.6053e-13 | 2.7985e-13 | 5.1004e-13 | 5.1126e-13 | 5.6224e-13 | 4.5095e-13 | 3.4436e-13 | 3.7229e-13 | 4.0093e-13 | 4.1426e-13 | 7.7979e-13 | 5.133e-13 | 4.9729e-13 | 4.2516e-13 | 6.8434e-13 | 4.6149e-13 | 3.6583e-13 | 7.6157e-13 | 4.9147e-13 | 3.0498e-13 | 5.5834e-13 | 8.1462e-13 | 5.19e-13 | 3.7088e-13 | 4.9266e-13 | 3.9591e-13 | 3.569e-13 | 4.9664e-13 | 4.0871e-13 | 5.5039e-13 | 4.8727e-13 | 4.2984e-13 | 4.7347e-13 | 4.5368e-13 | 6.6371e-13 | 2.0087e-13 | 3.7654e-13 | 4.2713e-13 | 4.1844e-13 | 4.6912e-13 | 7.4639e-13 | 4.4229e-13 | 6.2074e-13 | 4.8315e-13 | 3.6668e-13 | 6.4134e-13 | 7.6501e-13 | 3.4738e-13 | 4.2421e-13 | 7.2681e-13 | 4.2846e-13 | 4.188e-13 | 4.2744e-13 | 7.1782e-13 | 4.8579e-13 | 5.9676e-13 | 2.7875e-13 | 3.9147e-13 | 5.0591e-13 | 3.279e-13 | 3.7491e-13 | 9.0117e-13 | 6.5703e-13 | 4.5216e-13 | 7.6514e-13 | 6.3841e-13 | 9.3047e-13 | 6.0337e-13 | 6.2992e-13 | 3.9008e-13 | 5.2957e-13 | 4.4406e-13 | 2.9108e-13 | 5.3691e-13 | 4.4155e-13 | 4.6759e-13 | 5.7493e-13 | 3.8196e-13 | 4.551e-13 | 6.1839e-13 | 3.3106e-13 | 3.5882e-13 | 3.501e-13 | 3.9385e-13 | 3.5676e-13 | 6.6579e-13 | 6.2703e-13 | 7.1846e-13 | 6.0994e-13 | 5.2548e-13 | 7.5211e-13 | 2.6816e-13 | 4.057e-13 | 5.6234e-13 | 9.338e-13 | 5.923e-13 | 6.771e-13 | 4.8761e-13 | 6.2544e-13 | 7.4407e-13 | 6.1316e-13 | 8.0354e-13 | 2.5775e-13 | 5.7404e-13 | 6.1959e-13 | 4.6723e-13 | 6.7126e-13 | 5.2773e-13 | 3.2983e-13 | 5.0264e-13 | 7.7287e-13 | 6.0198e-13 | 2.6999e-13 | 5.2088e-13 | 5.2138e-13 | 3.8494e-13 | 4.1221e-13 | 6.3655e-13 | 5.8156e-13 | 5.4446e-13 | 3.7782e-13 | 3.3395e-13 | 4.9367e-13 | 6.576e-13 | 5.2267e-13 | 6.301e-13 | 6.539e-13 | 7.799e-13 | 4.415e-13 | 2.9251e-13 | 3.7346e-13 | 6.5267e-13 | 9.3778e-13 | 6.0293e-13 | 5.5772e-13 | 5.1199e-13 | 7.4579e-13 | 4.9784e-13 | 5.2378e-13 | 4.59e-13 | 6.0366e-13 | 5.9031e-13 | 6.2546e-13 | 5.0001e-13 | 6.1364e-13 | 3.8151e-13 | 3.7355e-13 | 5.3076e-13 | 3.6982e-13 | 5.3434e-13 | 4.1004e-13 | 4.9425e-13 | 3.5234e-13 | 5.3353e-13 | 9.3859e-13 | 3.75e-13 | 3.3748e-13 | 4.1018e-13 | 3.7323e-13 | 5.5638e-13 | 3.9656e-13 | 3.3104e-13 | 6.9022e-13 | 3.3028e-13 | 5.324e-13 | 4.3576e-13 | 4.1165e-13 | 4.3145e-13 | 4.4108e-13 | 1.0125e-12 | 6.2658e-13 | 6.3454e-13 | 4.1187e-13 | 4.9364e-13 | 4.0147e-13 | 5.9997e-13 | 5.2353e-13 | 6.5662e-13 | 6.3389e-13 | 6.7104e-13 | 7.321e-13 | 7.3537e-13 | 5.6807e-13 | 5.9911e-13 | 4.3742e-13 | 5.1428e-13 | 2.8543e-13 | 6.0784e-13 | 7.1473e-13 | 3.4864e-13 | 5.0241e-13 | 7.594e-13 | 5.2957e-13 | 5.9066e-13 | 3.8991e-13 | 3.1395e-13 | 4.2205e-13 | 4.7342e-13 | 7.5058e-13 | 2.4306e-13 | 4.3028e-13 | 4.9277e-13 | 8.2623e-13 | 5.4965e-13 | 4.7941e-13 | 3.4166e-13 | 5.4176e-13 | 5.0121e-13 | 1.0085e-12 | 5.3091e-13 | 5.68e-13 | 3.6676e-13 | 3.7894e-13 | 5.6488e-13 | 4.2676e-13 | 6.881e-13 | 4.4299e-13 | 5.9832e-13 | 5.2891e-13 | 4.4679e-13 | 4.8181e-13 | 6.2282e-13 | 7.7983e-13 | 3.5862e-13 | 6.4277e-13 | 4.2116e-13 | 8.4836e-13 | 5.7587e-13 | 4.466e-13 | 2.6444e-13 | 4.1662e-13 | 4.4981e-13 | 5.2596e-13 | 5.5728e-13 | 2.7754e-13 | 5.8124e-13 | 6.9722e-13 | 3.5123e-13 | 6.945e-13 | 4.4056e-13 | 3.8069e-13 | 5.4397e-13 | 4.5059e-13 | 5.2343e-13 | 5.234e-13 | 8.6757e-13 | 3.8351e-13 | 3.4526e-13 | 3.5586e-13 | 6.3959e-13 | 3.9987e-13 | 4.9512e-13 | 7.1909e-13 | 4.7403e-13 | 4.8882e-13 | 3.2736e-13 | 2.4738e-13 | 6.3132e-13 | 4.5405e-13 | 3.1033e-13 | 6.6573e-13 | 5.0577e-13 | 4.6972e-13 | 6.5889e-13 | 4.2197e-13 | 6.4065e-13 | 4.3711e-13 | 4.7138e-13 | 3.2743e-13 | 3.0524e-13 | 3.6324e-13 | 5.2018e-13 | 3.1517e-13 | 5.7279e-13 | 3.4463e-13 | 3.9057e-13 | 2.507e-13 | 4.1614e-13 | 2.8192e-13 | 5.7607e-13 | 5.4549e-13 | 5.4649e-13 | 4.7995e-13 | 5.6436e-13 | 5.145e-13 | 2.4734e-13 | 6.8582e-13 | 4.6142e-13 | 3.6213e-13 | 3.7267e-13 | 4.1981e-13 | 4.9613e-13 | 4.0516e-13 | 5.162e-13 | 5.413e-13 | 5.1518e-13 | 6.3244e-13 | 4.7251e-13 | 6.0332e-13 | 3.467e-13 | 1.0105e-12 | 7.2657e-13 | 5.1203e-13 | 4.7788e-13 | 4.3498e-13 | 5.7534e-13 | 6.9387e-13 | 2.2509e-13 | 3.4006e-13 | 3.6035e-13 | 6.113e-13 | 7.1621e-13 | 3.9227e-13 | 4.7971e-13 | 2.9214e-13 | 6.0527e-13 | 6.3755e-13 | 5.5357e-13 | 3.5317e-13 | 3.7875e-13 | 3.8716e-13 | 6.3747e-13 | 4.0314e-13 | 5.0671e-13 | 5.9442e-13 | 5.223e-13 | 4.1079e-13 | 3.3501e-13 | 5.7306e-13 | 5.1942e-13 | 5.4758e-13 | 4.5449e-13 | 5.3732e-13 | 5.5129e-13 | 5.1627e-13 | 3.1697e-13 | 7.9596e-13 | 5.2894e-13 | 4.2178e-13 | 5.5025e-13 | 4.5614e-13 | 3.2937e-13 | 3.9988e-13 | 9.6704e-13 | 4.7144e-13 | 6.7436e-13 | 5.8378e-13 | 5.9678e-13 | 3.6381e-13 | 5.3508e-13 | 5.2378e-13 | 1.195e-12 | 5.6691e-13 | 4.4854e-13 | 4.463e-13 | 4.7735e-13 | 2.9842e-13 | 2.7453e-13 | 4.3778e-13 | 2.6372e-13 | 4.5596e-13 | 2.99e-13 | 6.7957e-13 | 7.7026e-13 | 6.0886e-13 | 5.7008e-13 | 3.9299e-13 | 5.7818e-13 | 7.4128e-13 | 3.8307e-13 | 8.2783e-13 | 2.7818e-13 | 6.0172e-13 | 2.7205e-13 | 5.53e-13 | 5.0279e-13 | 6.1861e-13 | 3.0721e-13 | 3.8066e-13 | 5.2596e-13 | 4.9607e-13 | 6.2166e-13 | 4.1613e-13 | 5.7909e-13 | 5.7591e-13 | 4.731e-13 | 6.228e-13 | 5.1861e-13 | 2.7972e-13 | 4.2588e-13 | 7.7461e-13 | 5.0325e-13 | 6.4318e-13 | 5.1608e-13 | 4.2981e-13 | 4.3652e-13 | 2.9149e-13 | 8.4344e-13 | 4.0874e-13 | 4.1814e-13 | 5.2292e-13 | 6.9772e-13 | 6.3125e-13 | 4.1941e-13 | 4.0711e-13 | 3.1314e-13 | 3.1738e-13 | 2.8304e-13 | 5.7946e-13 | 3.9691e-13 | 5.0583e-13 | 4.8818e-13 | 4.3021e-13 | 5.0223e-13 | 5.0438e-13 | 3.3163e-13 | 3.7449e-13 | 3.6608e-13 | 4.1798e-13 | 3.5321e-13 | 7.1661e-13 | 4.6164e-13 | 5.1746e-13 | 3.4147e-13 | 4.8913e-13 | 3.9492e-13 | 4.313e-13 | 5.7357e-13 | 4.2986e-13 | 4.3881e-13 | 5.6965e-13 | 3.5992e-13 | 2.0452e-13 | 3.1144e-13 | 5.9168e-13 | 3.9556e-13 | 5.3009e-13 | 3.1892e-13 | 5.0233e-13 | 6.2823e-13 | 4.6414e-13 | 6.5187e-13 | 6.5431e-13 | 4.9534e-13 | 4.0053e-13 | 6.1486e-13 | 7.8062e-13 | 5.0096e-13 | 7.2135e-13 | 7.1578e-13 | 2.8931e-13 | 7.5081e-13 | 4.147e-13 | 4.7995e-13 | 4.4325e-13 | 1.0172e-12 | 2.725e-13 | 3.9013e-13 | 6.6196e-13 | 6.0225e-13 | 3.9737e-13 | 4.3543e-13 | 4.3798e-13 | 4.8818e-13 | 2.4256e-13 | 6.1138e-13 | 4.4325e-13 | 4.9212e-13 | 5.7364e-13 | 3.81e-13 | 3.9656e-13 | 6.5009e-13 | 5.0112e-13 | 6.244e-13 | 5.7032e-13 | 4.3162e-13 | 5.351e-13 | 8.0379e-13 | 4.1778e-13 | 5.4175e-13 | 2.8023e-13 | 5.7456e-13 | 9.849e-13 | 3.5972e-13 | 2.7956e-13 | 3.0394e-13 | 7.0321e-13 | 3.4501e-13 | 5.214e-13 | 5.1593e-13 | 4.7342e-13 | 5.6823e-13 | 3.586e-13 | 5.7786e-13 | 5.6382e-13 | 5.8253e-13 | 4.8766e-13 | 4.0658e-13 | 4.7389e-13 | 3.2652e-13 | 8.6822e-13 | 7.2863e-13 | 4.108e-13 | 5.1173e-13 | 4.6681e-13 | 6.9012e-13 | 7.4658e-13 | 4.3433e-13 | 5.9159e-13 | 7.7438e-13 | 6.3572e-13 | 2.8652e-13 | 4.4371e-13 | 3.7957e-13 | 5.4058e-13 | 5.2229e-13 | 3.2464e-13 | 6.611e-13 | 6.2328e-13 | 5.4997e-13 | 5.522e-13 | 4.9588e-13 | 1.011e-12 | 6.705e-13 | 5.6125e-13 | 7.0693e-13 | 6.428e-13 | 3.3234e-13 | 2.3158e-13 | 6.2821e-13 | 3.8067e-13 | 8.1401e-13 | 5.9735e-13 | 5.7164e-13 | 5.1449e-13 | 6.6627e-13 | 7.6143e-13 | 7.1795e-13 | 7.4848e-13 | 4.6891e-13 | 3.3781e-13 | 5.9094e-13 | 2.7891e-13 | 6.1844e-13 | 5.3191e-13 | 5.4136e-13 | 6.9994e-13 | 1.705e-13 | 6.0667e-13 | 4.1098e-13 | 5.168e-13 | 5.1918e-13 | 6.2502e-13 | 4.6827e-13 | 3.0214e-13 | 5.5241e-13 | 3.279e-13 | 6.1646e-13 | 4.1551e-13 | 5.5619e-13 | 5.6773e-13 | 5.4562e-13 | 4.6982e-13 | 3.5855e-13 | 6.5012e-13 | 3.7789e-13 | 3.5574e-13 | 4.9377e-13 | 3.5348e-13 | 7.4538e-13 | 6.0661e-13 | 3.1289e-13 | 2.9478e-13 | 3.5648e-13 | 5.6113e-13 | 5.5333e-13 | 6.7464e-13 | 5.9754e-13 | 4.3081e-13 | 4.5462e-13 | 5.059e-13 | 5.6466e-13 | 3.3831e-13 | 4.1418e-13 | 6.4795e-13 | 6.8688e-13 | 5.0356e-13 | 5.5987e-13 | 2.4267e-13 | 4.6408e-13 | 5.2086e-13 | 8.0738e-13 | 5.8653e-13 | 6.1012e-13 | 4.3532e-13 | 5.6014e-13 | 9.2698e-13 | 4.6379e-13 | 5.7561e-13 | 2.2355e-13 | 4.5953e-13 | 5.4327e-13 | 5.4696e-13 | 4.4723e-13 | 4.4378e-13 | 4.5615e-13 | 4.1722e-13 | 7.06e-13 | 9.5182e-13 | 7.5259e-13 | 3.2e-13 | 4.657e-13 | 3.4308e-13 | 4.2805e-13 | 7.4226e-13 | 6.8679e-13 | 3.853e-13 | 4.3638e-13 | 4.5303e-13 | 6.5759e-13 | 4.2926e-13 | 5.8542e-13 | 3.5457e-13 | 6.8787e-13 | 9.0827e-13 | 4.2716e-13 | 4.8194e-13 | 4.8731e-13 | 2.8977e-13 | 4.0105e-13 | 4.606e-13 | 4.9273e-13 | 4.4403e-13 | 4.5383e-13 | 4.9399e-13 | 6.6093e-13 | 7.8805e-13 | 4.8731e-13 | 5.0518e-13 | 4.3463e-13 | 3.1005e-13 | 3.4911e-13 | 5.4818e-13 | 4.7721e-13 | 4.1603e-13 | 8.1037e-13 | 4.4951e-13 | 6.407e-13 | 5.2692e-13 | 4.0136e-13 | 5.7898e-13 | 8.3643e-13 | 6.0751e-13 | 2.409e-13 | 4.763e-13 | 6.5863e-13 | 9.6535e-13 | 6.4135e-13 | 3.8953e-13 | 8.6025e-13 | 4.2106e-13 | 3.8603e-13 | 2.6586e-13 | 4.3991e-13 | 4.3021e-13 | 2.5264e-13 | 6.245e-13 | 7.1962e-13 | 4.2528e-13 | 5.2967e-13 | 4.095e-13 | 7.0905e-13 | 7.5993e-13 | 6.0244e-13 | 3.6272e-13 | 5.7189e-13 | 9.8032e-13 | 5.9124e-13 | 6.2998e-13 | 3.2712e-13 | 7.8035e-13 | 7.1608e-13 | 2.6017e-13 | 7.0265e-13 | 4.0288e-13 | 5.543e-13 | 2.1105e-13 | 4.1644e-13 | 5.0578e-13 | 5.5893e-13 | 2.5796e-13 | 5.3919e-13 | 4.1728e-13 | 6.013e-13 | 4.2951e-13 | 3.5448e-13 | 6.8857e-13 | 3.2695e-13 | 4.1103e-13 | 8.2894e-13 | 5.3288e-13 | 8.316e-13 | 2.4259e-13 | 5.7674e-13 | 3.3777e-13 | 4.1646e-13 | 7.6824e-13 | 2.6139e-13 | 2.1849e-13 | 7.9432e-13 | 4.7109e-13 | 4.8036e-13 | 4.6475e-13 | 7.418e-13 | 3.1419e-13 | 8.3915e-13 | 5.3342e-13 | 6.3989e-13 | 3.2905e-13 | 9.2475e-13 | 5.6422e-13 | 7.9595e-13 | 2.6835e-13 | 7.0459e-13 | 4.4673e-13 | 5.1266e-13 | 3.1486e-13 | 4.4348e-13 | 5.102e-13 | 3.954e-13 | 6.0025e-13 | 6.9376e-13 | 4.5104e-13 | 4.2754e-13 | 5.9534e-13 | 3.2647e-13 | 6.6507e-13 | 6.6647e-13 | 1.0726e-12 | 6.4125e-13 | 1.7975e-13 | 4.3994e-13 | 6.049e-13 | 5.5456e-13 | 3.4711e-13 | 3.7337e-13 | 5.4271e-13 | 2.4262e-13 | 2.7937e-13 | 8.528e-13 | 5.8206e-13 | 6.1559e-13 | 5.1168e-13 | 3.799e-13 | 5.9962e-13 | 4.9066e-13 | 5.124e-13 | 9.2528e-13 | 3.6715e-13 | 4.2868e-13 | 5.734e-13 | 5.0541e-13 | 5.7225e-13 | 5.352e-13 | 4.5874e-13 | 7.6763e-13 | 3.6377e-13 | 7.9136e-13 | 5.1561e-13 | 9.4377e-13 | 6.9057e-13 | 1.0624e-12 | 8.104e-13 | 2.9509e-13 | 5.0128e-13 | 5.6897e-13 | 3.8804e-13 | 7.2713e-13 | 7.8649e-13 | 2.9508e-13 | 3.9516e-13 | 6.0974e-13 | 5.0823e-13 | 8.7729e-13 | 8.5452e-13 | 6.2578e-13 | 5.2285e-13 | 3.9052e-13 | 4.8967e-13 | 3.1042e-13 | 4.7507e-13 | 5.4413e-13 | 7.816e-13 | 3.8088e-13 | 7.5177e-13 | 5.219e-13 | 6.6454e-13 | 4.6625e-13 | 4.9523e-13 | 4.1937e-13 | 7.4992e-13 | 5.0614e-13 | 3.8965e-13 | 6.7485e-13 | 7.0371e-13 | 7.6869e-13 | 7.7322e-13 | 5.7738e-13 | 5.2261e-13 | 4.4935e-13 | 4.495e-13 | 5.3875e-13 | 5.0945e-13 | 6.3012e-13 | 9.289e-13 | 3.7312e-13 | 4.9868e-13 | 4.0476e-13 | 4.8945e-13 | 4.871e-13 | 4.2761e-13 | 3.9395e-13 | 3.0014e-13 | 6.2742e-13 | 4.2388e-13 | 7.364e-13 | 5.9777e-13 | 2.8866e-13 | 4.7576e-13 | 6.4685e-13 | 5.9087e-13 | 6.4533e-13 | 3.4884e-13 | 4.2726e-13 | 2.6058e-13 | 6.2772e-13 | 3.1339e-13 | 4.7074e-13 | 3.5127e-13 | 3.6263e-13 | 6.5015e-13 | 8.3356e-13 | 5.6537e-13 | 4.4187e-13 | 5.463e-13 | 4.4841e-13 | 7.0996e-13 | 2.3856e-13 | 5.7695e-13 | 7.0478e-13 | 3.0459e-13 | 7.0335e-13 | 5.0383e-13 | 5.3085e-13 | 6.0514e-13 | 6.5152e-13 | 4.5529e-13 | 5.1581e-13 | 8.2018e-13 | 5.9669e-13 | 3.4263e-13 | 8.3935e-13 | 4.4295e-13 | 5.417e-13 | 3.9959e-13 | 4.9151e-13 | 7.4408e-13 | 5.7394e-13 | 3.1269e-13 | 3.2899e-13 | 8.4192e-13 | 3.7553e-13 | 3.099e-13 | 4.8889e-13 | 3.8031e-13 | 4.8525e-13 | 7.9558e-13 | 6.7303e-13 | 4.6141e-13 | 3.7879e-13 | 6.183e-13 | 7.4128e-13 | 3.1517e-13 | 5.53e-13 | 7.9205e-13 | 4.3666e-13 | 2.5022e-13 | 3.7971e-13 | 4.0099e-13 | 5.8647e-13 | 6.4971e-13 | 3.7309e-13 | 6.3972e-13 | 6.4425e-13 | 2.5145e-13 | 5.8867e-13 | 4.6467e-13 | 5.2949e-13 | 7.0041e-13 | 4.3721e-13 | 4.3739e-13 | 7.092e-13 | 6.084e-13 | 7.9051e-13 | 4.5524e-13 | 5.8119e-13 | 2.6179e-13 | 3.9062e-13 | 3.5532e-13 | 3.8882e-13 | 2.6003e-13 | 4.3448e-13 | 6.3993e-13 | 5.2875e-13 | 5.1285e-13 | 3.4108e-13 | 9.0292e-13 | 4.3037e-13 | 5.9474e-13 | 4.3858e-13 | 4.9735e-13 | 4.3508e-13 | 4.5454e-13 | 8.6055e-13 | 5.4882e-13 | 7.0539e-13 | 4.8939e-13 | 5.9207e-13 | 4.2178e-13 | 3.0582e-13 | 3.4224e-13 | 4.4662e-13 | 4.1038e-13 | 4.7589e-13 | 3.9428e-13 | 5.5293e-13 | 5.5223e-13 | 5.8283e-13 | 3.9509e-13 | 4.5915e-13 | 6.8481e-13 | 3.3296e-13 | 3.3816e-13 | 5.5167e-13 | 4.0905e-13 | 5.0014e-13 | 7.6417e-13 | 5.1806e-13 | 3.66e-13 | 8.7372e-13 | 3.3778e-13 | 5.7911e-13 | 7.9791e-13 | 6.2812e-13 | 5.6239e-13 | 3.7696e-13 | 3.6327e-13 | 5.4973e-13 | 5.9295e-13 | 2.942e-13 | 5.497e-13 | 4.0136e-13 | 3.6218e-13 | 3.9308e-13 | 6.7048e-13 | 5.9656e-13 | 5.0949e-13 | 2.4362e-13 | 7.9959e-13 | 5.8587e-13 | 4.4017e-13 | 4.5764e-13 | 4.1934e-13 | 3.8283e-13 | 7.4374e-13 | 3.5745e-13 | 3.5386e-13 | 4.892e-13 | 6.1389e-13 | 4.3385e-13 | 5.3876e-13 | 3.2425e-13 | 4.1333e-13 | 7.1967e-13 | 3.7949e-13 | 2.7464e-13 | 5.3881e-13 | 5.1026e-13 | 5.7561e-13 | 3.3329e-13 | 6.77e-13 | 5.2942e-13 | 6.4203e-13 | 4.0086e-13 | 7.3979e-13 | 4.558e-13 | 8.6741e-13 | 4.6636e-13 | 4.3649e-13 | 8.3316e-13 | 6.1467e-13 | 3.2279e-13 | 5.7726e-13 | 5.1357e-13 | 4.3762e-13 | 6.0381e-13 | 5.2873e-13 | 4.6687e-13 | 6.5932e-13 | 6.8601e-13 | 3.5777e-13 | 1.5258e-13 | 4.1668e-13 | 6.6222e-13 | 5.3669e-13 | 4.7696e-13 | 3.8677e-13 | 5.1051e-13 | 4.3457e-13 | 6.1994e-13 | 6.3302e-13 | 4.7522e-13 | 2.6069e-13 | 6.013e-13 | 6.5393e-13 | 9.9165e-13 | 4.6268e-13 | 3.813e-13 | 5.6002e-13 | 4.8385e-13 | 9.4324e-13 | 4.0441e-13 | 5.5893e-13 | 8.5617e-13 | 3.733e-13 | 3.3501e-13 | 4.4013e-13 | 5.7093e-13 | 3.5472e-13 | 3.4538e-13 | 3.609e-13 | 4.2388e-13 | 4.3099e-13 | 6.229e-13 | 6.1713e-13 | 7.0015e-13 | 7.3377e-13 | 5.8722e-13 | 4.0576e-13 | 4.0973e-13 | 4.4038e-13 | 2.3897e-13 | 3.6042e-13 | 5.9258e-13 | 3.6386e-13 | 5.9208e-13 | 5.3933e-13 | 3.3426e-13 | 8.6529e-13 | 8.309e-13 | 5.0969e-13 | 5.0995e-13 | 5.2917e-13 | 8.8132e-13 | 4.6261e-13 | 3.2265e-13 | 6.0933e-13 | 5.5954e-13 | 5.4793e-13 | 4.2132e-13 | 5.5235e-13 | 3.28e-13 | 6.4082e-13 | 9.0543e-13 | 3.693e-13 | 6.1765e-13 | 7.1406e-13 | 3.903e-13 | 5.7446e-13 | 2.7265e-13 | 6.5208e-13 | 5.6514e-13 | 4.5684e-13 | 6.4394e-13 | 4.8019e-13 | 4.5933e-13 | 5.773e-13 | 6.0603e-13 | 2.3484e-13 | 6.5984e-13 | 2.4437e-13 | 5.2491e-13 | 4.2772e-13 | 5.4134e-13 | 5.7599e-13 | 4.1904e-13 | 4.4808e-13 | 4.3225e-13 | 3.8897e-13 | 6.0883e-13 | 4.4373e-13 | 2.8664e-13 | 1.6607e-13 | 7.7197e-13 | 3.8684e-13 | 4.172e-13 | 4.6932e-13 | 6.4515e-13 | 6.4504e-13 | 3.1234e-13 | 3.3193e-13 | 2.117e-13 | 5.1294e-13 | 5.5401e-13 | 5.7475e-13 | 3.9306e-13 | 1.0237e-12 | 7.1597e-13 | 4.0236e-13 | 9.0041e-13 | 5.3203e-13 | 3.6408e-13 | 6.0071e-13 | 5.7083e-13 | 7.0535e-13 | 3.1655e-13 | 2.6424e-13 | 3.7671e-13 | 7.7623e-13 | 2.5021e-13 | 3.8513e-13 | 4.155e-13 | 5.3933e-13 | 6.432e-13 | 4.8368e-13 | 7.1748e-13 | 7.534e-13 | 2.8432e-13 | 5.3225e-13 | 6.706e-13 | 5.6572e-13 | 4.3245e-13 | 3.4725e-13 | 8.3571e-13 | 5.5444e-13 | 3.6548e-13 | 3.2382e-13 | 6.8398e-13 | 4.1656e-13 | 5.0813e-13 | 5.502e-13 | 3.7212e-13 | 2.6063e-13 | 4.1837e-13 | 6.0054e-13 | 5.0082e-13 | 4.4194e-13 | 2.6819e-13 | 6.5262e-13 | 4.0315e-13 | 5.7891e-13 | 7.9324e-13 | 5.6638e-13 | 8.9298e-13 | 2.9418e-13 | 6.213e-13 | 7.634e-13 | 4.9819e-13 | 5.556e-13 | 4.5339e-13 | 7.0335e-13 | 4.8841e-13 | 5.7054e-13 | 3.343e-13 | 7.0292e-13 | 5.907e-13 | 5.8019e-13 | 7.5199e-13 | 8.4933e-13 | 5.8902e-13 | 6.5044e-13 | 5.3341e-13 | 3.6688e-13 | 3.3517e-13 | 6.3148e-13 | 4.6318e-13 | 7.713e-13 | 4.1359e-13 | 3.5966e-13 | 3.185e-13 | 5.8317e-13 | 5.0887e-13 | 6.624e-13 | 5.95e-13 | 3.2233e-13 | 2.4783e-13 | 4.9305e-13 | 3.8197e-13 | 4.9788e-13 | 2.3804e-13 | 3.811e-13 | 3.0985e-13 | 6.2548e-13 | 5.9609e-13 | 6.5533e-13 | 2.9285e-13 | 9.5931e-13 | 4.89e-13 | 5.6288e-13 | 5.3228e-13 | 3.8055e-13 | 7.0375e-13 | 5.7507e-13 | 4.9109e-13 | 6.2261e-13 | 4.9623e-13 | 6.516e-13 | 6.6146e-13 | 5.7558e-13 | 5.1257e-13 | 5.6061e-13 | 4.722e-13 | 4.975e-13 | 5.8651e-13 | 5.2355e-13 | 4.554e-13 | 5.7192e-13 | 3.1423e-13 | 8.0067e-13 | 6.8927e-13 | 5.6617e-13 | 7.9008e-13 | 6.1644e-13 | 4.3175e-13 | 4.4747e-13 | 2.9418e-13 | 5.2234e-13 | 5.4153e-13 | 2.996e-13 | 5.0294e-13 | 3.0443e-13 | 3.1753e-13 | 3.6562e-13 | 4.0153e-13 | 4.0477e-13 | 4.673e-13 | 3.4688e-13 | 5.6104e-13 | 1.1172e-12 | 5.6992e-13 | 4.6036e-13 | 4.68e-13 | 5.1968e-13 | 3.1479e-13 | 3.1425e-13 | 3.1066e-13 | 8.0049e-13 | 6.2174e-13 | 4.5583e-13 | 4.9334e-13 | 4.2503e-13 | 3.347e-13 | 5.8418e-13 | 5.6277e-13 | 4.8012e-13 | 6.8457e-13 | 3.5524e-13 | 4.913e-13 | 4.9118e-13 | 7.1006e-13 | 4.1517e-13 | 6.0766e-13 | 4.9972e-13 | 6.2816e-13 | 4.7151e-13 | 4.4976e-13 | 5.0076e-13 | 5.4747e-13 | 3.5996e-13 | 8.7405e-13 | 6.9337e-13 | 6.1837e-13 | 6.3272e-13 | 4.5496e-13 | 1.0847e-12 | 4.6871e-13 | 3.4506e-13 | 6.7409e-13 | 7.4959e-13 | 4.0327e-13 | 6.9149e-13 | 5.3419e-13 | 4.0429e-13 | 6.1015e-13 | 5.5226e-13 | 8.9934e-13 | 3.6587e-13 | 4.8812e-13 | 3.9753e-13 | 4.7959e-13 | 4.5174e-13 | 1.0162e-12 | 4.8913e-13 | 7.6629e-13 | 8.4343e-13 | 5.8114e-13 | 3.1472e-13 | 5.7893e-13 | 3.2474e-13 | 4.2289e-13 | 4.0063e-13 | 4.0447e-13 | 5.0455e-13 | 6.5661e-13 | 5.811e-13 | 5.7096e-13 | 6.7848e-13 | 6.0616e-13 | 3.3418e-13 | 4.9676e-13 | 6.5027e-13 | 5.2692e-13 | 6.8981e-13 | 2.853e-13 | 8.6725e-13 | 6.4632e-13 | 3.5656e-13 | 6.6177e-13 | 3.1709e-13 | 3.1548e-13 | 5.0815e-13 | 7.2909e-13 | 4.369e-13 | 5.8557e-13 | 6.1066e-13 | 3.7761e-13 | 3.3277e-13 | 3.608e-13 | 4.628e-13 | 5.2832e-13 | 3.879e-13 | 7.2675e-13 | 6.796e-13 | 4.1965e-13 | 3.9801e-13 | 4.6696e-13 | 3.7939e-13 | 4.2282e-13 | 5.6187e-13 | 3.5585e-13 | 6.5714e-13 | 6.6926e-13 | 4.644e-13 | 6.0399e-13 | 5.9109e-13 | 5.4385e-13 | 4.5838e-13 | 4.625e-13 | 4.9965e-13 | 1.0736e-12 | 5.1893e-13 | 4.2389e-13 | 3.587e-13 | 3.2959e-13 | 6.1279e-13 | 5.8388e-13 | 6.1837e-13 | 6.3847e-13 | 5.8681e-13 | 7.3829e-13 | 4.3396e-13 | 3.0162e-13 | 3.5712e-13 | 2.6933e-13 | 8.3653e-13 | 3.6858e-13 | 6.5689e-13 | 3.9635e-13 | 2.7168e-13 | 5.9982e-13 | 3.1914e-13 | 2.8331e-13 | 6.4693e-13 | 9.425e-13 | 5.2946e-13 | 4.3916e-13 | 6.4301e-13 | 4.3316e-13 | 5.7518e-13 | 4.3097e-13 | 7.3379e-13 | 7.4337e-13 | 4.85e-13 | 4.0879e-13 | 2.8543e-13 | 6.4595e-13 | 3.2348e-13 | 4.6665e-13 | 7.1634e-13 | 3.2961e-13 | 5.069e-13 | 2.4451e-13 | 6.4667e-13 | 7.3757e-13 | 6.6988e-13 | 6.4003e-13 | 4.4096e-13 | 5.1776e-13 | 5.2469e-13 | 5.317e-13 | 4.1439e-13 | 7.1172e-13 | 3.4926e-13 | 6.9766e-13 | 3.3405e-13 | 5.9226e-13 | 7.6629e-13 | 5.0092e-13 | 6.7094e-13 | 4.8591e-13 | 5.9885e-13 | 7.9337e-13 | 5.0944e-13 | 5.1349e-13 | 4.6366e-13 | 4.5344e-13 | 7.3113e-13 | 5.3573e-13 | 5.4936e-13 | 4.3071e-13 | 3.3439e-13 | 4.4748e-13 | 6.7765e-13 | 3.6738e-13 | 6.1729e-13 | 5.6235e-13 | 6.1465e-13 | 8.5773e-13 | 4.5271e-13 | 2.4647e-13 | 7.8493e-13 | 6.0569e-13 | 3.5316e-13 | 7.0147e-13 | 8.0665e-13 | 3.9843e-13 | 5.7689e-13 | 5.6225e-13 | 4.766e-13 | 3.0344e-13 | 6.5897e-13 | 7.1924e-13 | 6.3192e-13 | 5.2541e-13 | 3.0007e-13 | 3.2229e-13 | 4.3692e-13 | 5.1528e-13 | 5.3957e-13 | 3.4327e-13 | 9.6637e-13 | 5.5378e-13 | 4.3848e-13 | 5.0017e-13 | 3.8569e-13 | 4.9651e-13 | 6.6162e-13 | 4.7099e-13 | 6.1866e-13 | 6.8434e-13 | 5.8316e-13 | 4.6902e-13 | 4.7244e-13 | 6.5203e-13 | 4.0678e-13 | 5.2177e-13 | 2.8223e-13 | 7.1482e-13 | 5.5649e-13 | 5.8914e-13 | 3.9259e-13 | 4.8778e-13 | 6.832e-13 | 7.2767e-13 | 6.105e-13 | 6.4125e-13 | 7.6391e-13 | 5.514e-13 | 4.6739e-13 | 6.5064e-13 | 4.0653e-13 | 5.9369e-13 | 4.7352e-13 | 4.6006e-13 | 5.6859e-13 | 5.7441e-13 | 2.289e-13 | 6.0741e-13 | 6.4116e-13 | 3.9364e-13 | 5.2256e-13 | 3.7813e-13 | 3.9644e-13 | 2.6352e-13 | 7.4219e-13 | 7.3171e-13 | 3.4313e-13 | 3.9018e-13 | 6.1e-13 | 5.7315e-13 | 2.7514e-13 | 4.4509e-13 | 3.8663e-13 | 8.782e-13 | 4.9604e-13 | 7.1028e-13 | 6.2056e-13 | 4.5869e-13 | 5.1542e-13 | 3.6052e-13 | 4.8031e-13 | 8.3018e-13 | 7.9448e-13 | 7.7131e-13 | 8.0564e-13 | 4.2055e-13 | 4.877e-13 | 3.3436e-13 | 4.248e-13 | 3.375e-13 | 5.3952e-13 | 4.6223e-13 | 2.7451e-13 | 5.3089e-13 | 6.6156e-13 | 3.0467e-13 | 4.9092e-13 | 2.922e-13 | 7.4343e-13 | 4.9732e-13 | 4.0512e-13 | 2.8653e-13 | 5.8308e-13 | 2.9017e-13 | 4.3121e-13 | 6.6058e-13 | 2.5422e-13 | 8.0283e-13 | 5.299e-13 | 3.2139e-13 | 5.6785e-13 | 7.1641e-13 | 3.7159e-13 | 5.1524e-13 | 5.1245e-13 | 3.0141e-13 | 6.7464e-13 | 4.7958e-13 | 4.5013e-13 | 3.0453e-13 | 3.0258e-13 | 2.7198e-13 | 6.0632e-13 | 6.8718e-13 | 4.049e-13 | 5.5824e-13 | 4.8677e-13 | 7.9288e-13 | 5.1926e-13 | 4.9742e-13 | 5.4214e-13 | 6.3861e-13 | 7.1187e-13 | 4.2989e-13 | 4.0255e-13 | 3.0256e-13 | 5.4297e-13 | 4.6845e-13 | 7.7617e-13 | 3.9647e-13 | 3.8125e-13 | 4.7461e-13 | 5.1456e-13 | 3.2908e-13 | 4.4298e-13 | 6.588e-13 | 4.0563e-13 | 3.7468e-13 | 5.3387e-13 | 9.0012e-13 | 3.8519e-13 | 5.6372e-13 | 6.2992e-13 | 6.4172e-13 | 5.2779e-13 | 5.3949e-13 | 3.9496e-13 | 4.4037e-13 | 5.8363e-13 | 4.2952e-13 | 3.6733e-13 | 9.916e-13 | 4.4178e-13 | 5.0016e-13 | 5.6422e-13 | 4.5613e-13 | 3.9447e-13 | 5.8573e-13 | 2.783e-13 | 2.2589e-13 | 7.0898e-13 | 2.3687e-13 | 6.1095e-13 | 9.0913e-13 | 6.3082e-13 | 3.1697e-13 | 2.7304e-13 | 5.2324e-13 | 3.3958e-13 | 8.3478e-13 | 6.8253e-13 | 5.2377e-13 | 4.013e-13 | 4.2861e-13 | 3.5147e-13 | 1.0736e-12 | 4.5079e-13 | 8.3929e-13 | 2.9691e-13 | 6.0212e-13 | 5.7447e-13 | 6.6174e-13 | 2.8634e-13 | 6.4e-13 | 3.0773e-13 | 4.578e-13 | 3.7456e-13 | 5.7875e-13 | 4.519e-13 | 5.5037e-13 | 4.4299e-13 | 4.9812e-13 | 5.6897e-13 | 3.4753e-13 | 3.8031e-13 | 4.8748e-13 | 4.4845e-13 | 4.2845e-13 | 7.1014e-13 | 2.9927e-13 | 3.3948e-13 | 3.8637e-13 | 4.1132e-13 | 6.6009e-13 | 2.753e-13 | 4.3204e-13 | 4.4642e-13 | 7.3769e-13 | 5.5748e-13 | 3.3804e-13 | 6.6446e-13 | 4.9748e-13 | 4.8082e-13 | 7.5338e-13 | 6.1582e-13 | 3.1231e-13 | 2.9768e-13 | 5.0299e-13 | 3.5631e-13 | 5.8995e-13 | 4.8174e-13 | 2.8958e-13 | 4.4678e-13 | 5.2174e-13 | 4.8357e-13 | 6.7025e-13 | 4.8645e-13 | 4.0228e-13 | 6.1516e-13 | 4.7418e-13 | 6.6713e-13 | 5.5542e-13 | 4.7531e-13 | 5.2001e-13 | 6.294e-13 | 5.8031e-13 | 5.9807e-13 | 3.593e-13 | 1.6438e-13 | 5.4302e-13 | 5.5146e-13 | 6.8125e-13 | 4.0342e-13 | 3.95e-13 | 7.8118e-13 | 4.0364e-13 | 7.1156e-13 | 5.6902e-13 | 5.5414e-13 | 7.3115e-13 | 5.5682e-13 | 2.7464e-13 | 2.751e-13 | 8.1664e-13 | 5.7335e-13 | 5.5273e-13 | 4.0303e-13 | 4.7872e-13 | 6.1445e-13 | 5.5997e-13 | 4.4057e-13 | 4.502e-13 | 3.7505e-13 | 5.8944e-13 | 6.5033e-13 | 6.3255e-13 | 3.5667e-13 | 5.7075e-13 | 6.3635e-13 | 4.7573e-13 | 4.0931e-13 | 4.7655e-13 | 4.7232e-13 | 5.2279e-13 | 7.6323e-13 | 5.7189e-13 | 2.6117e-13 | 4.8081e-13 | 2.7333e-13 | 2.8964e-13 | 4.5961e-13 | 4.5959e-13 | 4.5459e-13 | 1.0648e-12 | 5.257e-13 | 5.4472e-13 | 6.9345e-13 | 4.033e-13 | 7.4e-13 | 7.1167e-13 | 5.4576e-13 | 5.0158e-13 | 6.8918e-13 | 5.5516e-13 | 1.9673e-13 | 6.849e-13 | 5.0221e-13 | 4.4836e-13 | 3.1292e-13 | 4.3858e-13 | 5.7961e-13 | 5.0566e-13 | 3.0287e-13 | 3.849e-13 | 3.5695e-13 | 6.6058e-13 | 6.2217e-13 | 3.5236e-13 | 7.3831e-13 | 5.0969e-13 | 3.6482e-13 | 3.7313e-13 | 3.5006e-13 | 1.9671e-13 | 4.1782e-13 | 3.689e-13 | 7.6635e-13 | 4.1922e-13 | 4.6227e-13 | 3.4763e-13 | 4.0946e-13 | 5.3323e-13 | 6.9794e-13 | 6.0186e-13 | 5.4577e-13 | 1.9727e-13 | 5.7167e-13 | 4.4412e-13 | 4.8824e-13 | 8.0704e-13 | 2.9297e-13 | 3.4835e-13 | 4.9076e-13 | 5.4815e-13 | 6.1724e-13 | 1.0882e-12 | 4.3339e-13 | 3.5103e-13 | 7.1063e-13 | 4.0051e-13 | 6.0251e-13 | 3.8575e-13 | 5.0643e-13 | 4.8984e-13 | 7.0119e-13 | 5.3839e-13 | 5.8365e-13 | 4.3817e-13 | 4.8033e-13 | 1.0676e-12 | 2.6575e-13 | 2.6975e-13 | 6.821e-13 | 4.7682e-13 | 7.7332e-13 | 4.7261e-13 | 3.8559e-13 | 9.1333e-13 | 6.7682e-13 | 3.8178e-13 | 5.9076e-13 | 5.8801e-13 | 5.9367e-13 | 4.5283e-13 | 3.4793e-13 | 4.7799e-13 | 4.3959e-13 | 7.996e-13 | 3.9911e-13 | 4.31e-13 | 6.8712e-13 | 6.3612e-13 | 6.471e-13 | 8.4278e-13 | 4.7784e-13 | 6.3568e-13 | 6.3603e-13 | 8.6841e-13 | 6.4529e-13 | 4.6436e-13 | 3.6511e-13 | 5.9739e-13 | 6.8546e-13 | 6.7837e-13 | 6.9171e-13 | 2.7466e-13 | 3.6577e-13 | 6.8393e-13 | 4.6324e-13 | 4.1468e-13 | 6.7547e-13 | 5.7713e-13 | 2.9596e-13 | 3.3868e-13 | 4.0866e-13 | 4.8497e-13 | 6.178e-13 | 4.9667e-13 | 5.2742e-13 | 3.9491e-13 | 3.2228e-13 | 6.5301e-13 | 5.0632e-13 | 3.1274e-13 | 5.0289e-13 | 5.0297e-13 | 5.2534e-13 | 3.3133e-13 | 3.1479e-13 | 4.9031e-13 | 3.1672e-13 | 1.644e-13 | 9.026e-13 | 5.8508e-13 | 6.3981e-13 | 4.8207e-13 | 5.4012e-13 | 4.3839e-13 | 4.7426e-13 | 5.9859e-13 | 7.633e-13 | 4.6315e-13 | 9.3638e-13 | 5.6802e-13 | 4.8813e-13 | 6.8691e-13 | 3.8407e-13 | 3.6595e-13 | 7.0201e-13 | 5.5394e-13 | 3.2396e-13 | 6.7807e-13 | 2.7249e-13 | 3.5612e-13 | 8.232e-13 | 4.4421e-13 | 4.2182e-13 | 5.92e-13 | 7.3698e-13 | 6.7652e-13 | 3.1654e-13 | 3.1049e-13 | 4.2231e-13 | 6.0782e-13 | 5.3782e-13 | 3.7689e-13 | 4.4156e-13 | 7.1007e-13 | 3.8568e-13 | 7.4142e-13 | 5.2461e-13 | 6.9112e-13 | 7.2406e-13 | 4.1543e-13 | 2.4477e-13 | 4.1738e-13 | 5.8729e-13 | 3.8686e-13 | 5.2658e-13 | 6.7385e-13 | 3.834e-13 | 3.4745e-13 | 2.2354e-13 | 5.5351e-13 | 3.2652e-13 | 4.1326e-13 | 4.9921e-13 | 3.2408e-13 | 3.5018e-13 | 6.5776e-13 | 4.6463e-13 | 4.7583e-13 | 5.5689e-13 | 3.8074e-13 | 3.341e-13 | 5.7659e-13 | 7.5544e-13 | 3.9147e-13 | 3.322e-13 | 6.1716e-13 | 7.6828e-13 | 4.3397e-13 | 3.8244e-13 | 4.5076e-13 | 3.7278e-13 | 8.1109e-13 | 5.3782e-13 | 6.6285e-13 | 5.1836e-13 | 9.254e-13 | 5.6529e-13 | 5.2758e-13 | 3.0439e-13 | 6.9476e-13 | 4.9342e-13 | 6.2766e-13 | 4.4759e-13 | 3.0867e-13 | 4.0013e-13 | 6.4483e-13 | 5.8505e-13 | 6.5934e-13 | 3.5382e-13 | 3.1978e-13 | 1.0313e-12 | 1.0093e-12 | 5.781e-13 | 3.5833e-13 | 4.4342e-13 | 3.3758e-13 | 3.5666e-13 | 3.3481e-13 | 3.8767e-13 | 4.4765e-13 | 3.7888e-13 | 6.3818e-13 | 3.9677e-13 | 4.6289e-13 | 3.9377e-13 | 4.8343e-13 | 5.2411e-13 | 4.3888e-13 | 6.4267e-13 | 5.4624e-13 | 2.8255e-13 | 5.697e-13 | 5.0872e-13 | 5.9789e-13 | 5.0549e-13 | 2.5876e-13 | 3.9553e-13 | 5.4042e-13 | 5.8012e-13 | 6.1373e-13 | 3.7134e-13 | 6.8932e-13 | 5.5811e-13 | 5.7728e-13 | 5.0313e-13 | 4.328e-13 | 2.3871e-13 | 4.9901e-13 | 5.7031e-13 | 4.6244e-13 | 4.2544e-13 | 6.22e-13 | 6.2405e-13 | 3.7344e-13 | 3.0069e-13 | 5.8729e-13 | 3.888e-13 | 5.363e-13 | 3.4039e-13 | 5.2392e-13 | 4.0322e-13 | 5.5378e-13 | 3.7031e-13 | 4.8233e-13 | 4.541e-13 | 6.4679e-13 | 4.8488e-13 | 4.1763e-13 | 6.5942e-13 | 5.4719e-13 | 9.1613e-13 | 4.4122e-13 | 6.1199e-13 | 6.4285e-13 | 8.9165e-13 | 4.8888e-13 | 3.5001e-13 | 5.912e-13 | 4.9486e-13 | 5.5156e-13 | 4.4489e-13 | 5.2115e-13 | 3.6698e-13 | 4.8069e-13 | 4.4889e-13 | 6.6462e-13 | 5.8796e-13 | 4.202e-13 | 4.3105e-13 | 5.681e-13 | 3.4423e-13 | 3.7618e-13 | 5.7922e-13 | 5.6314e-13 | 5.47e-13 | 4.4824e-13 | 3.5726e-13 | 3.5952e-13 | 6.3394e-13 | 5.866e-13 | 4.8182e-13 | 3.4455e-13 | 6.4796e-13 | 4.6383e-13 | 5.9398e-13 | 4.198e-13 | 5.3299e-13 | 3.1684e-13 | 5.3641e-13 | 5.707e-13 | 5.8663e-13 | 6.8698e-13 | 5.7338e-13 | 4.2268e-13 | 5.2918e-13 | 4.6893e-13 | 5.435e-13 | 1.0242e-12 | 4.3094e-13 | 5.3472e-13 | 7.2819e-13 | 4.1645e-13 | 3.654e-13 | 2.8261e-13 | 4.216e-13 | 4.2108e-13 | 6.371e-13 | 5.6494e-13 | 7.9146e-13 | 3.1826e-13 | 3.72e-13 | 3.5004e-13 | 2.8824e-13 | 7.8988e-13 | 7.9589e-13 | 6.7805e-13 | 6.7116e-13 | 7.5467e-13 | 4.9948e-13 | 7.7315e-13 | 2.4655e-13 | 5.4553e-13 | 4.4716e-13 | 8.0474e-13 | 6.0984e-13 | 4.3751e-13 | 7.6178e-13 | 7.1762e-13 | 4.4762e-13 | 6.2661e-13 | 5.7039e-13 | 5.1826e-13 | 3.8872e-13 | 8.7219e-13 | 4.5823e-13 | 3.9412e-13 | 4.6686e-13 | 6.0126e-13 | 4.4226e-13 | 4.5833e-13 | 4.1664e-13 | 4.6195e-13 | 3.5919e-13 | 5.7675e-13 | 3.8824e-13 | 2.7974e-13 | 6.5804e-13 | 6.2517e-13 | 8.3778e-13 | 4.9588e-13 | 5.3289e-13 | 3.4621e-13 | 3.457e-13 | 6.4336e-13 | 4.3692e-13 | 2.9082e-13 | 6.2277e-13 | 4.1527e-13 | 4.6461e-13 | 3.8422e-13 | 7.2897e-13 | 6.7637e-13 | 6.4661e-13 | 5.7958e-13 | 2.5642e-13 | 6.9588e-13 | 9.4043e-13 | 6.279e-13 | 3.9821e-13 | 4.7996e-13 | 5.585e-13 | 7.1794e-13 | 5.9418e-13 | 5.7332e-13 | 4.4463e-13 | 4.0162e-13 | 4.4884e-13 | 4.4407e-13 | 4.4499e-13 | 6.1511e-13 | 6.6062e-13 | 7.7816e-13 | 1.0267e-12 | 5.6943e-13 | 7.6979e-13 | 4.5547e-13 | 6.154e-13 | 4.6143e-13 | 6.4278e-13 | 4.0777e-13 | 5.2868e-13 | 3.3341e-13 | 5.927e-13 | 4.0882e-13 | 5.6259e-13 | 5.3609e-13 | 3.2178e-13 | 7.0418e-13 | 5.322e-13 | 4.14e-13 | 6.5615e-13 | 3.6696e-13 | 3.2403e-13 | 6.4066e-13 | 6.0585e-13 | 6.2157e-13 | 7.1984e-13 | 2.7451e-13 | 3.9117e-13 | 3.6093e-13 | 7.7869e-13 | 8.1577e-13 | 6.1886e-13 | 5.4223e-13 | 7.6935e-13 | 3.9186e-13 | 4.3607e-13 | 4.8038e-13 | 3.1603e-13 | 6.1959e-13 | 5.6337e-13 | 8.6848e-13 | 4.3067e-13 | 4.4243e-13 | 8.1781e-13 | 3.3404e-13 | 4.7398e-13 | 4.167e-13 | 3.6379e-13 | 6.9142e-13 | 3.0983e-13 | 2.9585e-13 | 5.2279e-13 | 2.2157e-13 | 6.108e-13 | 6.5138e-13 | 4.9819e-13 | 3.7549e-13 | 5.0627e-13 | 5.1604e-13 | 7.6687e-13 | 7.163e-13 | 5.0615e-13 | 4.2145e-13 | 4.3032e-13 | 4.987e-13 | 3.6157e-13 | 6.7326e-13 | 3.8235e-13 | 5.521e-13 | 5.7485e-13 | 5.523e-13 | 2.2121e-13 | 3.3486e-13 | 4.7391e-13 | 7.3648e-13 | 5.4326e-13 | 6.0942e-13 | 5.9612e-13 | 6.7038e-13 | 2.9129e-13 | 4.5951e-13 | 5.8344e-13 | 4.7846e-13 | 3.5381e-13 | 7.1266e-13 | 2.8613e-13 | 4.5618e-13 | 5.0315e-13 | 9.7429e-13 | 3.9518e-13 | 5.282e-13 | 3.5005e-13 | 2.9463e-13 | 5.2888e-13 | 3.926e-13 | 2.2199e-13 | 5.736e-13 | 7.9969e-13 | 4.9657e-13 | 3.2292e-13 | 3.229e-13 | 5.2389e-13 | 3.7454e-13 | 3.6173e-13 | 8.0254e-13 | 7.8782e-13 | 5.6533e-13 | 1.0449e-12 | 5.6685e-13 | 3.8399e-13 | 4.8798e-13 | 4.6276e-13 | 7.8654e-13 | 6.5082e-13 | 5.4895e-13 | 6.9169e-13 | 4.6759e-13 | 5.0408e-13 | 5.0575e-13 | 3.6525e-13 | 3.7412e-13 | 5.9951e-13 | 3.2568e-13 | 4.0453e-13 | 6.9501e-13 | 3.7182e-13 | 7.216e-13 | 6.7328e-13 | 5.1802e-13 | 3.6669e-13 | 3.7759e-13 | 3.5267e-13 | 6.7994e-13 | 5.7207e-13 | 5.9155e-13 | 2.418e-13 | 2.219e-13 | 6.2791e-13 | 7.43e-13 | 4.651e-13 | 6.0171e-13 | 3.0093e-13 | 5.7477e-13 | 5.3738e-13 | 6.5256e-13 | 7.0863e-13 | 5.0087e-13 | 4.6504e-13 | 5.1401e-13 | 2.3852e-13 | 8.5125e-13 | 7.2376e-13 | 5.9975e-13 | 6.361e-13 | 8.2836e-13 | 5.6721e-13 | 4.0919e-13 | 6.8952e-13 | 3.6266e-13 | 5.164e-13 | 2.8078e-13 | 5.9282e-13 | 5.7289e-13 | 5.024e-13 | 4.3118e-13 | 6.8045e-13 | 6.4578e-13 | 4.4191e-13 | 4.8896e-13 | 5.1664e-13 | 5.3605e-13 | 7.5094e-13 | 5.075e-13 | 3.3361e-13 | 6.457e-13 | 6.6839e-13 | 4.4068e-13 | 5.0736e-13 | 3.6122e-13 | 8.4431e-13 | 7.2851e-13 | 4.4478e-13 | 4.2738e-13 | 5.292e-13 | 3.5762e-13 | 3.5278e-13 | 3.688e-13 | 4.8601e-13 | 7.3629e-13 | 8.595e-13 | 5.8755e-13 | 2.7063e-13 | 4.3661e-13 | 2.9109e-13 | 3.9012e-13 | 4.9733e-13 | 4.4286e-13 | 4.5457e-13 | 5.0495e-13 | 6.6661e-13 | 4.3067e-13 | 6.0276e-13 | 5.2091e-13 | 6.3749e-13 | 4.8283e-13 | 8.0573e-13 | 7.1366e-13 | 2.0355e-13 | 8.1932e-13 | 7.0915e-13 | 4.2531e-13 | 4.5561e-13 | 3.3879e-13 | 5.2795e-13 | 6.2576e-13 | 6.9762e-13 | 6.4387e-13 | 6.363e-13 | 4.7236e-13 | 4.8569e-13 | 2.3774e-13 | 4.8795e-13 | 5.259e-13 | 6.2235e-13 | 7.2397e-13 | 5.4859e-13 | 2.6737e-13 | 5.5067e-13 | 6.4064e-13 | 3.6742e-13 | 7.0585e-13 | 3.6517e-13 | 3.8918e-13 | 5.4941e-13 | 5.4622e-13 | 6.7258e-13 | 4.9477e-13 | 4.6215e-13 | 5.6716e-13 | 4.5012e-13 | 7.7842e-13 | 5.0947e-13 | 4.724e-13 | 6.8877e-13 | 3.0329e-13 | 4.3703e-13 | 4.0092e-13 | 4.2969e-13 | 5.734e-13 | 9.2673e-13 | 3.2162e-13 | 5.1258e-13 | 4.4074e-13 | 6.1041e-13 | 6.6801e-13 | 4.1651e-13 | 5.0499e-13 | 4.0365e-13 | 5.1631e-13 | 7.3373e-13 | 3.7552e-13 | 2.0392e-13 | 5.009e-13 | 7.1112e-13 | 4.3647e-13 | 9.1501e-13 | 5.0859e-13 | 8.3751e-13 | 9.1547e-13 | 5.2865e-13 | 4.229e-13 | 5.9003e-13 | 5.3992e-13 | 5.5484e-13 | 2.1482e-13 | 7.8777e-13 | 6.6467e-13 | 7.7504e-13 | 6.1003e-13 | 5.6989e-13 | 5.3249e-13 | 3.7725e-13 | 6.227e-13 | 9.2419e-13 | 4.2513e-13 | 4.4229e-13 | 3.2075e-13 | 4.4591e-13 | 6.2894e-13 | 3.8713e-13 | 4.0039e-13 | 4.9635e-13 | 3.4837e-13 | 8.209e-13 | 4.4375e-13 | 5.5732e-13 | 5.8054e-13 | 7.1858e-13 | 3.5549e-13 | 4.1931e-13 | 4.2569e-13 | 3.8661e-13 | 3.1025e-13 | 5.0026e-13 | 4.4416e-13 | 3.0756e-13 | 3.1368e-13 | 3.9154e-13 | 3.4585e-13 | 7.103e-13 | 8.4904e-13 | 1.9319e-13 | 5.1917e-13 | 4.1031e-13 | 3.9386e-13 | 5.8305e-13 | 4.4585e-13 | 4.4585e-13 | 5.8813e-13 | 5.8959e-13 | 7.6409e-13 | 6.0727e-13 | 7.3279e-13 | 5.5348e-13 | 5.1128e-13 | 2.9054e-13 | 4.9062e-13 | 4.8636e-13 | 3.868e-13 | 4.4845e-13 | 5.1871e-13 | 5.0637e-13 | 1.0654e-12 | 5.0428e-13 | 4.2729e-13 | 6.136e-13 | 6.1502e-13 | 6.6507e-13 | 4.2209e-13 | 4.7055e-13 | 4.7713e-13 | 2.6123e-13 | 3.9953e-13 | 6.6226e-13 | 3.9484e-13 | 4.6599e-13 | 4.658e-13 | 6.5504e-13 | 5.4528e-13 | 4.6535e-13 | 5.9859e-13 | 4.7276e-13 | 7.2876e-13 | 3.2979e-13 | 4.4376e-13 | 4.2635e-13 | 5.4023e-13 | 6.6753e-13 | 5.2605e-13 | 5.4373e-13 | 3.4736e-13 | 5.4017e-13 | 3.8988e-13 | 6.7958e-13 | 4.3206e-13 | 5.5644e-13 | 4.7502e-13 | 5.3518e-13 | 6.5616e-13 | 6.925e-13 | 6.4485e-13 | 7.9287e-13 | 5.8017e-13 | 3.5131e-13 | 7.3997e-13 | 3.6764e-13 | 7.1182e-13 | 5.583e-13 | 4.8862e-13 | 4.1047e-13 | 3.1595e-13 | 7.4641e-13 | 3.088e-13 | 4.1834e-13 | 3.1938e-13 | 6.9489e-13 | 3.1496e-13 | 5.5052e-13 | 8.3406e-13 | 2.0312e-13 | 4.6241e-13 | 4.1239e-13 | 5.2462e-13 | 4.9263e-13 | 4.0609e-13 | 2.8838e-13 | 3.9103e-13 | 6.3134e-13 | 6.5411e-13 | 6.1093e-13 | 5.6444e-13 | 4.148e-13 | 6.897e-13 | 4.5508e-13 | 7.1384e-13 | 4.0534e-13 | 3.4951e-13 | 5.9303e-13 | 3.2461e-13 | 6.0357e-13 | 3.5754e-13 | 4.7849e-13 | 5.9205e-13 | 4.3209e-13 | 8.0599e-13 | 5.7996e-13 | 3.8192e-13 | 4.559e-13 | 6.2707e-13 | 7.3851e-13 | 3.9849e-13 | 4.0852e-13 | 4.6684e-13 | 3.6138e-13 | 6.3175e-13 | 6.142e-13 | 4.3435e-13 | 3.0823e-13 | 8.179e-13 | 5.0156e-13 | 4.4241e-13 | 7.6076e-13 | 5.5296e-13 | 7.3725e-13 | 3.6109e-13 | 1.03e-12 | 3.1913e-13 | 6.8736e-13 | 4.0458e-13 | 4.8976e-13 | 4.5206e-13 | 4.4816e-13 | 4.3187e-13 | 7.1497e-13 | 6.3375e-13 | 9.11e-13 | 6.4875e-13 | 4.9594e-13 | 4.7417e-13 | 5.2422e-13 | 8.9659e-13 | 3.5189e-13 | 3.7467e-13 | 5.8842e-13 | 3.6789e-13 | 3.9089e-13 | 3.4907e-13 | 4.17e-13 | 4.451e-13 | 4.4678e-13 | 5.3613e-13 | 5.8686e-13 | 3.1064e-13 | 4.9755e-13 | 7.1071e-13 | 5.8632e-13 | 8.1786e-13 | 4.5702e-13 | 2.8328e-13 | 3.1745e-13 | 6.6033e-13 | 6.1216e-13 | 6.5548e-13 | 4.8191e-13 | 8.1282e-13 | 6.1253e-13 | 8.2816e-13 | 5.1252e-13 | 4.9957e-13 | 5.3156e-13 | 4.8969e-13 | 2.5054e-13 | 2.9429e-13 | 2.5381e-13 | 7.8459e-13 | 8.8454e-13 | 3.3204e-13 | 3.9203e-13 | 5.0559e-13 | 4.1756e-13 | 5.0182e-13 | 8.9607e-13 | 6.7153e-13 | 4.9805e-13 | 4.0051e-13 | 7.3483e-13 | 2.6929e-13 | 5.6729e-13 | 4.2274e-13 | 5.6605e-13 | 8.011e-13 | 4.5133e-13 | 5.9424e-13 | 3.2551e-13 | 2.7939e-13 | 5.0407e-13 | 4.5857e-13 | 4.5757e-13 | 7.0369e-13 | 5.6556e-13 | 9.4579e-13 | 2.9796e-13 | 2.401e-13 | 5.1709e-13 | 6.87e-13 | 4.1735e-13 | 3.1682e-13 | 4.3883e-13 | 4.5767e-13 | 5.1965e-13 | 3.601e-13 | 9.901e-13 | 5.8681e-13 | 4.7959e-13 | 5.342e-13 | 5.3753e-13 | 6.2922e-13 | 1.2655e-12 | 3.5089e-13 | 4.648e-13 | 6.6211e-13 | 5.7088e-13 | 7.2753e-13 | 3.2677e-13 | 3.0749e-13 | 1.0534e-12 | 4.0933e-13 | 4.0214e-13 | 4.7315e-13 | 5.648e-13 | 5.7196e-13 | 4.0408e-13 | 4.8962e-13 | 3.3449e-13 | 2.7439e-13 | 3.666e-13 | 1.0634e-12 | 2.3328e-13 | 3.7947e-13 | 4.0051e-13 | 5.0688e-13 | 7.302e-13 | 4.7981e-13 | 8.0016e-13 | 5.4795e-13 | 5.0951e-13 | 6.4351e-13 | 8.4449e-13 | 4.5149e-13 | 5.5103e-13 | 5.6857e-13 | 4.2246e-13 | 7.7663e-13 | 4.9344e-13 | 5.0857e-13 | 5.7449e-13 | 8.155e-13 | 6.0847e-13 | 4.2304e-13 | 4.1393e-13 | 3.4452e-13 | 7.0715e-13 | 4.4992e-13 | 3.7028e-13 | 4.7069e-13 | 4.3502e-13 | 7.5352e-13 | 6.6722e-13 | 4.1886e-13 | 7.0829e-13 | 7.7591e-13 | 6.6682e-13 | 4.4544e-13 | 5.9949e-13 | 6.2458e-13 | 3.921e-13 | 5.4784e-13 | 4.1657e-13 | 4.9802e-13 | 5.9006e-13 | 4.2494e-13 | 6.5222e-13 | 2.8428e-13 | 2.2207e-13 | 5.7083e-13 | 6.2599e-13 | 2.0881e-13 | 5.0763e-13 | 8.2284e-13 | 2.804e-13 | 6.8669e-13 | 6.4218e-13 | 6.9238e-13 | 3.7251e-13 | 6.4747e-13 | 8.4262e-13 | 5.9187e-13 | 3.8907e-13 | 4.2458e-13 | 4.4182e-13 | 4.7839e-13 | 7.3637e-13 | 4.1726e-13 | 3.9591e-13 | 8.3206e-13 | 3.8243e-13 | 4.8964e-13 | 7.7901e-13 | 5.9909e-13 | 3.2363e-13 | 7.5212e-13 | 6.3756e-13 | 3.384e-13 | 5.2206e-13 | 9.8869e-13 | 5.5796e-13 | 4.0288e-13 | 6.1745e-13 | 2.5513e-13 | 5.1168e-13 | 4.261e-13 | 4.3137e-13 | 6.2325e-13 | 4.2201e-13 | 3.0961e-13 | 3.3635e-13 | 6.7111e-13 | 3.7338e-13 | 4.838e-13 | 4.3611e-13 | 6.4467e-13 | 5.0203e-13 | 3.5309e-13 | 5.6828e-13 | 2.759e-13 | 6.7909e-13 | 4.2451e-13 | 9.3585e-13 | 8.0662e-13 | 3.2854e-13 | 7.9243e-13 | 4.5798e-13 | 6.1514e-13 | 6.8438e-13 | 3.2365e-13 | 4.4032e-13 | 4.9163e-13 | 4.921e-13 | 4.252e-13 | 4.3034e-13 | 3.3343e-13 | 8.1468e-13 | 8.5345e-13 | 4.4846e-13 | 7.5276e-13 | 2.7917e-13 | 5.0801e-13 | 4.2634e-13 | 7.1166e-13 | 5.3072e-13 | 7.8401e-13 | 3.5367e-13 | 5.5934e-13 | 4.4054e-13 | 5.5428e-13 | 5.2619e-13 | 4.9931e-13 | 3.8976e-13 | 4.3285e-13 | 7.3547e-13 | 5.7416e-13 | 4.5588e-13 | 5.5496e-13 | 5.695e-13 | 6.1558e-13 | 4.7159e-13 | 4.1133e-13 | 6.8543e-13 | 3.537e-13 | 3.6506e-13 | 4.017e-13 | 3.4134e-13 | 2.9233e-13 | 3.3118e-13 | 4.9956e-13 | 5.2735e-13 | 3.8717e-13 | 5.1904e-13 | 3.6507e-13 | 3.8762e-13 | 5.6783e-13 | 1.0411e-12 | 5.3169e-13 | 4.2094e-13 | 5.5535e-13 | 5.8778e-13 | 5.0671e-13 | 4.1543e-13 | 6.9114e-13 | 3.7243e-13 | 4.3389e-13 | 5.4218e-13 | 7.8763e-13 | 2.6944e-13 | 6.8633e-13 | 2.6398e-13 | 4.1144e-13 | 4.7803e-13 | 3.3387e-13 | 2.7854e-13 | 3.8066e-13 | 4.0298e-13 | 8.8393e-13 | 4.7753e-13 | 4.448e-13 | 4.6792e-13 | 3.9064e-13 | 3.5758e-13 | 5.4916e-13 | 2.4356e-13 | 3.1865e-13 | 4.7999e-13 | 9.3505e-13 | 7.0544e-13 | 5.177e-13 | 5.7204e-13 | 4.9379e-13 | 3.8428e-13 | 8.6417e-13 | 1.9111e-13 | 6.0048e-13 | 5.2057e-13 | 6.1426e-13 | 4.2593e-13 | 4.6801e-13 | 6.456e-13 | 3.9082e-13 | 2.5728e-13 | 8.3336e-13 | 6.3565e-13 | 2.5352e-13 | 6.5344e-13 | 5.1553e-13 | 2.8842e-13 | 4.5961e-13 | 5.6963e-13 | 5.2286e-13 | 3.547e-13 | 7.256e-13 | 7.4927e-13 | 5.1609e-13 | 4.2088e-13 | 4.8037e-13 | 5.6198e-13 | 3.9315e-13 | 5.2593e-13 | 5.8017e-13 | 2.9802e-13 | 6.7703e-13 | 4.6714e-13 | 5.8484e-13 | 5.8087e-13 | 4.4643e-13 | 4.6502e-13 | 5.213e-13 | 6.6658e-13 | 1.9408e-13 | 6.2315e-13 | 4.8696e-13 | 3.2469e-13 | 4.6958e-13 | 5.9334e-13 | 3.3148e-13 | 4.922e-13 | 3.6543e-13 | 6.3664e-13 | 6.6189e-13 | 6.33e-13 | 7.6243e-13 | 5.0917e-13 | 4.4947e-13 | 4.4088e-13 | 5.0876e-13 | 6.1793e-13 | 4.2408e-13 | 7.0647e-13 | 3.4703e-13 | 3.8579e-13 | 3.8652e-13 | 3.9483e-13 | 7.2687e-13 | 7.2838e-13 | 6.2095e-13 | 6.975e-13 | 6.1933e-13 | 8.3645e-13 | 4.2359e-13 | 4.7841e-13 | 3.2491e-13 | 7.2033e-13 | 6.0763e-13 | 7.1059e-13 | 8.6389e-13 | 4.9723e-13 | 4.3293e-13 | 7.7499e-13 | 4.5325e-13 | 4.0199e-13 | 4.6547e-13 | 6.2288e-13 | 5.9267e-13 | 6.7068e-13 | 5.4931e-13 | 6.1665e-13 | 4.0678e-13 | 8.1799e-13 | 4.3509e-13 | 4.3685e-13 | 2.8802e-13 | 4.1572e-13 | 4.2829e-13 | 3.6533e-13 | 3.2149e-13 | 2.4241e-13 | 2.0032e-13 | 5.0074e-13 | 7.6745e-13 | 5.297e-13 | 2.9296e-13 | 3.1321e-13 | 7.2041e-13 | 6.199e-13 | 1.0704e-12 | 3.7426e-13 | 4.4649e-13 | 4.5797e-13 | 3.6478e-13 | 5.5468e-13 | 3.9201e-13 | 5.92e-13 | 4.5887e-13 | 5.2071e-13 | 5.1923e-13 | 3.5871e-13 | 4.9226e-13 | 6.237e-13 | 3.628e-13 | 3.4471e-13 | 6.0317e-13 | 6.2479e-13 | 4.2915e-13 | 6.666e-13 | 2.8976e-13 | 6.4948e-13 | 5.0067e-13 | 8.2068e-13 | 4.5157e-13 | 4.409e-13 | 6.3077e-13 | 4.0848e-13 | 5.5113e-13 | 4.493e-13 | 6.0501e-13 | 5.0227e-13 | 2.9783e-13 | 4.0556e-13 | 5.3695e-13 | 3.5188e-13 | 2.834e-13 | 2.0538e-13 | 5.6455e-13 | 4.5389e-13 | 3.5607e-13 | 2.3404e-13 | 5.0101e-13 | 3.1541e-13 | 7.6989e-13 | 4.0005e-13 | 4.3326e-13 | 2.9399e-13 | 5.1158e-13 | 2.0081e-13 | 6.1973e-13 | 4.1523e-13 | 4.0216e-13 | 4.8635e-13 | 7.6316e-13 | 6.7418e-13 | 6.8683e-13 | 2.6648e-13 | 7.7311e-13 | 4.8991e-13 | 7.7488e-13 | 5.4354e-13 | 3.2555e-13 | 4.2923e-13 | 8.3761e-13 | 9.7416e-13 | 5.8016e-13 | 6.6442e-13 | 4.8669e-13 | 4.8762e-13 | 4.9205e-13 | 4.4722e-13 | 5.3811e-13 | 6.5151e-13 | 5.0967e-13 | 6.2905e-13 | 3.3182e-13 | 6.7824e-13 | 5.5062e-13 | 8.0971e-13 | 6.2834e-13 | 4.4191e-13 | 5.1449e-13 | 4.6071e-13 | 5.0253e-13 | 5.9238e-13 | 3.3269e-13 | 4.6557e-13 | 6.0684e-13 | 3.7541e-13 | 3.241e-13 | 1.0341e-12 | 3.6243e-13 | 3.5514e-13 | 8.6427e-13 | 3.5237e-13 | 6.1806e-13 | 4.8543e-13 | 4.4371e-13 | 6.4111e-13 | 4.3512e-13 | 7.7579e-13 | 3.858e-13 | 4.8791e-13 | 6.528e-13 | 3.4875e-13 | 6.3582e-13 | 6.3594e-13 | 5.0359e-13 | 9.7087e-13 | 6.0365e-13 | 3.6918e-13 | 6.7985e-13 | 3.4155e-13 | 8.3401e-13 | 5.3812e-13 | 4.7239e-13 | 9.1829e-13 | 5.2643e-13 | 4.0811e-13 | 4.7446e-13 | 5.6401e-13 | 3.4152e-13 | 5.3439e-13 | 4.1752e-13 | 4.7406e-13 | 6.1617e-13 | 6.0724e-13 | 5.2903e-13 | 5.2856e-13 | 6.0319e-13 | 5.1543e-13 | 5.8575e-13 | 5.0786e-13 | 5.0522e-13 | 5.0201e-13 | 3.8511e-13 | 3.3658e-13 | 6.7932e-13 | 5.9963e-13 | 6.9036e-13 | 5.1351e-13 | 6.0612e-13 | 3.9436e-13 | 4.4208e-13 | 3.5932e-13 | 4.548e-13 | 4.1202e-13 | 3.4906e-13 | 3.5792e-13 | 4.9291e-13 | 4.5316e-13 | 5.3849e-13 | 4.0478e-13 | 5.1973e-13 | 7.388e-13 | 4.6496e-13 | 5.2951e-13 | 5.5786e-13 | 3.7196e-13 | 1.0331e-12 | 5.5468e-13 | 4.2442e-13 | 5.7383e-13 | 7.1675e-13 | 2.2537e-13 | 2.6464e-13 | 5.1437e-13 | 5.0315e-13 | 6.8564e-13 | 6.5281e-13 | 7.0833e-13 | 4.6042e-13 | 2.8532e-13 | 4.8319e-13 | 7.2514e-13 | 3.2981e-13 | 3.2351e-13 | 3.6689e-13 | 4.7255e-13 | 6.5892e-13 | 7.665e-13 | 7.5816e-13 | 5.3582e-13 | 5.6965e-13 | 6.4775e-13 | 6.9553e-13 | 2.5171e-13 | 3.8901e-13 | 6.2533e-13 | 5.4629e-13 | 3.6076e-13 | 5.6633e-13 | 3.754e-13 | 5.9663e-13 | 4.0358e-13 | 5.4535e-13 | 2.509e-13 | 3.2654e-13 | 5.0285e-13 | 2.7357e-13 | 5.6444e-13 | 5.6654e-13 | 4.1049e-13 | 5.9793e-13 | 3.8231e-13 | 3.639e-13 | 2.9515e-13 | 5.2008e-13 | 6.1684e-13 | 4.1484e-13 | 2.4861e-13 | 3.7327e-13 | 2.5496e-13 | 4.9404e-13 | 7.7219e-13 | 4.7123e-13 | 4.6928e-13 | 5.3787e-13 | 3.4171e-13 | 4.1819e-13 | 9.249e-13 | 2.8861e-13 | 5.6859e-13 | 2.638e-13 | 3.7238e-13 | 4.3146e-13 | 2.2692e-13 | 6.909e-13 | 4.2828e-13 | 6.36e-13 | 3.8556e-13 | 4.5577e-13 | 6.0946e-13 | 2.7647e-13 | 5.0651e-13 | 3.6472e-13 | 2.8205e-13 | 4.5067e-13 | 5.4231e-13 | 6.0314e-13 | 6.084e-13 | 6.0735e-13 | 9.2512e-13 | 5.2664e-13 | 5.4904e-13 | 3.2308e-13 | 4.6759e-13 | 7.1681e-13 | 4.0173e-13 | 5.1243e-13 | 2.5995e-13 | 5.6169e-13 | 4.5465e-13 | 3.8872e-13 | 4.4467e-13 | 4.2221e-13 | 4.901e-13 | 7.3503e-13 | 6.4991e-13 | 3.1028e-13 | 3.3932e-13 | 5.0502e-13 | 4.4837e-13 | 6.4204e-13 | 4.9075e-13 | 4.8338e-13 | 6.1521e-13 | 5.8462e-13 | 4.262e-13 | 6.0693e-13 | 4.2036e-13 | 5.019e-13 | 3.8374e-13 | 1.0022e-12 | 6.3309e-13 | 2.8457e-13 | 5.6015e-13 | 4.4576e-13 | 4.2187e-13 | 4.7274e-13 | 2.6376e-13 | 5.0595e-13 | 3.1656e-13 | 7.7337e-13 | 4.8802e-13 | 5.9373e-13 | 6.4799e-13 | 4.1011e-13 | 5.8606e-13 | 5.0227e-13 | 3.6879e-13 | 4.346e-13 | 4.0051e-13 | 6.038e-13 | 4.7143e-13 | 4.2755e-13 | 7.4022e-13 | 4.5704e-13 | 5.4078e-13 | 4.9593e-13 | 3.5565e-13 | 4.7686e-13 | 5.5381e-13 | 6.4898e-13 | 6.6534e-13 | 6.332e-13 | 3.6785e-13 | 6.7672e-13 | 4.5209e-13 | 3.4271e-13 | 3.5781e-13 | 3.743e-13 | 6.8977e-13 | 1.0966e-12 | 5.1419e-13 | 5.1278e-13 | 4.0261e-13 | 8.633e-13 | 4.8161e-13 | 5.6863e-13 | 4.0821e-13 | 2.652e-13 | 4.2404e-13 | 6.402e-13 | 3.3928e-13 | 4.636e-13 | 4.8429e-13 | 6.7509e-13 | 2.5629e-13 | 5.5287e-13 | 3.8438e-13 | 3.3578e-13 | 3.9114e-13 | 5.0727e-13 | 2.8757e-13 | 4.0791e-13 | 5.2073e-13 | 4.2775e-13 | 5.4011e-13 | 7.1386e-13 | 5.8699e-13 | 6.1273e-13 | 4.9267e-13 | 5.9247e-13 | 3.7083e-13 | 3.8457e-13 | 5.1278e-13 | 4.077e-13 | 5.3499e-13 | 2.803e-13 | 5.6546e-13 | 6.7522e-13 | 7.01e-13 | 2.8087e-13 | 6.6293e-13 | 4.5237e-13 | 3.6316e-13 | 5.8844e-13 | 9.156e-13 | 3.0739e-13 | 4.03e-13 | 4.7839e-13 | 6.5157e-13 | 4.9416e-13 | 3.0642e-13 | 5.9589e-13 | 3.1041e-13 | 5.8313e-13 | 3.5816e-13 | 4.0922e-13 | 3.7301e-13 | 6.7355e-13 | 6.5734e-13 | 3.1512e-13 | 4.8373e-13 | 5.4575e-13 | 7.2169e-13 | 4.7373e-13 | 4.2476e-13 | 3.4872e-13 | 7.7349e-13 | 7.9928e-13 | 5.8014e-13 | 4.0376e-13 | 5.8801e-13 | 6.1544e-13 | 3.7934e-13 | 4.4993e-13 | 3.8876e-13 | 5.2086e-13 | 4.1496e-13 | 5.7027e-13 | 8.5547e-13 | 6.1895e-13 | 5.7003e-13 | 8.192e-13 | 2.0636e-13 | 6.0143e-13 | 7.0768e-13 | 3.4065e-13 | 6.4226e-13 | 4.4298e-13 | 5.0475e-13 | 5.4234e-13 | 5.1942e-13 | 4.5617e-13 | 2.0864e-13 | 4.3648e-13 | 6.026e-13 | 5.3329e-13 | 6.7138e-13 | 5.6924e-13 | 5.2276e-13 | 7.0837e-13 | 4.0698e-13 | 5.4921e-13 | 5.0123e-13 | 2.9074e-13 | 4.4296e-13 | 4.8332e-13 | 4.3099e-13 | 5.8583e-13 | 2.5194e-13 | 5.5444e-13 | 2.4557e-13 | 5.2195e-13 | 4.8214e-13 | 3.1758e-13 | 4.2312e-13 | 2.7275e-13 | 3.4597e-13 | 2.504e-13 | 4.8639e-13 | 5.8356e-13 | 7.1309e-13 | 5.5045e-13 | 3.9626e-13 | 4.6307e-13 | 6.0962e-13 | 7.7744e-13 | 6.5961e-13 | 5.6113e-13 | 5.0629e-13 | 7.9908e-13 | 4.0401e-13 | 6.6809e-13 | 4.922e-13 | 3.1515e-13 | 3.3477e-13 | 2.4821e-13 | 5.4564e-13 | 4.4938e-13 | 1.0735e-12 | 3.1397e-13 | 3.3186e-13 | 4.1076e-13 | 4.4718e-13 | 8.3321e-13 | 5.4651e-13 | 1.9919e-13 | 4.6786e-13 | 7.4506e-13 | 4.2173e-13 | 4.4024e-13 | 5.486e-13 | 5.7356e-13 | 3.1354e-13 | 6.194e-13 | 7.4043e-13 | 6.1418e-13 | 4.9375e-13 | 4.6094e-13 | 5.5144e-13 | 4.4002e-13 | 8.1796e-13 | 6.0012e-13 | 5.2889e-13 | 5.1702e-13 | 4.6115e-13 | 4.8014e-13 | 4.216e-13 | 5.4556e-13 | 4.535e-13 | 2.8558e-13 | 5.9862e-13 | 5.5705e-13 | 5.97e-13 | 7.3734e-13 | 2.2357e-13 | 6.271e-13 | 4.5309e-13 | 4.6432e-13 | 5.9162e-13 | 3.9909e-13 | 5.8991e-13 | 5.4339e-13 | 5.3443e-13 | 7.4697e-13 | 6.9863e-13 | 2.5463e-13 | 4.5243e-13 | 2.7362e-13 | 5.5477e-13 | 5.9543e-13 | 3.7616e-13 | 3.4667e-13 | 4.3561e-13 | 6.9222e-13 | 8.453e-13 | 6.6822e-13 | 4.4976e-13 | 6.1747e-13 | 5.9367e-13 | 6.9417e-13 | 4.6187e-13 | 5.2755e-13 | 4.4285e-13 | 4.8579e-13 | 2.6936e-13 | 3.6812e-13 | 2.6588e-13 | 5.5264e-13 | 7.9903e-13 | 2.8942e-13 | 2.8223e-13 | 3.8697e-13 | 6.0801e-13 | 7.1791e-13 | 8.4128e-13 | 5.3334e-13 | 4.3683e-13 | 7.1818e-13 | 3.0009e-13 | 3.0219e-13 | 8.4677e-13 | 8.1934e-13 | 4.1648e-13 | 3.8273e-13 | 6.0062e-13 | 6.43e-13 | 5.347e-13 | 3.9103e-13 | 4.6763e-13 | 3.5378e-13 | 4.9798e-13 | 3.2026e-13 | 5.7496e-13 | 4.114e-13 | 4.4581e-13 | 4.7271e-13 | 5.5163e-13 | 3.1594e-13 | 5.2503e-13 | 7.6706e-13 | 3.6035e-13 | 4.2228e-13 | 2.8496e-13 | 6.5465e-13 | 5.408e-13 | 3.8663e-13 | 2.4392e-13 | 3.9338e-13 | 6.3551e-13 | 4.9518e-13 | 5.8542e-13 | 3.0092e-13 | 6.9539e-13 | 4.545e-13 | 8.144e-13 | 5.2798e-13 | 5.6945e-13 | 4.6167e-13 | 3.1324e-13 | 4.7091e-13 | 4.599e-13 | 5.4597e-13 | 3.3332e-13 | 2.814e-13 | 3.7973e-13 | 3.5816e-13 | 3.8908e-13 | 5.9064e-13 | 5.2936e-13 | 7.8306e-13 | 2.6517e-13 | 5.8399e-13 | 4.1983e-13 | 9.3579e-13 | 4.1835e-13 | 6.63e-13 | 5.2196e-13 | 5.4935e-13 | 3.5289e-13 | 3.9363e-13 | 3.34e-13 | 3.7972e-13 | 4.5591e-13 | 6.7346e-13 | 7.0345e-13 | 4.8319e-13 | 4.205e-13 | 6.8335e-13 | 6.4033e-13 | 9.5662e-13 | 6.9832e-13 | 5.4958e-13 | 4.9011e-13 | 5.138e-13 | 5.079e-13 | 4.1855e-13 | 6.1363e-13 | 7.4183e-13 | 6.7627e-13 | 6.2636e-13 | 4.127e-13 | 8.8482e-13 | 6.9574e-13 | 7.4015e-13 | 4.5272e-13 | 3.6395e-13 | 4.8609e-13 | 3.2409e-13 | 9.7826e-13 | 3.2338e-13 | 5.4257e-13 | 3.8964e-13 | 6.1372e-13 | 5.8399e-13 | 3.6276e-13 | 5.3512e-13 | 3.9149e-13 | 4.703e-13 | 5.2512e-13 | 5.6148e-13 | 3.8965e-13 | 2.2614e-13 | 5.0712e-13 | 2.7677e-13 | 7.3817e-13 | 6.1979e-13 | 4.9877e-13 | 1.0402e-12 | 6.9725e-13 | 2.9615e-13 | 3.1785e-13 | 3.613e-13 | 2.7487e-13 | 5.3894e-13 | 3.4802e-13 | 5.2753e-13 | 5.4964e-13 | 4.4516e-13 | 3.4311e-13 | 3.4379e-13 | 4.5334e-13 | 3.8891e-13 | 3.2583e-13 | 6.2e-13 | 1.9429e-13 | 3.2394e-13 | 3.3247e-13 | 3.937e-13 | 6.1076e-13 | 5.2091e-13 | 4.3248e-13 | 2.3864e-13 | 4.4887e-13 | 4.0107e-13 | 2.907e-13 | 6.6299e-13 | 4.0891e-13 | 4.9153e-13 | 6.3515e-13 | 4.9942e-13 | 3.9606e-13 | 7.4339e-13 | 7.4941e-13 | 3.3784e-13 | 4.9554e-13 | 4.9708e-13 | 3.0084e-13 | 2.6646e-13 | 6.3792e-13 | 9.5792e-13 | 6.5861e-13 | 4.7494e-13 | 7.6285e-13 | 6.4953e-13 | 5.0908e-13 | 9.6765e-13 | 9.2962e-13 | 3.8308e-13 | 1.3326e-12 | 5.402e-13 | 3.7753e-13 | 5.2247e-13 | 4.2968e-13 | 4.9069e-13 | 4.0673e-13 | 2.6443e-13 | 4.8597e-13 | 5.6246e-13 | 4.4183e-13 | 4.4757e-13 | 7.7735e-13 | 5.7267e-13 | 4.26e-13 | 3.8362e-13 | 5.962e-13 | 6.0893e-13 | 2.8937e-13 | 2.9633e-13 | 4.8475e-13 | 3.9355e-13 | 3.5765e-13 | 3.7487e-13 | 7.8911e-13 | 4.1696e-13 | 9.8533e-13 | 5.2668e-13 | 6.3346e-13 | 5.6283e-13 | 2.7912e-13 | 6.2086e-13 | 2.7138e-13 | 7.954e-13 | 6.2638e-13 | 2.7017e-13 | 4.5482e-13 | 4.6717e-13 | 5.0721e-13 | 4.3424e-13 | 6.1679e-13 | 3.2735e-13 | 6.0714e-13 | 6.4304e-13 | 2.221e-13 | 2.7595e-13 | 6.344e-13 | 5.3598e-13 | 4.909e-13 | 5.5782e-13 | 4.3329e-13 | 4.4613e-13 | 3.8386e-13 | 5.2793e-13 | 5.9672e-13 | 3.3476e-13 | 2.734e-13 | 3.5476e-13 | 6.3538e-13 | 3.0808e-13 | 5.9333e-13 | 4.5976e-13 | 4.2358e-13 | 5.6937e-13 | 4.2828e-13 | 4.1394e-13 | 5.8179e-13 | 3.8993e-13 | 5.2118e-13 | 4.9277e-13 | 7.6058e-13 | 6.9819e-13 | 5.1707e-13 | 5.0761e-13 | 5.5149e-13 | 2.7531e-13 | 4.2666e-13 | 7.4537e-13 | 5.5667e-13 | 3.3915e-13 | 4.7332e-13 | 3.5441e-13 | 3.3568e-13 | 4.2096e-13 | 5.7922e-13 | 5.9273e-13 | 7.2319e-13 | 3.6141e-13 | 5.1513e-13 | 5.0837e-13 | 7.505e-13 | 5.506e-13 | 5.0861e-13 | 4.6672e-13 | 5.858e-13 | 3.0241e-13 | 5.9035e-13 | 3.8587e-13 | 9.493e-13 | 3.0231e-13 | 6.0604e-13 | 5.7618e-13 | 3.5079e-13 | 3.3027e-13 | 8.0966e-13 | 3.9482e-13 | 3.7067e-13 | 5.0726e-13 | 4.8116e-13 | 3.3765e-13 | 5.4958e-13 | 3.6016e-13 | 2.4891e-13 | 4.6697e-13 | 4.4951e-13 | 2.4315e-13 | 4.9682e-13 | 6.8214e-13 | 6.149e-13 | 4.3701e-13 | 4.6906e-13 | 5.7607e-13 | 3.9013e-13 | 4.1363e-13 | 6.9325e-13 | 7.729e-13 | 5.9811e-13 | 5.2349e-13 | 6.2146e-13 | 4.3037e-13 | 3.2273e-13 | 5.1004e-13 | 4.0314e-13 | 3.686e-13 | 3.8655e-13 | 6.6763e-13 | 6.6051e-13 | 2.9758e-13 | 3.4182e-13 | 4.0763e-13 | 9.5696e-13 | 7.375e-13 | 4.2467e-13 | 6.3915e-13 | 2.1143e-13 | 9.2081e-13 | 5.0351e-13 | 3.6652e-13 | 6.1633e-13 | 3.4419e-13 | 6.3841e-13 | 4.5413e-13 | 3.6115e-13 | 3.3154e-13 | 6.2483e-13 | 3.0633e-13 | 2.8822e-13 | 3.3757e-13 | 4.9669e-13 | 5.9389e-13 | 5.1001e-13 | 3.7936e-13 | 5.7589e-13 | 3.6576e-13 | 2.5513e-13 | 6.1586e-13 | 5.5996e-13 | 3.9933e-13 | 6.2697e-13 | 3.1355e-13 | 4.2249e-13 | 6.9643e-13 | 5.7849e-13 | 5.9846e-13 | 4.7589e-13 | 3.3837e-13 | 5.5168e-13 | 6.1292e-13 | 2.7966e-13 | 5.0441e-13 | 8.2541e-13 | 3.8208e-13 | 5.1105e-13 | 5.7229e-13 | 7.3749e-13 | 2.6431e-13 | 9.0697e-13 | 8.0209e-13 | 5.1979e-13 | 3.1535e-13 | 3.9499e-13 | 5.7573e-13 | 3.5426e-13 | 3.3244e-13 | 7.0555e-13 | 5.2506e-13 | 2.8115e-13 | 2.9461e-13 | 3.8726e-13 | 3.7665e-13 | 8.5002e-13 | 7.1493e-13 | 6.1955e-13 | 2.7397e-13 | 6.5222e-13 | 5.0431e-13 | 4.6739e-13 | 4.1702e-13 | 4.8078e-13 | 4.3278e-13 | 6.0858e-13 | 4.4519e-13 | 4.3644e-13 | 3.5413e-13 | 5.8993e-13 | 6.2844e-13 | 5.2391e-13 | 5.7629e-13 | 4.0986e-13 | 7.0026e-13 | 3.176e-13 | 5.1377e-13 | 6.5173e-13 | 8.3575e-13 | 8.8401e-13 | 5.9085e-13 | 3.3079e-13 | 2.9764e-13 | 4.8155e-13 | 6.0788e-13 | 7.5169e-13 | 3.2496e-13 | 6.6192e-13 | 3.9506e-13 | 3.4103e-13 | 4.301e-13 | 4.6514e-13 | 3.3448e-13 | 4.3313e-13 | 5.7895e-13 | 6.4991e-13 | 3.316e-13 | 6.9349e-13 | 7.8089e-13 | 5.9765e-13 | 5.4981e-13 | 5.6819e-13 | 8.732e-13 | 4.5189e-13 | 5.2007e-13 | 3.5657e-13 | 3.5356e-13 | 5.978e-13 | 3.7144e-13 | 4.3526e-13 | 6.0978e-13 | 5.3728e-13 | 4.0891e-13 | 4.6553e-13 | 6.0142e-13 | 3.6198e-13 | 4.0338e-13 | 5.7684e-13 | 3.5542e-13 | 3.7314e-13 | 7.7304e-13 | 4.1684e-13 | 8.7135e-13 | 4.5084e-13 | 4.295e-13 | 5.4576e-13 | 6.1499e-13 | 5.9091e-13 | 5.1436e-13 | 6.2451e-13 | 5.556e-13 | 2.9056e-13 | 7.1489e-13 | 5.8451e-13 | 3.4926e-13 | 4.2756e-13 | 6.7015e-13 | 3.6779e-13 | 7.3823e-13 | 4.2652e-13 | 5.6926e-13 | 4.6845e-13 | 7.9445e-13 | 6.2768e-13 | 5.4024e-13 | 4.1e-13 | 6.359e-13 | 5.094e-13 | 3.9287e-13 | 4.967e-13 | 3.8272e-13 | 2.7981e-13 | 5.1569e-13 | 5.7332e-13 | 5.9085e-13 | 3.7723e-13 | 3.2556e-13 | 3.4937e-13 | 8.4867e-13 | 2.9636e-13 | 7.839e-13 | 6.4812e-13 | 3.6038e-13 | 2.3392e-13 | 3.9174e-13 | 1.0131e-12 | 4.2167e-13 | 2.2158e-13 | 4.0562e-13 | 3.3176e-13 | 4.5083e-13 | 2.5473e-13 | 5.2025e-13 | 7.6234e-13 | 3.8816e-13 | 6.9205e-13 | 6.2321e-13 | 5.8089e-13 | 4.8254e-13 | 3.4496e-13 | 3.634e-13 | 5.1706e-13 | 4.2558e-13 | 7.9154e-13 | 4.0993e-13 | 8.7156e-13 | 4.8065e-13 | 6.0449e-13 | 3.9425e-13 | 4.416e-13 | 3.6277e-13 | 4.8898e-13 | 4.453e-13 | 4.9921e-13 | 3.7331e-13 | 3.9533e-13 | 3.8538e-13 | 4.4615e-13 | 4.0044e-13 | 2.7999e-13 | 3.5525e-13 | 5.3806e-13 | 4.576e-13 | 4.6399e-13 | 6.4485e-13 | 2.039e-13 | 1.0288e-12 | 2.8663e-13 | 4.3095e-13 | 6.551e-13 | 5.0126e-13 | 3.6871e-13 | 5.7807e-13 | 5.3923e-13 | 5.0692e-13 | 4.5825e-13 | 8.2006e-13 | 5.2938e-13 | 3.8532e-13 | 5.844e-13 | 6.4932e-13 | 3.1093e-13 | 4.189e-13 | 5.6648e-13 | 4.5428e-13 | 4.7877e-13 | 1.1426e-12 | 4.5733e-13 | 6.606e-13 | 6.5057e-13 | 5.631e-13 | 4.0336e-13 | 2.5405e-13 | 4.9773e-13 | 7.4074e-13 | 3.69e-13 | 4.4947e-13 | 5.1013e-13 | 5.6623e-13 | 7.9052e-13 | 5.93e-13 | 8.2929e-13 | 3.8765e-13 | 5.8049e-13 | 2.452e-13 | 6.4038e-13 | 4.3612e-13 | 2.2048e-13 | 9.934e-13 | 4.6605e-13 | 3.358e-13 | 7.6821e-13 | 4.4279e-13 | 4.3615e-13 | 5.1807e-13 | 6.237e-13 | 2.5741e-13 | 4.9301e-13 | 6.3934e-13 | 5.0881e-13 | 4.8423e-13 | 6.2368e-13 | 8.3013e-13 | 7.8997e-13 | 6.6127e-13 | 4.186e-13 | 4.5686e-13 | 5.5007e-13 | 5.7615e-13 | 4.4287e-13 | 6.1209e-13 | 6.8776e-13 | 5.249e-13 | 4.3847e-13 | 4.9602e-13 | 3.4922e-13 | 7.4848e-13 | 3.1225e-13 | 2.8544e-13 | 5.3333e-13 | 4.4494e-13 | 3.7455e-13 | 3.6273e-13 | 7.0572e-13 | 5.8388e-13 | 4.7824e-13 | 6.2074e-13 | 6.4234e-13 | 4.3249e-13 | 4.7427e-13 | 5.4783e-13 | 7.45e-13 | 6.0561e-13 | 5.3031e-13 | 5.7782e-13 | 9.013e-13 | 6.887e-13 | 4.3025e-13 | 3.7865e-13 | 4.1209e-13 | 7.0702e-13 | 6.8725e-13 | 4.5886e-13 | 5.9135e-13 | 4.588e-13 | 5.6314e-13 | 2.6358e-13 | 3.7376e-13 | 2.6837e-13 | 4.1901e-13 | 5.2123e-13 | 4.4427e-13 | 6.1871e-13 | 3.527e-13 | 3.9141e-13 | 4.6971e-13 | 3.0534e-13 | 6.7414e-13 | 7.5313e-13 | 4.8116e-13 | 5.7608e-13 | 3.4335e-13 | 5.7197e-13 | 4.0872e-13 | 7.9095e-13 | 3.7625e-13 | 5.3598e-13 | 8.2028e-13 | 3.4715e-13 | 4.512e-13 | 3.0821e-13 | 6.2747e-13 | 7.2177e-13 | 8.3301e-13 | 4.0314e-13 | 5.7403e-13 | 4.3063e-13 | 5.0117e-13 | 3.3513e-13 | 5.6235e-13 | 4.7648e-13 | 3.2368e-13 | 5.7997e-13 | 5.6723e-13 | 7.2306e-13 | 7.4169e-13 | 5.6988e-13 | 3.3368e-13 | 3.4419e-13 | 4.1601e-13 | 5.3744e-13 | 6.0577e-13 | 6.1042e-13 | 3.7645e-13 | 4.7696e-13 | 4.2683e-13 | 6.453e-13 | 4.9003e-13 | 5.0009e-13 | 4.0899e-13 | 4.8257e-13 | 4.858e-13 | 5.4628e-13 | 5.2069e-13 | 7.4681e-13 | 5.2573e-13 | 2.255e-13 | 7.0712e-13 | 6.4361e-13 | 5.7469e-13 | 5.0835e-13 | 4.3355e-13 | 5.108e-13 | 6.8961e-13 | 6.1312e-13 | 5.11e-13 | 3.3405e-13 | 3.6665e-13 | 3.8112e-13 | 2.8626e-13 | 2.1413e-13 | 6.7783e-13 | 4.468e-13 | 6.397e-13 | 3.6843e-13 | 1.0213e-12 | 6.1793e-13 | 4.0502e-13 | 5.1449e-13 | 4.5226e-13 | 4.1124e-13 | 6.0714e-13 | 5.1283e-13 | 4.1785e-13 | 6.2554e-13 | 3.0436e-13 | 3.4112e-13 | 4.3925e-13 | 8.274e-13 | 4.902e-13 | 4.7796e-13 | 3.8275e-13 | 3.7324e-13 | 5.5757e-13 | 3.4749e-13 | 5.2483e-13 | 3.1733e-13 | 5.5697e-13 | 4.0697e-13 | 3.4954e-13 | 5.0937e-13 | 5.662e-13 | 4.8161e-13 | 4.2111e-13 | 6.0187e-13 | 5.0296e-13 | 4.4217e-13 | 5.8435e-13 | 6.4927e-13 | 3.1988e-13 | 5.3287e-13 | 4.434e-13 | 4.2324e-13 | 4.3091e-13 | 4.8017e-13 | 5.7729e-13 | 3.9185e-13 | 5.8814e-13 | 9.1173e-13 | 3.05e-13 | 5.6931e-13 | 5.4002e-13 | 3.803e-13 | 7.803e-13 | 3.9866e-13 | 5.6682e-13 | 3.8933e-13 | 5.9608e-13 | 5.2073e-13 | 3.729e-13 | 3.2316e-13 | 7.5751e-13 | 5.8136e-13 | 3.3088e-13 | 2.3909e-13 | 8.3782e-13 | 6.2117e-13 | 5.8402e-13 | 4.0762e-13 | 4.0047e-13 | 3.9918e-13 | 6.2208e-13 | 5.2846e-13 | 4.8974e-13 | 2.4568e-13 | 4.8351e-13 | 6.0078e-13 | 6.0965e-13 | 3.5155e-13 | 5.7461e-13 | 6.2867e-13 | 6.0752e-13 | 9.7241e-13 | 8.9024e-13 | 8.0437e-13 | 3.8498e-13 | 5.0186e-13 | 5.6375e-13 | 4.1321e-13 | 4.1029e-13 | 3.5771e-13 | 4.3295e-13 | 4.6328e-13 | 3.6487e-13 | 4.2638e-13 | 5.9958e-13 | 1.9808e-13 | 6.4206e-13 | 6.0364e-13 | 4.1356e-13 | 3.7843e-13 | 4.5241e-13 | 5.146e-13 | 8.6362e-13 | 2.6403e-13 | 4.5774e-13 | 3.7543e-13 | 7.0419e-13 | 7.2661e-13 | 4.3161e-13 | 8.6515e-13 | 6.5716e-13 | 4.9848e-13 | 6.9771e-13 | 4.9924e-13 | 5.1051e-13 | 6.9453e-13 | 6.0304e-13 | 6.2956e-13 | 5.1494e-13 | 5.4647e-13 | 4.281e-13 | 7.9741e-13 | 5.938e-13 | 3.8296e-13 | 4.3884e-13 | 3.5675e-13 | 5.3507e-13 | 3.104e-13 | 4.0361e-13 | 6.2682e-13 | 5.0506e-13 | 5.0851e-13 | 3.9739e-13 | 5.8853e-13 | 6.9796e-13 | 3.3681e-13 | 3.0244e-13 | 5.0474e-13 | 3.1775e-13 | 3.8396e-13 | 7.8221e-13 | 3.3422e-13 | 4.5196e-13 | 4.7721e-13 | 2.5313e-13 | 2.252e-13 | 6.5289e-13 | 1.0003e-12 | 5.5856e-13 | 4.5625e-13 | 4.1491e-13 | 6.0172e-13 | 3.4905e-13 | 5.3455e-13 | 6.3211e-13 | 4.904e-13 | 5.4545e-13 | 3.2448e-13 | 5.0779e-13 | 4.414e-13 | 4.2704e-13 | 4.8746e-13 | 6.0436e-13 | 5.3232e-13 | 3.0711e-13 | 3.4164e-13 | 5.0746e-13 | 2.8105e-13 | 3.2662e-13 | 5.0079e-13 | 3.9185e-13 | 7.087e-13 | 5.6948e-13 | 3.0997e-13 | 4.2477e-13 | 5.0687e-13 | 4.2937e-13 | 3.0906e-13 | 5.1448e-13 | 6.399e-13 | 4.8254e-13 | 5.0575e-13 | 4.959e-13 | 4.0287e-13 | 4.3947e-13 | 5.3719e-13 | 5.254e-13 | 2.3383e-13 | 7.9879e-13 | 4.5666e-13 | 3.3194e-13 | 4.9759e-13 | 3.5405e-13 | 2.6308e-13 | 6.2912e-13 | 4.7074e-13 | 2.6776e-13 | 3.3776e-13 | 3.8094e-13 | 6.6406e-13 | 4.9828e-13 | 5.2862e-13 | 3.9187e-13 | 4.686e-13 | 5.3334e-13 | 8.5782e-13 | 3.3878e-13 | 5.7689e-13 | 5.3123e-13 | 3.2803e-13 | 3.827e-13 | 3.5842e-13 | 3.7522e-13 | 6.0829e-13 | 7.8759e-13 | 5.8238e-13 | 7.4983e-13 | 7.1069e-13 | 9.1285e-13 | 4.3947e-13 | 9.883e-13 | 4.5103e-13 | 4.3713e-13 | 4.1844e-13 | 3.2077e-13 | 5.1966e-13 | 4.5342e-13 | 4.6994e-13 | 6.3932e-13 | 5.5385e-13 | 5.1142e-13 | 5.9401e-13 | 4.9703e-13 | 7.1991e-13 | 8.9964e-13 | 4.331e-13 | 8.1315e-13 | 2.8661e-13 | 6.7973e-13 | 5.8463e-13 | 6.7009e-13 | 6.2066e-13 | 6.738e-13 | 5.1324e-13 | 7.8622e-13 | 3.1019e-13 | 5.3357e-13 | 3.0362e-13 | 6.2221e-13 | 5.3396e-13 | 2.4032e-13 | 6.4275e-13 | 5.8419e-13 | 6.3131e-13 | 4.204e-13 | 4.668e-13 | 7.6292e-13 | 2.7692e-13 | 7.4805e-13 | 4.2312e-13 | 5.3561e-13 | 8.5067e-13 | 5.385e-13 | 3.4684e-13 | 5.9389e-13 | 6.1811e-13 | 9.8932e-13 | 4.3439e-13 | 5.936e-13 | 4.4324e-13 | 3.8609e-13 | 5.6132e-13 | 5.2407e-13 | 4.5002e-13 | 4.8836e-13 | 5.1695e-13 | 5.7363e-13 | 5.6945e-13 | 5.9393e-13 | 3.6288e-13 | 6.1683e-13 | 4.7859e-13 | 4.4662e-13 | 8.3499e-13 | 4.6146e-13 | 4.3746e-13 | 6.1884e-13 | 5.3448e-13 | 6.4209e-13 | 5.2275e-13 | 3.9686e-13 | 6.4444e-13 | 5.4123e-13 | 4.2388e-13 | 6.2891e-13 | 5.3569e-13 | 7.8045e-13 | 3.6553e-13 | 5.4017e-13 | 4.5654e-13 | 4.1095e-13 | 6.3594e-13 | 6.574e-13 | 5.7836e-13 | 7.5506e-13 | 7.1797e-13 | 4.3536e-13 | 5.6331e-13 | 7.4882e-13 | 5.4852e-13 | 4.061e-13 | 5.351e-13 | 5.6134e-13 | 2.6129e-13 | 4.818e-13 | 6.2522e-13 | 5.7107e-13 | 6.2697e-13 | 3.9092e-13 | 4.1804e-13 | 5.5117e-13 | 1.2596e-12 | 6.5429e-13 | 4.3201e-13 | 2.7077e-13 | 3.8905e-13 | 5.0368e-13 | 4.3296e-13 | 6.9563e-13 | 4.269e-13 | 6.7503e-13 | 6.157e-13 | 2.2868e-13 | 3.6767e-13 | 7.711e-13 | 6.5192e-13 | 4.5211e-13 | 3.9666e-13 | 5.9394e-13 | 4.7537e-13 | 5.2687e-13 | 3.7802e-13 | 7.4877e-13 | 4.1856e-13 | 3.5335e-13 | 4.4084e-13 | 5.7859e-13 | 5.3575e-13 | 2.9283e-13 | 7.2352e-13 | 3.3564e-13 | 7.4397e-13 | 7.4919e-13 | 6.1828e-13 | 4.3267e-13 | 2.1949e-13 | 4.3175e-13 | 5.9622e-13 | 8.5552e-13 | 3.2743e-13 | 4.8788e-13 | 4.9747e-13 | 5.7189e-13 | 7.4716e-13 | 4.1645e-13 | 3.0066e-13 | 4.4296e-13 | 3.7643e-13 | 3.2966e-13 | 4.4171e-13 | 6.2221e-13 | 3.2603e-13 | 6.3002e-13 | 5.7588e-13 | 4.0678e-13 | 5.7805e-13 | 4.7152e-13 | 5.2695e-13 | 5.8574e-13 | 4.6266e-13 | 2.5899e-13 | 6.8608e-13 | 6.5048e-13 | 8.2133e-13 | 6.6163e-13 | 1.9693e-13 | 4.398e-13 | 3.063e-13 | 5.2112e-13 | 9.098e-13 | 2.6975e-13 | 4.9177e-13 | 4.3626e-13 | 2.7359e-13 | 5.1848e-13 | 8.2091e-13 | 6.2882e-13 | 4.8941e-13 | 5.2576e-13 | 5.7621e-13 | 3.9856e-13 | 6.483e-13 | 3.5334e-13 | 4.9992e-13 | 5.6579e-13 | 4.7802e-13 | 1.0581e-12 | 6.0728e-13 | 4.9544e-13 | 4.8362e-13 | 2.4697e-13 | 6.7435e-13 | 4.2957e-13 | 4.5765e-13 | 5.6434e-13 | 2.4035e-13 | 5.5303e-13 | 2.405e-13 | 5.9034e-13 | 7.4855e-13 | 5.858e-13 | 5.5239e-13 | 6.061e-13 | 4.319e-13 | 5.5029e-13 | 8.2941e-13 | 5.4115e-13 | 4.4273e-13 | 5.0586e-13 | 5.1185e-13 | 5.5316e-13 | 4.354e-13 | 5.8161e-13 | 6.3041e-13 | 6.3459e-13 | 2.6018e-13 | 3.3257e-13 | 3.2637e-13 | 5.7452e-13 | 4.7423e-13 | 8.8369e-13 | 5.9592e-13 | 3.642e-13 | 5.01e-13 | 7.0239e-13 | 3.9457e-13 | 5.6005e-13 | 3.6991e-13 | 2.0109e-13 | 5.4237e-13 | 3.765e-13 | 6.091e-13 | 3.8272e-13 | 4.3115e-13 | 6.0523e-13 | 6.7446e-13 | 3.4849e-13 | 6.8123e-13 | 4.4658e-13 | 6.3474e-13 | 4.4745e-13 | 4.2496e-13 | 7.7682e-13 | 4.13e-13 | 2.9504e-13 | 4.9593e-13 | 6.0497e-13 | 3.7451e-13 | 2.7473e-13 | 3.7913e-13 | 2.7513e-13 | 2.6423e-13 | 6.7775e-13 | 5.5542e-13 | 6.8442e-13 | 3.6256e-13 | 5.1176e-13 | 2.6491e-13 | 6.0083e-13 | 3.4795e-13 | 4.4384e-13 | 5.7293e-13 | 6.6938e-13 | 6.8034e-13 | 3.4137e-13 | 9.3452e-13 | 2.893e-13 | 5.1638e-13 | 6.5954e-13 | 6.2073e-13 | 4.3639e-13 | 1.1698e-12 | 4.1571e-13 | 2.9091e-13 | 2.5865e-13 | 5.2621e-13 | 3.733e-13 | 5.923e-13 | 4.8979e-13 | 3.5139e-13 | 3.4685e-13 | 4.3911e-13 | 2.7003e-13 | 5.9699e-13 | 8.0834e-13 | 3.6591e-13 | 7.4903e-13 | 5.871e-13 | 3.5656e-13 | 7.5524e-13 | 5.6598e-13 | 8.4905e-13 | 4.151e-13 | 3.7586e-13 | 4.4447e-13 | 6.6381e-13 | 6.667e-13 | 5.7065e-13 | 5.2553e-13 | 5.6128e-13 | 2.8556e-13 | 2.7021e-13 | 3.5664e-13 | 4.4752e-13 | 7.1025e-13 | 6.7027e-13 | 5.4018e-13 | 6.2426e-13 | 2.8702e-13 | 5.3145e-13 | 3.9899e-13 | 3.3385e-13 | 6.8742e-13 | 3.7921e-13 | 2.6319e-13 | 5.5202e-13 | 8.4456e-13 | 2.1651e-13 | 5.4218e-13 | 2.1904e-13 | 5.0427e-13 | 7.1441e-13 | 4.2529e-13 | 5.4259e-13 | 4.1081e-13 | 2.6301e-13 | 6.0777e-13 | 4.4543e-13 | 6.8111e-13 | 3.87e-13 | 4.6401e-13 | 6.3044e-13 | 3.8786e-13 | 6.4597e-13 | 2.2076e-13 | 5.8599e-13 | 4.4899e-13 | 3.8007e-13 | 4.1335e-13 | 6.3832e-13 | 6.9378e-13 | 4.6037e-13 | 6.7184e-13 | 3.8858e-13 | 5.0423e-13 | 4.4453e-13 | 3.6343e-13 | 5.269e-13 | 5.9717e-13 | 2.2952e-13 | 5.8951e-13 | 3.024e-13 | 7.6353e-13 | 3.5943e-13 | 3.2602e-13 | 6.1054e-13 | 6.1681e-13 | 4.9189e-13 | 5.1928e-13 | 6.0166e-13 | 4.8733e-13 | 7.3363e-13 | 7.2187e-13 | 3.2704e-13 | 5.2575e-13 | 6.7141e-13 | 3.8327e-13 | 5.1185e-13 | 2.9457e-13 | 2.3785e-13 | 5.1319e-13 | 2.9894e-13 | 6.6691e-13 | 4.733e-13 | 3.1662e-13 | 4.1003e-13 | 6.4063e-13 | 8.0763e-13 | 3.8251e-13 | 5.4676e-13 | 2.0471e-13 | 3.8379e-13 | 4.2015e-13 | 4.5261e-13 | 4.5769e-13 | 6.8107e-13 | 6.4912e-13 | 8.755e-13 | 3.7069e-13 | 7.2269e-13 | 4.913e-13 | 6.5451e-13 | 3.3978e-13 | 5.3101e-13 | 2.3801e-13 | 7.0898e-13 | 4.1947e-13 | 3.2449e-13 | 6.15e-13 | 5.9554e-13 | 4.7797e-13 | 3.2414e-13 | 4.5709e-13 | 5.6429e-13 | 6.1062e-13 | 4.4359e-13 | 4.6241e-13 | 4.2093e-13 | 2.576e-13 | 5.0727e-13 | 2.8048e-13 | 3.9763e-13 | 5.788e-13 | 3.5882e-13 | 4.9319e-13 | 4.5459e-13 | 3.1234e-13 | 4.5345e-13 | 3.5179e-13 | 6.6451e-13 | 4.9911e-13 | 6.4293e-13 | 6.8363e-13 | 4.1527e-13 | 3.5612e-13 | 4.6202e-13 | 4.5761e-13 | 6.701e-13 | 4.1043e-13 | 7.0556e-13 | 4.2968e-13 | 6.035e-13 | 6.438e-13 | 3.3283e-13 | 4.8559e-13 | 3.7961e-13 | 6.662e-13 | 5.2999e-13 | 5.9081e-13 | 4.754e-13 | 4.358e-13 | 7.656e-13 | 3.3565e-13 | 5.4742e-13 | 5.8857e-13 | 6.4639e-13 | 3.9659e-13 | 3.8036e-13 | 5.5858e-13 | 5.2404e-13 | 5.7811e-13 | 8.5513e-13 | 4.1694e-13 | 5.0443e-13 | 4.0845e-13 | 5.7318e-13 | 6.8219e-13 | 5.1597e-13 | 5.1492e-13 | 6.7545e-13 | 8.2146e-13 | 6.4054e-13 | 5.7739e-13 | 6.6855e-13 | 7.6637e-13 | 5.7274e-13 | 4.924e-13 | 4.23e-13 | 3.928e-13 | 7.1861e-13 | 8.4246e-13 | 2.9042e-13 | 4.1262e-13 | 7.7176e-13 | 7.4544e-13 | 2.4436e-13 | 3.9576e-13 | 6.9183e-13 | 5.2659e-13 | 2.0944e-13 | 7.186e-13 | 5.4534e-13 | 7.1602e-13 | 3.9529e-13 | 3.7967e-13 | 4.1891e-13 | 7.1094e-13 | 2.1248e-13 | 5.6523e-13 | 2.9448e-13 | 6.3675e-13 | 5.4148e-13 | 8.1658e-13 | 6.9597e-13 | 6.1959e-13 | 3.0573e-13 | 3.9068e-13 | 8.1566e-13 | 3.3583e-13 | 7.8972e-13 | 6.5898e-13 | 8.061e-13 | 4.6749e-13 | 3.0347e-13 | 4.4186e-13 | 6.932e-13 | 4.2537e-13 | 5.5472e-13 | 4.2075e-13 | 4.1984e-13 | 3.1865e-13 | 8.5732e-13 | 5.6655e-13 | 9.8419e-13 | 4.0061e-13 | 5.7391e-13 | 2.8685e-13 | 3.9534e-13 | 4.0861e-13 | 7.6421e-13 | 3.9157e-13 | 2.5019e-13 | 8.8297e-13 | 3.7411e-13 | 6.8043e-13 | 6.0117e-13 | 4.7587e-13 | 3.5906e-13 | 5.9916e-13 | 5.6902e-13 | 3.237e-13 | 5.1341e-13 | 6.297e-13 | 3.8327e-13 | 2.8293e-13 | 4.8906e-13 | 5.61e-13 | 3.7927e-13 | 7.6431e-13 | 3.6094e-13 | 3.921e-13 | 8.9184e-13 | 5.0804e-13 | 2.6805e-13 | 4.3619e-13 | 4.7025e-13 | 4.7257e-13 | 5.7486e-13 | 4.6516e-13 | 5.5504e-13 | 5.521e-13 | 4.3257e-13 | 6.6345e-13 | 5.7422e-13 | 2.8466e-13 | 4.5759e-13 | 6.0635e-13 | 4.7191e-13 | 5.7393e-13 | 6.4595e-13 | 4.7245e-13 | 4.0168e-13 | 4.926e-13 | 4.3205e-13 | 5.7502e-13 | 5.8247e-13 | 5.3782e-13 | 4.4787e-13 | 3.6428e-13 | 6.2887e-13 | 2.9869e-13 | 3.0228e-13 | 5.6631e-13 | 5.6256e-13 | 5.6922e-13 | 7.6327e-13 | 5.123e-13 | 6.4286e-13 | 5.159e-13 | 4.7718e-13 | 6.0233e-13 | 6.6171e-13 | 5.0385e-13 | 5.2811e-13 | 3.4536e-13 | 4.8657e-13 | 4.6399e-13 | 6.9937e-13 | 4.559e-13 | 3.3846e-13 | 3.0277e-13 | 6.4917e-13 | 6.1217e-13 | 5.2891e-13 | 4.0492e-13 | 5.3823e-13 | 4.5973e-13 | 5.2927e-13 | 5.515e-13 | 5.2274e-13 | 4.4185e-13 | 2.889e-13 | 3.6583e-13 | 5.4439e-13 | 5.3185e-13 | 6.8637e-13 | 5.0354e-13 | 8.5388e-13 | 5.1628e-13 | 4.9256e-13 | 8.1554e-13 | 3.0663e-13 | 5.6991e-13 | 3.0664e-13 | 4.3884e-13 | 5.1314e-13 | 5.8142e-13 | 3.2837e-13 | 7.4415e-13 | 5.5115e-13 | 4.4314e-13 | 5.2105e-13 | 2.8344e-13 | 6.603e-13 | 5.0683e-13 | 4.6292e-13 | 6.2218e-13 | 5.3526e-13 | 6.3536e-13 | 4.8867e-13 | 3.5143e-13 | 8.0283e-13 | 5.948e-13 | 4.4692e-13 | 2.3402e-13 | 2.5286e-13 | 6.3925e-13 | 3.6672e-13 | 5.9015e-13 | 5.0027e-13 | 5.1096e-13 | 3.1135e-13 | 5.7677e-13 | 6.1075e-13 | 3.7942e-13 | 4.7231e-13 | 4.1523e-13 | 4.9951e-13 | 3.7322e-13 | 7.3922e-13 | 6.1227e-13 | 2.3571e-13 | 2.9805e-13 | 4.5886e-13 | 7.1023e-13 | 5.004e-13 | 8.4149e-13 | 3.5907e-13 | 5.3715e-13 | 6.5106e-13 | 8.9861e-13 | 6.1076e-13 | 4.6598e-13 | 3.4437e-13 | 3.9478e-13 | 2.9579e-13 | 3.2623e-13 | 3.3321e-13 | 6.725e-13 | 3.7962e-13 | 3.4634e-13 | 4.5848e-13 | 6.2346e-13 | 6.2968e-13 | 7.8395e-13 | 3.8983e-13 | 2.4403e-13 | 6.4109e-13 | 5.3071e-13 | 4.7292e-13 | 5.66e-13 | 2.3323e-13 | 2.2342e-13 | 4.814e-13 | 7.8234e-13 | 7.6684e-13 | 3.322e-13 | 3.7481e-13 | 5.401e-13 | 4.6462e-13 | 7.8101e-13 | 5.2295e-13 | 9.999e-13 | 5.9523e-13 | 8.0362e-13 | 4.2871e-13 | 7.5571e-13 | 1.7823e-13 | 2.4996e-13 | 4.6483e-13 | 3.9283e-13 | 5.1485e-13 | 3.3975e-13 | 2.5759e-13 | 5.4481e-13 | 6.6317e-13 | 2.601e-13 | 5.1532e-13 | 6.0889e-13 | 5.5156e-13 | 5.2543e-13 | 4.7039e-13 | 6.8624e-13 | 4.3032e-13 | 6.3538e-13 | 3.6921e-13 | 7.0938e-13 | 5.3744e-13 | 5.1351e-13 | 4.9689e-13 | 4.1643e-13 | 8.1773e-13 | 5.7026e-13 | 5.4272e-13 | 3.5356e-13 | 4.1805e-13 | 3.6953e-13 | 7.7354e-13 | 6.0933e-13 | 4.6425e-13 | 3.5647e-13 | 5.923e-13 | 8.7546e-13 | 8.0377e-13 | 3.2567e-13 | 5.2398e-13 | 2.98e-13 | 6.475e-13 | 4.4736e-13 | 5.6076e-13 | 6.9369e-13 | 4.3786e-13 | 5.2647e-13 | 6.4925e-13 | 6.7412e-13 | 4.5798e-13 | 5.8026e-13 | 8.133e-13 | 7.0339e-13 | 7.1853e-13 | 7.9186e-13 | 3.4055e-13 | 7.115e-13 | 6.4907e-13 | 4.4021e-13 | 5.4492e-13 | 5.0795e-13 | 5.3731e-13 | 6.7441e-13 | 2.6461e-13 | 2.8714e-13 | 3.0371e-13 | 5.0262e-13 | 5.9491e-13 | 8.1844e-13 | 5.9662e-13 | 6.0703e-13 | 5.1229e-13 | 5.078e-13 | 4.4157e-13 | 9.1863e-13 | 3.8126e-13 | 7.9645e-13 | 4.5015e-13 | 5.0091e-13 | 3.5922e-13 | 4.0127e-13 | 2.5494e-13 | 4.3106e-13 | 6.1072e-13 | 5.3827e-13 | 3.6517e-13 | 3.655e-13 | 8.985e-13 | 6.708e-13 | 2.9395e-13 | 6.5853e-13 | 4.5411e-13 | 3.2815e-13 | 4.1768e-13 | 6.9723e-13 | 3.0538e-13 | 3.1705e-13 | 5.0068e-13 | 4.186e-13 | 2.2212e-13 | 5.1914e-13 | 1.9606e-13 | 8.4677e-13 | 4.3253e-13 | 5.2087e-13 | 4.5361e-13 | 6.7361e-13 | 3.2366e-13 | 7.7927e-13 | 4.5119e-13 | 5.6727e-13 | 6.4767e-13 | 5.0202e-13 | 6.2105e-13 | 2.819e-13 | 7.2396e-13 | 4.5064e-13 | 7.9421e-13 | 4.4075e-13 | 4.4353e-13 | 4.2606e-13 | 5.5788e-13 | 4.933e-13 | 4.8665e-13 | 4.0087e-13 | 4.5655e-13 | 5.0828e-13 | 8.7016e-13 | 5.8551e-13 | 6.8593e-13 | 2.9346e-13 | 7.1893e-13 | 5.798e-13 | 5.2634e-13 | 5.5472e-13 | 5.2419e-13 | 3.8515e-13 | 7.8455e-13 | 2.4396e-13 | 4.988e-13 | 9.2778e-13 | 5.6165e-13 | 4.5737e-13 | 3.9574e-13 | 5.6934e-13 | 3.6668e-13 | 5.9086e-13 | 7.6824e-13 | 8.8817e-13 | 7.3456e-13 | 4.2169e-13 | 6.3012e-13 | 4.8388e-13 | 5.0971e-13 | 5.1472e-13 | 4.805e-13 | 4.4631e-13 | 6.3761e-13 | 4.9702e-13 | 6.0707e-13 | 6.2958e-13 | 5.8719e-13 | 3.671e-13 | 5.1604e-13 | 4.3178e-13 | 5.7551e-13 | 6.3248e-13 | 8.1094e-13 | 4.1779e-13 | 3.0352e-13 | 6.4856e-13 | 4.7207e-13 | 4.9479e-13 | 8.0247e-13 | 4.1188e-13 | 4.158e-13 | 2.9316e-13 | 3.2524e-13 | 5.8836e-13 | 6.1958e-13 | 5.9369e-13 | 5.0015e-13 | 6.732e-13 | 6.2534e-13 | 3.2439e-13 | 3.1204e-13 | 2.6064e-13 | 4.7049e-13 | 4.8627e-13 | 2.925e-13 | 5.499e-13 | 2.7327e-13 | 3.3603e-13 | 4.09e-13 | 3.0442e-13 | 5.6193e-13 | 5.1663e-13 | 3.7288e-13 | 5.1459e-13 | 4.1538e-13 | 5.1462e-13 | 3.0475e-13 | 6.6243e-13 | 4.0631e-13 | 5.1473e-13 | 5.7232e-13 | 3.6315e-13 | 7.0384e-13 | 4.2145e-13 | 3.2906e-13 | 4.3484e-13 | 6.5483e-13 | 4.4352e-13 | 3.5115e-13 | 5.4976e-13 | 3.4419e-13 | 5.314e-13 | 6.6901e-13 | 4.1447e-13 | 7.4272e-13 | 6.4992e-13 | 8.7655e-13 | 4.185e-13 | 7.2667e-13 | 4.4066e-13 | 6.137e-13 | 5.0463e-13 | 2.2515e-13 | 3.5908e-13 | 5.5028e-13 | 5.3896e-13 | 3.0501e-13 | 3.757e-13 | 3.2091e-13 | 5.5303e-13 | 1.033e-12 | 5.3295e-13 | 4.0437e-13 | 3.0323e-13 | 4.5873e-13 | 5.6287e-13 | 8.6572e-13 | 5.8858e-13 | 4.7235e-13 | 4.6686e-13 | 5.2188e-13 | 4.5746e-13 | 2.4791e-13 | 3.6326e-13 | 6.4674e-13 | 6.9683e-13 | 4.1497e-13 | 5.979e-13 | 5.3703e-13 | 4.2213e-13 | 5.5347e-13 | 3.7154e-13 | 4.3563e-13 | 8.2199e-13 | 4.9922e-13 | 3.8954e-13 | 5.3684e-13 | 5.9962e-13 | 5.7547e-13 | 3.1302e-13 | 6.1894e-13 | 4.0741e-13 | 3.8559e-13 | 6.1664e-13 | 5.3297e-13 | 2.57e-13 | 3.5419e-13 | 3.5715e-13 | 4.9772e-13 | 5.5662e-13 | 3.7523e-13 | 6.6403e-13 | 5.6195e-13 | 7.1624e-13 | 7.0828e-13 | 7.359e-13 | 7.313e-13 | 5.6732e-13 | 4.119e-13 | 4.5797e-13 | 4.2799e-13 | 4.5558e-13 | 5.2447e-13 | 3.8375e-13 | 7.6641e-13 | 5.8082e-13 | 4.0488e-13 | 7.5093e-13 | 4.0202e-13 | 3.0423e-13 | 6.3101e-13 | 2.9893e-13 | 4.2696e-13 | 5.5337e-13 | 5.5979e-13 | 3.9171e-13 | 3.0666e-13 | 5.3904e-13 | 3.2287e-13 | 4.4772e-13 | 4.8869e-13 | 5.4986e-13 | 3.3473e-13 | 3.6059e-13 | 4.5093e-13 | 6.2235e-13 | 4.5416e-13 | 7.2704e-13 | 5.1105e-13 | 4.9536e-13 | 2.4924e-13 | 5.203e-13 | 7.9951e-13 | 3.1541e-13 | 4.0313e-13 | 6.9217e-13 | 4.8637e-13 | 8.1806e-13 | 2.9914e-13 | 5.6403e-13 | 3.2813e-13 | 3.993e-13 | 7.3174e-13 | 3.7766e-13 | 6.4832e-13 | 4.0865e-13 | 5.277e-13 | 5.2207e-13 | 5.3227e-13 | 6.3531e-13 | 4.8963e-13 | 6.2654e-13 | 3.3329e-13 | 5.3126e-13 | 2.726e-13 | 2.7965e-13 | 7.5933e-13 | 9.6314e-13 | 1.1585e-12 | 5.5356e-13 | 2.4339e-13 | 2.8103e-13 | 4.4177e-13 | 4.122e-13 | 4.5675e-13 | 3.3571e-13 | 6.7262e-13 | 4.2623e-13 | 9.6546e-13 | 8.2983e-13 | 4.5635e-13 | 3.1931e-13 | 3.7138e-13 | 4.6088e-13 | 3.6973e-13 | 4.5608e-13 | 3.6736e-13 | 5.2155e-13 | 3.5742e-13 | 4.4229e-13 | 5.2259e-13 | 7.1967e-13 | 4.2166e-13 | 4.6944e-13 | 4.5327e-13 | 4.7682e-13 | 6.7872e-13 | 4.3428e-13 | 3.1053e-13 | 3.4777e-13 | 5.4844e-13 | 4.8765e-13 | 5.7915e-13 | 4.7862e-13 | 4.9421e-13 | 8.9042e-13 | 9.3345e-13 | 3.3856e-13 | 4.4468e-13 | 4.3726e-13 | 3.5138e-13 | 4.9513e-13 | 5.5758e-13 | 4.2042e-13 | 4.56e-13 | 4.0697e-13 | 7.6315e-13 | 4.8404e-13 | 5.7968e-13 | 4.6296e-13 | 5.5607e-13 | 5.7483e-13 | 4.1434e-13 | 6.2912e-13 | 3.8994e-13 | 4.6146e-13 | 4.7263e-13 | 4.2998e-13 | 4.9633e-13 | 4.0211e-13 | 4.3401e-13 | 3.7004e-13 | 4.4546e-13 | 6.6638e-13 | 2.8893e-13 | 5.728e-13 | 2.1846e-13 | 3.5992e-13 | 4.2658e-13 | 3.8445e-13 | 8.7772e-13 | 5.5539e-13 | 3.8177e-13 | 5.2892e-13 | 4.8805e-13 | 4.5095e-13 | 7.3519e-13 | 3.8413e-13 | 3.7647e-13 | 3.8784e-13 | 4.3275e-13 | 5.3932e-13 | 3.0301e-13 | 5.3686e-13 | 2.39e-13 | 9.2498e-13 | 6.2646e-13 | 4.8461e-13 | 5.2969e-13 | 7.4812e-13 | 5.5703e-13 | 4.9591e-13 | 9.088e-13 | 3.4497e-13 | 5.0462e-13 | 4.2485e-13 | 3.7866e-13 | 9.8253e-13 | 7.5158e-13 | 4.6967e-13 | 3.9124e-13 | 2.5477e-13 | 2.4695e-13 | 8.057e-13 | 4.9904e-13 | 5.0721e-13 | 3.9103e-13 | 5.1398e-13 | 7.047e-13 | 3.116e-13 | 2.2738e-13 | 8.2574e-13 | 5.9399e-13 | 6.2048e-13 | 4.9712e-13 | 6.2787e-13 | 7.8854e-13 | 3.9384e-13 | 5.3654e-13 | 4.3342e-13 | 3.9926e-13 | 3.2555e-13 | 3.8991e-13 | 3.0746e-13 | 7.9634e-13 | 6.725e-13 | 4.8163e-13 | 4.1195e-13 | 4.9754e-13 | 4.8152e-13 | 6.1439e-13 | 8.7588e-13 | 4.6589e-13 | 4.391e-13 | 5.0644e-13 | 6.5977e-13 | 4.1337e-13 | 6.7311e-13 | 4.5912e-13 | 3.9172e-13 | 6.9753e-13 | 7.9664e-13 | 7.2945e-13 | 6.7838e-13 | 6.7151e-13 | 6.2859e-13 | 5.143e-13 | 4.4943e-13 | 5.967e-13 | 5.1479e-13 | 4.0369e-13 | 7.7917e-13 | 5.3208e-13 | 8.0389e-13 | 6.0591e-13 | 6.6831e-13 | 6.5929e-13 | 3.4643e-13 | 2.7957e-13 | 2.5066e-13 | 7.4261e-13 | 5.8905e-13 | 4.0857e-13 | 6.7604e-13 | 4.5628e-13 | 5.8043e-13 | 5.3593e-13 | 4.1237e-13 | 2.493e-13 | 5.3353e-13 | 6.7458e-13 | 5.2345e-13 | 6.396e-13 | 5.8873e-13 | 8.1056e-13 | 4.1383e-13 | 7.422e-13 | 3.1773e-13 | 4.7585e-13 | 7.1149e-13 | 6.4488e-13 | 7.4587e-13 | 5.4052e-13 | 5.1033e-13 | 6.2565e-13 | 4.1115e-13 | 6.4336e-13 | 2.5149e-13 | 4.4635e-13 | 4.2476e-13 | 4.8639e-13 | 4.206e-13 | 4.3407e-13 | 2.7771e-13 | 7.5013e-13 | 3.2726e-13 | 3.2046e-13 | 3.5964e-13 | 5.3488e-13 | 6.6607e-13 | 6.9271e-13 | 4.145e-13 | 8.5545e-13 | 4.8713e-13 | 4.3823e-13 | 2.7939e-13 | 6.5213e-13 | 4.7401e-13 | 4.1499e-13 | 9.2018e-13 | 2.6348e-13 | 8.9785e-13 | 4.5394e-13 | 3.8613e-13 | 4.0172e-13 | 4.3469e-13 | 3.5341e-13 | 2.5568e-13 | 4.8549e-13 | 4.0089e-13 | 3.5405e-13 | 4.4744e-13 | 4.4397e-13 | 5.2154e-13 | 4.2324e-13 | 4.3488e-13 | 7.9461e-13 | 3.7501e-13 | 6.4225e-13 | 5.6833e-13 | 6.2608e-13 | 5.6809e-13 | 5.8909e-13 | 5.5094e-13 | 5.8594e-13 | 7.2783e-13 | 4.9528e-13 | 2.6055e-13 | 2.1361e-13 | 5.5144e-13 | 4.8964e-13 | 3.9795e-13 | 2.9835e-13 | 5.4048e-13 | 6.506e-13 | 3.5323e-13 | 3.4325e-13 | 7.0924e-13 | 2.4479e-13 | 2.3979e-13 | 3.9387e-13 | 2.76e-13 | 1.2147e-12 | 3.0628e-13 | 3.4489e-13 | 5.0292e-13 | 8.4881e-13 | 6.2756e-13 | 6.8799e-13 | 4.7375e-13 | 3.5227e-13 | 6.8549e-13 | 5.8234e-13 | 5.1152e-13 | 4.3962e-13 | 7.9806e-13 | 4.7847e-13 | 2.5875e-13 | 5.1222e-13 | 3.6736e-13 | 4.8036e-13 | 3.8642e-13 | 6.2061e-13 | 7.4282e-13 | 5.8723e-13 | 5.2378e-13 | 6.5261e-13 | 7.487e-13 | 6.9193e-13 | 3.5083e-13 | 4.6923e-13 | 2.4349e-13 | 6.582e-13 | 4.2455e-13 | 5.0081e-13 | 4.2746e-13 | 4.9931e-13 | 5.3804e-13 | 5.4155e-13 | 5.5144e-13 | 3.3401e-13 | 5.8426e-13 | 8.1002e-13 | 6.1058e-13 | 3.7179e-13 | 4.6717e-13 | 5.27e-13 | 5.1816e-13 | 4.4788e-13 | 5.7524e-13 | 1.0329e-12 | 5.3611e-13 | 3.3192e-13 | 3.8747e-13 | 4.1822e-13 | 4.3231e-13 | 8.0604e-13 | 3.4784e-13 | 3.6449e-13 | 4.4654e-13 | 3.4158e-13 | 6.807e-13 | 4.1347e-13 | 6.7827e-13 | 4.1455e-13 | 2.5966e-13 | 4.3932e-13 | 5.3978e-13 | 4.4662e-13 | 8.5165e-13 | 3.6992e-13 | 6.4167e-13 | 6.707e-13 | 5.0229e-13 | 5.5553e-13 | 3.9825e-13 | 5.9805e-13 | 6.3869e-13 | 3.6517e-13 | 3.1446e-13 | 5.5486e-13 | 5.5878e-13 | 5.5995e-13 | 6.1856e-13 | 5.2909e-13 | 4.2505e-13 | 3.5743e-13 | 5.9362e-13 | 4.0576e-13 | 5.8935e-13 | 2.8271e-13 | 5.1384e-13 | 5.123e-13 | 3.3193e-13 | 3.7705e-13 | 4.8347e-13 | 9.1966e-13 | 5.7786e-13 | 6.1237e-13 | 2.451e-13 | 2.9561e-13 | 8.6608e-13 | 3.4139e-13 | 7.2965e-13 | 6.1738e-13 | 7.1646e-13 | 3.7208e-13 | 3.0858e-13 | 7.6842e-13 | 3.5193e-13 | 2.1205e-13 | 6.7346e-13 | 8.6264e-13 | 4.947e-13 | 4.4163e-13 | 3.9705e-13 | 5.309e-13 | 3.7043e-13 | 3.0805e-13 | 5.3376e-13 | 6.2772e-13 | 6.1046e-13 | 3.5741e-13 | 4.4347e-13 | 6.1046e-13 | 3.9592e-13 | 4.5139e-13 | 5.1995e-13 | 4.0923e-13 | 4.1533e-13 | 6.0793e-13 | 4.6561e-13 | 5.2954e-13 | 9.2043e-13 | 5.7894e-13 | 6.2099e-13 | 3.9586e-13 | 7.6479e-13 | 4.8086e-13 | 9.8177e-13 | 5.1205e-13 | 6.2362e-13 | 4.84e-13 | 6.3271e-13 | 4.4784e-13 | 2.3472e-13 | 6.3006e-13 | 4.6707e-13 | 6.1626e-13 | 3.8183e-13 | 3.9649e-13 | 5.3684e-13 | 4.8541e-13 | 5.1208e-13 | 5.6498e-13 | 7.3726e-13 | 2.6808e-13 | 8.6945e-13 | 2.1481e-13 | 3.3413e-13 | 2.5331e-13 | 4.5444e-13 | 4.3608e-13 | 5.3755e-13 | 4.1173e-13 | 9.0448e-13 | 5.5565e-13 | 3.8705e-13 | 7.8534e-13 | 3.1974e-13 | 4.8595e-13 | 3.9834e-13 | 2.9104e-13 | 4.9146e-13 | 4.5839e-13 | 2.9476e-13 | 4.7708e-13 | 6.298e-13 | 6.2169e-13 | 5.1695e-13 | 4.0567e-13 | 3.6659e-13 | 4.0277e-13 | 5.4795e-13 | 6.0915e-13 | 4.302e-13 | 5.7076e-13 | 4.4642e-13 | 3.6191e-13 | 1.178e-12 | 2.6997e-13 | 4.0072e-13 | 2.5533e-13 | 4.1811e-13 | 5.1789e-13 | 5.6682e-13 | 5.0721e-13 | 4.1989e-13 | 3.521e-13 | 4.5452e-13 | 4.2847e-13 | 7.3698e-13 | 6.435e-13 | 2.4994e-13 | 2.6698e-13 | 5.3959e-13 | 7.2236e-13 | 3.2829e-13 | 4.4992e-13 | 4.7594e-13 | 7.3458e-13 | 3.6702e-13 | 4.0791e-13 | 3.6476e-13 | 6.1838e-13 | 5.9921e-13 | 8.1171e-13 | 6.2803e-13 | 5.2945e-13 | 3.4319e-13 | 5.1531e-13 | 6.6651e-13 | 5.126e-13 | 5.1325e-13 | 6.1937e-13 | 2.3205e-13 | 4.3959e-13 | 8.7624e-13 | 7.6421e-13 | 5.1493e-13 | 4.2623e-13 | 8.3234e-13 | 6.8998e-13 | 5.7223e-13 | 4.2309e-13 | 2.6757e-13 | 1.0465e-12 | 3.9518e-13 | 5.3874e-13 | 4.663e-13 | 3.5035e-13 | 3.7171e-13 | 4.5239e-13 | 3.9485e-13 | 7.0788e-13 | 4.1374e-13 | 5.9675e-13 | 7.4865e-13 | 2.7074e-13 | 2.759e-13 | 4.1643e-13 | 4.1359e-13 | 4.7291e-13 | 5.1714e-13 | 6.6028e-13 | 3.8047e-13 | 4.62e-13 | 6.5978e-13 | 3.7274e-13 | 8.0908e-13 | 3.2396e-13 | 4.2142e-13 | 3.7719e-13 | 6.1419e-13 | 4.3002e-13 | 6.2486e-13 | 4.5957e-13 | 8.9396e-13 | 4.9851e-13 | 5.8123e-13 | 4.8459e-13 | 4.1425e-13 | 3.2978e-13 | 2.3993e-13 | 4.5626e-13 | 4.2373e-13 | 4.8113e-13 | 5.058e-13 | 4.2805e-13 | 2.6958e-13 | 4.672e-13 | 2.4061e-13 | 7.1635e-13 | 3.6231e-13 | 8.1797e-13 | 3.5064e-13 | 5.9193e-13 | 5.4517e-13 | 4.8553e-13 | 6.8073e-13 | 3.8553e-13 | 6.8052e-13 | 7.7722e-13 | 4.0319e-13 | 5.946e-13 | 9.7504e-13 | 3.2001e-13 | 4.0587e-13 | 8.3316e-13 | 5.4026e-13 | 6.5735e-13 | 5.2434e-13 | 3.8471e-13 | 3.3082e-13 | 5.1733e-13 | 4.5606e-13 | 4.3325e-13 | 5.4943e-13 | 4.5269e-13 | 7.1355e-13 | 2.7798e-13 | 6.2259e-13 | 4.9048e-13 | 4.32e-13 | 4.341e-13 | 3.7069e-13 | 4.986e-13 | 5.4162e-13 | 5.5174e-13 | 2.7881e-13 | 7.1313e-13 | 3.1424e-13 | 6.765e-13 | 6.2707e-13 | 6.0746e-13 | 4.672e-13 | 6.3353e-13 | 5.8773e-13 | 6.7698e-13 | 3.2991e-13 | 6.3791e-13 | 4.789e-13 | 7.6302e-13 | 5.3303e-13 | 4.3059e-13 | 8.4445e-13 | 5.9306e-13 | 5.9321e-13 | 1.8387e-13 | 3.0955e-13 | 6.4304e-13 | 7.6805e-13 | 4.7432e-13 | 4.8467e-13 | 3.9428e-13 | 3.7008e-13 | 3.6755e-13 | 7.7975e-13 | 4.3855e-13 | 3.4185e-13 | 4.6499e-13 | 4.7756e-13 | 4.5839e-13 | 3.316e-13 | 4.2424e-13 | 6.6678e-13 | 5.3496e-13 | 2.2915e-13 | 2.1523e-13 | 6.6722e-13 | 2.8472e-13 | 5.4805e-13 | 3.2105e-13 | 3.1923e-13 | 5.6595e-13 | 4.6775e-13 | 7.4238e-13 | 6.6279e-13 | 6.0432e-13 | 8.2017e-13 | 6.5581e-13 | 4.4989e-13 | 5.0207e-13 | 4.2491e-13 | 6.5791e-13 | 4.399e-13 | 5.873e-13 | 3.7098e-13 | 8.2751e-13 | 5.7098e-13 | 5.5273e-13 | 5.3547e-13 | 7.8918e-13 | 5.6889e-13 | 4.5632e-13 | 6.0279e-13 | 6.3975e-13 | 5.374e-13 | 4.5298e-13 | 5.9379e-13 | 2.8418e-13 | 7.5392e-13 | 5.1397e-13 | 4.7695e-13 | 4.2698e-13 | 6.6322e-13 | 5.513e-13 | 5.6152e-13 | 5.5698e-13 | 5.3311e-13 | 4.5764e-13 | 4.2535e-13 | 6.2327e-13 | 3.1694e-13 | 5.5216e-13 | 7.818e-13 | 4.992e-13 | 3.9066e-13 | 2.777e-13 | 3.4316e-13 | 7.8418e-13 | 3.7084e-13 | 4.321e-13 | 3.4652e-13 | 5.5212e-13 | 2.4872e-13 | 5.6658e-13 | 4.8968e-13 | 4.9403e-13 | 5.5993e-13 | 6.4261e-13 | 7.6242e-13 | 3.7112e-13 | 5.7164e-13 | 7.5651e-13 | 5.4257e-13 | 5.3992e-13 | 4.1438e-13 | 2.2554e-13 | 5.1369e-13 | 4.2251e-13 | 6.9323e-13 | 5.2891e-13 | 5.5079e-13 | 5.8813e-13 | 4.8626e-13 | 6.6146e-13 | 4.3087e-13 | 4.8955e-13 | 7.3413e-13 | 2.8512e-13 | 5.1214e-13 | 3.7443e-13 | 7.4973e-13 | 8.5797e-13 | 4.3893e-13 | 3.6806e-13 | 6.5129e-13 | 2.8518e-13 | 5.3465e-13 | 5.1061e-13 | 4.6559e-13 | 4.9437e-13 | 5.6007e-13 | 7.8498e-13 | 4.3462e-13 | 4.8037e-13 | 4.4617e-13 | 6.4647e-13 | 5.5333e-13 | 4.6519e-13 | 3.2276e-13 | 5.675e-13 | 4.2013e-13 | 5.7206e-13 | 5.2412e-13 | 5.026e-13 | 5.2395e-13 | 4.9164e-13 | 4.426e-13 | 5.196e-13 | 4.0702e-13 | 3.5103e-13 | 4.2624e-13 | 5.5705e-13 | 4.8155e-13 | 5.3906e-13 | 5.9933e-13 | 5.8053e-13 | 8.638e-13 | 5.0012e-13 | 3.2604e-13 | 8.0752e-13 | 5.1289e-13 | 3.3345e-13 | 4.8268e-13 | 3.8056e-13 | 5.3515e-13 | 6.1934e-13 | 1.9659e-13 | 4.4126e-13 | 4.6681e-13 | 3.5191e-13 | 8.3335e-13 | 9.1529e-13 | 7.9899e-13 | 5.5166e-13 | 5.7693e-13 | 5.649e-13 | 4.4092e-13 | 4.5395e-13 | 7.7113e-13 | 4.3808e-13 | 3.6471e-13 | 5.2046e-13 | 6.2971e-13 | 7.3774e-13 | 5.3972e-13 | 4.2727e-13 | 3.9855e-13 | 3.616e-13 | 3.6942e-13 | 2.6506e-13 | 3.0638e-13 | 3.9868e-13 | 4.9441e-13 | 3.9012e-13 | 2.7936e-13 | 5.3693e-13 | 4.874e-13 | 1.1349e-12 | 3.8767e-13 | 3.8552e-13 | 5.8301e-13 | 4.329e-13 | 6.2264e-13 | 6.568e-13 | 5.9291e-13 | 5.5907e-13 | 8.5184e-13 | 4.237e-13 | 6.0134e-13 | 6.9242e-13 | 4.8522e-13 | 5.1074e-13 | 5.527e-13 | 5.5216e-13 | 4.9492e-13 | 3.4329e-13 | 7.9916e-13 | 5.2827e-13 | 4.3897e-13 | 6.9925e-13 | 6.5523e-13 | 3.8422e-13 | 5.8503e-13 | 6.5152e-13 | 5.7074e-13 | 3.6534e-13 | 4.5442e-13 | 7.1913e-13 | 3.959e-13 | 3.2058e-13 | 5.8135e-13 | 2.8294e-13 | 5.9583e-13 | 3.0221e-13 | 3.6205e-13 | 7.6137e-13 | 4.5359e-13 | 3.8452e-13 | 5.5937e-13 | 8.1388e-13 | 4.625e-13 | 2.903e-13 | 6.1962e-13 | 5.1095e-13 | 4.8862e-13 | 4.6843e-13 | 4.7422e-13 | 7.5428e-13 | 7.8519e-13 | 5.6784e-13 | 5.2947e-13 | 5.6899e-13 | 6.6404e-13 | 3.7907e-13 | 4.8654e-13 | 5.7096e-13 | 5.1126e-13 | 8.4282e-13 | 4.214e-13 | 4.9118e-13 | 7.5845e-13 | 5.4831e-13 | 4.8706e-13 | 8.5941e-13 | 7.112e-13 | 2.6013e-13 | 4.4198e-13 | 1.91e-13 | 3.5878e-13 | 8.4149e-13 | 5.0248e-13 | 5.1612e-13 | 6.1605e-13 | 5.5634e-13 | 5.2501e-13 | 3.7925e-13 | 3.3448e-13 | 6.4457e-13 | 4.1188e-13 | 5.0443e-13 | 3.1678e-13 | 5.8869e-13 | 6.0223e-13 | 6.0711e-13 | 7.8671e-13 | 4.4418e-13 | 3.9936e-13 | 3.5149e-13 | 3.6144e-13 | 5.0046e-13 | 9.7124e-13 | 7.5591e-13 | 4.9786e-13 | 3.7166e-13 | 7.1328e-13 | 7.6674e-13 | 1.9509e-13 | 3.595e-13 | 5.7394e-13 | 3.7463e-13 | 4.3653e-13 | 6.3087e-13 | 4.1919e-13 | 4.0711e-13 | 6.4093e-13 | 7.276e-13 | 5.2634e-13 | 4.3255e-13 | 6.4103e-13 | 4.0257e-13 | 6.7982e-13 | 5.3896e-13 | 3.7484e-13 | 6.1e-13 | 7.5616e-13 | 7.6479e-13 | 4.9699e-13 | 4.8203e-13 | 4.2471e-13 | 8.4685e-13 | 4.8722e-13 | 5.5644e-13 | 4.5357e-13 | 4.7182e-13 | 6.4596e-13 | 4.5755e-13 | 5.0687e-13 | 5.3217e-13 | 5.8284e-13 | 3.6867e-13 | 3.2064e-13 | 1.872e-13 | 5.8117e-13 | 4.228e-13 | 4.7591e-13 | 4.5085e-13 | 4.4495e-13 | 3.0787e-13 | 8.0023e-13 | 6.3049e-13 | 4.5535e-13 | 6.8071e-13 | 5.3822e-13 | 2.8185e-13 | 6.9853e-13 | 3.2733e-13 | 4.6314e-13 | 2.6551e-13 | 5.8761e-13 | 4.2e-13 | 5.867e-13 | 7.9708e-13 | 3.2291e-13 | 5.7065e-13 | 4.1371e-13 | 5.6466e-13 | 4.4439e-13 | 3.0397e-13 | 2.6693e-13 | 6.1816e-13 | 7.8803e-13 | 4.3001e-13 | 3.1676e-13 | 7.3677e-13 | 4.0678e-13 | 4.0865e-13 | 5.8379e-13 | 8.0702e-13 | 7.3524e-13 | 4.8524e-13 | 5.5926e-13 | 3.9956e-13 | 4.6154e-13 | 5.2672e-13 | 3.5349e-13 | 5.0796e-13 | 5.5794e-13 | 4.8313e-13 | 4.0963e-13 | 3.9615e-13 | 8.3679e-13 | 4.7293e-13 | 5.7279e-13 | 7.7646e-13 | 3.7289e-13 | 6.3521e-13 | 4.0346e-13 | 7.0628e-13 | 3.4606e-13 | 3.2031e-13 | 3.1321e-13 | 3.4033e-13 | 6.0886e-13 | 7.4184e-13 | 4.1696e-13 | 5.6447e-13 | 3.5782e-13 | 3.5629e-13 | 4.9301e-13 | 7.0707e-13 | 8.9539e-13 | 3.2378e-13 | 6.034e-13 | 4.3752e-13 | 3.8529e-13 | 5.4937e-13 | 3.1006e-13 | 5.8551e-13 | 4.2996e-13 | 5.3524e-13 | 5.4923e-13 | 6.3765e-13 | 2.9884e-13 | 4.3475e-13 | 3.1585e-13 | 6.2674e-13 | 1.5505e-13 | 5.2783e-13 | 3.665e-13 | 5.9706e-13 | 4.0556e-13 | 6.5141e-13 | 8.3245e-13 | 5.3971e-13 | 3.4866e-13 | 5.5283e-13 | 4.4206e-13 | 4.3998e-13 | 4.2283e-13 | 9.5486e-13 | 5.164e-13 | 3.7333e-13 | 4.3731e-13 | 5.3025e-13 | 5.0296e-13 | 4.1502e-13 | 4.5359e-13 | 6.8126e-13 | 5.6262e-13 | 6.8646e-13 | 4.9323e-13 | 6.8118e-13 | 9.9677e-13 | 2.762e-13 | 5.2242e-13 | 5.9411e-13 | 2.9888e-13 | 5.4025e-13 | 4.2795e-13 | 6.5933e-13 | 4.7686e-13 | 3.3688e-13 | 8.5184e-13 | 6.2657e-13 | 6.7974e-13 | 3.5407e-13 | 8.1512e-13 | 3.6007e-13 | 6.6453e-13 | 4.4714e-13 | 2.7683e-13 | 6.7338e-13 | 4.407e-13 | 2.9895e-13 | 4.022e-13 | 4.1999e-13 | 5.395e-13 | 4.9841e-13 | 3.9962e-13 | 5.3045e-13 | 5.8069e-13 | 4.8219e-13 | 4.4778e-13 | 4.6227e-13 | 4.9512e-13 | 6.6145e-13 | 2.899e-13 | 4.1555e-13 | 5.8979e-13 | 3.0572e-13 | 4.3038e-13 | 5.4631e-13 | 4.9809e-13 | 2.6635e-13 | 3.6403e-13 | 3.4044e-13 | 4.8903e-13 | 6.5361e-13 | 4.9426e-13 | 5.3754e-13 | 2.8744e-13 | 3.7961e-13 | 5.1607e-13 | 8.9077e-13 | 4.7529e-13 | 2.8304e-13 | 3.7016e-13 | 2.6819e-13 | 3.1796e-13 | 4.6577e-13 | 8.5177e-13 | 8.4626e-13 | 5.4222e-13 | 6.7858e-13 | 7.4516e-13 | 1.074e-12 | 6.5951e-13 | 5.8142e-13 | 6.9452e-13 | 2.3049e-13 | 5.4019e-13 | 4.6327e-13 | 4.8103e-13 | 4.6008e-13 | 3.2148e-13 | 4.8272e-13 | 5.3671e-13 | 3.142e-13 | 3.2972e-13 | 5.153e-13 | 3.559e-13 | 4.2382e-13 | 5.0392e-13 | 7.2871e-13 | 3.0332e-13 | 4.5049e-13 | 5.5166e-13 | 4.0999e-13 | 6.4274e-13 | 6.7984e-13 | 4.6204e-13 | 7.2395e-13 | 6.8796e-13 | 6.9706e-13 | 4.3879e-13 | 5.5979e-13 | 8.6102e-13 | 4.422e-13 | 5.987e-13 | 7.0535e-13 | 5.3128e-13 | 4.2722e-13 | 3.7296e-13 | 4.1031e-13 | 6.9277e-13 | 9.3815e-13 | 2.3724e-13 | 3.0514e-13 | 4.4552e-13 | 7.8828e-13 | 8.477e-13 | 5.8049e-13 | 5.1546e-13 | 6.6156e-13 | 7.1201e-13 | 3.5485e-13 | 6.9743e-13 | 5.4084e-13 | 6.4919e-13 | 5.1951e-13 | 3.4424e-13 | 3.8141e-13 | 5.1391e-13 | 8.9741e-13 | 6.5968e-13 | 5.0134e-13 | 6.0553e-13 | 4.7374e-13 | 5.1882e-13 | 6.6318e-13 | 4.7281e-13 | 4.3072e-13 | 6.3004e-13 | 5.4863e-13 | 4.8634e-13 | 4.6742e-13 | 5.6312e-13 | 3.6661e-13 | 5.6492e-13 | 8.051e-13 | 4.1073e-13 | 6.0241e-13 | 5.6054e-13 | 6.2656e-13 | 7.7865e-13 | 4.8959e-13 | 2.7302e-13 | 4.5016e-13 | 5.3379e-13 | 8.7832e-13 | 2.3231e-13 | 4.7247e-13 | 5.7132e-13 | 6.0361e-13 | 3.8362e-13 | 4.4136e-13 | 6.0052e-13 | 2.842e-13 | 4.5917e-13 | 3.5018e-13 | 4.8457e-13 | 6.1756e-13 | 4.4049e-13 | 5.0205e-13 | 4.8765e-13 | 4.5953e-13 | 2.2631e-13 | 3.6074e-13 | 3.0947e-13 | 7.8918e-13 | 5.866e-13 | 4.8673e-13 | 6.1937e-13 | 5.6977e-13 | 5.3767e-13 | 5.8064e-13 | 1.4655e-13 | 5.8896e-13 | 4.9751e-13 | 3.8863e-13 | 5.75e-13 | 3.9294e-13 | 2.9398e-13 | 3.2375e-13 | 6.5333e-13 | 7.177e-13 | 6.361e-13 | 6.7021e-13 | 3.0712e-13 | 7.5777e-13 | 3.9053e-13 | 6.3646e-13 | 5.4304e-13 | 5.2043e-13 | 4.8046e-13 | 3.6125e-13 | 6.8274e-13 | 4.5225e-13 | 5.1774e-13 | 4.2205e-13 | 2.8606e-13 | 7.4066e-13 | 7.2084e-13 | 6.836e-13 | 3.7266e-13 | 7.8434e-13 | 2.7209e-13 | 3.3204e-13 | 6.6728e-13 | 3.2119e-13 | 5.984e-13 | 4.6137e-13 | 5.4156e-13 | 4.2349e-13 | 3.8131e-13 | 3.1517e-13 | 4.8615e-13 | 4.3637e-13 | 3.9689e-13 | 2.9857e-13 | 4.7154e-13 | 6.1877e-13 | 7.5012e-13 | 2.9663e-13 | 3.2185e-13 | 6.9667e-13 | 4.9886e-13 | 3.7356e-13 | 5.2692e-13 | 4.2213e-13 | 4.6668e-13 | 5.2463e-13 | 6.2019e-13 | 6.0077e-13 | 4.4816e-13 | 4.8898e-13 | 3.5751e-13 | 6.3434e-13 | 5.2717e-13 | 4.5853e-13 | 5.1703e-13 | 6.2373e-13 | 5.3966e-13 | 4.8316e-13 | 4.4455e-13 | 6.7828e-13 | 5.5963e-13 | 3.9821e-13 | 5.798e-13 | 6.6803e-13 | 4.4266e-13 | 7.4091e-13 | 5.786e-13 | 5.9518e-13 | 4.4648e-13 | 5.8757e-13 | 4.6624e-13 | 5.3381e-13 | 3.9005e-13 | 5.9932e-13 | 3.3146e-13 | 2.5583e-13 | 4.3771e-13 | 3.4029e-13 | 4.8537e-13 | 6.4729e-13 | 5.9834e-13 | 4.7499e-13 | 3.6526e-13 | 7.0335e-13 | 7.3244e-13 | 5.9596e-13 | 3.8619e-13 | 7.3331e-13 | 3.7645e-13 | 6.6853e-13 | 4.1243e-13 | 7.2096e-13 | 2.4014e-13 | 5.6467e-13 | 2.7468e-13 | 4.7626e-13 | 8.5607e-13 | 4.5964e-13 | 3.7662e-13 | 7.8157e-13 | 6.1583e-13 | 5.2606e-13 | 5.142e-13 | 3.5594e-13 | 4.2606e-13 | 3.843e-13 | 4.9545e-13 | 4.8415e-13 | 4.0239e-13 | 5.228e-13 | 4.1533e-13 | 4.5781e-13 | 6.0969e-13 | 4.178e-13 | 5.594e-13 | 3.6065e-13 | 7.4588e-13 | 2.6889e-13 | 3.8539e-13 | 6.1525e-13 | 6.6543e-13 | 4.8304e-13 | 4.3402e-13 | 3.8954e-13 | 5.4858e-13 | 5.2407e-13 | 5.0629e-13 | 3.4481e-13 | 6.6283e-13 | 5.9324e-13 | 5.7773e-13 | 3.1741e-13 | 6.323e-13 | 5.1433e-13 | 7.922e-13 | 5.0693e-13 | 6.7122e-13 | 5.882e-13 | 7.6403e-13 | 4.8159e-13 | 3.2597e-13 | 6.4249e-13 | 2.2168e-13 | 5.0707e-13 | 5.2107e-13 | 3.5165e-13 | 4.663e-13 | 4.1733e-13 | 6.9173e-13 | 4.8945e-13 | 4.3348e-13 | 6.6439e-13 | 3.5258e-13 | 6.6197e-13 | 6.4815e-13 | 4.6538e-13 | 4.7996e-13 | 5.1194e-13 | 2.0079e-13 | 5.0285e-13 | 4.7382e-13 | 2.5054e-13 | 3.5339e-13 | 4.2373e-13 | 1.0305e-12 | 2.5862e-13 | 3.9758e-13 | 6.4048e-13 | 6.1787e-13 | 5.2767e-13 | 3.485e-13 | 2.9102e-13 | 6.5692e-13 | 3.4671e-13 | 4.1707e-13 | 3.5606e-13 | 7.0594e-13 | 4.8788e-13 | 8.4317e-13 | 8.5857e-13 | 4.6294e-13 | 5.6391e-13 | 9.0474e-13 | 2.4502e-13 | 5.2367e-13 | 6.0565e-13 | 3.2456e-13 | 4.0115e-13 | 5.6264e-13 | 3.9694e-13 | 4.9501e-13 | 3.9175e-13 | 4.7186e-13 | 7.344e-13 | 3.5074e-13 | 3.4443e-13 | 7.6398e-13 | 8.067e-13 | 4.4161e-13 | 5.3962e-13 | 3.6417e-13 | 3.9933e-13 | 4.3861e-13 | 4.7664e-13 | 5.9763e-13 | 4.39e-13 | 3.8976e-13 | 3.0178e-13 | 5.1397e-13 | 5.5263e-13 | 4.0893e-13 | 3.1272e-13 | 5.154e-13 | 6.9315e-13 | 6.7665e-13 | 4.4883e-13 | 4.1685e-13 | 5.3014e-13 | 9.0635e-13 | 4.1599e-13 | 4.6413e-13 | 3.5965e-13 | 2.6334e-13 | 3.5947e-13 | 4.8004e-13 | 4.19e-13 | 7.1452e-13 | 4.2395e-13 | 6.9803e-13 | 5.7241e-13 | 7.4894e-13 | 7.8922e-13 | 4.443e-13 | 4.7513e-13 | 5.677e-13 | 3.0115e-13 | 7.0404e-13 | 3.8302e-13 | 6.5937e-13 | 6.2531e-13 | 3.3469e-13 | 6.2854e-13 | 5.0459e-13 | 4.8594e-13 | 3.3155e-13 | 8.3862e-13 | 4.0906e-13 | 5.9741e-13 | 3.9073e-13 | 4.1295e-13 | 3.1482e-13 | 5.8248e-13 | 4.8642e-13 | 5.4185e-13 | 4.2879e-13 | 5.8322e-13 | 2.9474e-13 | 4.8981e-13 | 6.3753e-13 | 5.4272e-13 | 3.6187e-13 | 4.6601e-13 | 4.4276e-13 | 7.4413e-13 | 3.1698e-13 | 6.6501e-13 | 5.8078e-13 | 2.5984e-13 | 3.4184e-13 | 6.0589e-13 | 6.5846e-13 | 2.7813e-13 | 4.5374e-13 | 5.4049e-13 | 4.5065e-13 | 4.0121e-13 | 4.8824e-13 | 7.0201e-13 | 5.0433e-13 | 6.096e-13 | 3.3726e-13 | 4.3742e-13 | 4.1181e-13 | 4.4589e-13 | 4.6666e-13 | 7.3091e-13 | 4.974e-13 | 5.9685e-13 | 2.9366e-13 | 9.6775e-13 | 5.8116e-13 | 3.9379e-13 | 4.0547e-13 | 3.5136e-13 | 7.2295e-13 | 3.9228e-13 | 7.0405e-13 | 5.8259e-13 | 4.7266e-13 | 6.6079e-13 | 2.9252e-13 | 2.7961e-13 | 1.074e-12 | 2.6576e-13 | 6.9152e-13 | 7.1968e-13 | 4.0379e-13 | 8.0978e-13 | 5.3646e-13 | 6.0647e-13 | 5.7453e-13 | 4.4314e-13 | 5.5767e-13 | 4.647e-13 | 5.8975e-13 | 5.1142e-13 | 6.2251e-13 | 4.6332e-13 | 4.4017e-13 | 4.4203e-13 | 4.1874e-13 | 6.4164e-13 | 2.5139e-13 | 5.3847e-13 | 6.5182e-13 | 6.2797e-13 | 7.8986e-13 | 2.4881e-13 | 6.183e-13 | 6.2787e-13 | 3.9327e-13 | 5.2288e-13 | 3.7502e-13 | 1.8941e-13 | 5.1021e-13 | 5.3911e-13 | 4.9873e-13 | 5.5474e-13 | 7.0576e-13 | 6.5416e-13 | 4.277e-13 | 4.2501e-13 | 7.4474e-13 | 4.7417e-13 | 2.3716e-13 | 3.8978e-13 | 4.8255e-13 | 4.2464e-13 | 6.4044e-13 | 4.5677e-13 | 3.4361e-13 | 5.7201e-13 | 3.358e-13 | 5.1223e-13 | 7.0791e-13 | 4.4691e-13 | 3.0821e-13 | 6.3131e-13 | 6.908e-13 | 5.9619e-13 | 3.2039e-13 | 4.6811e-13 | 6.2102e-13 | 4.7334e-13 | 3.2323e-13 | 5.5795e-13 | 3.7759e-13 | 4.4289e-13 | 3.9497e-13 | 4.5836e-13 | 6.8791e-13 | 4.9423e-13 | 7.2959e-13 | 7.9229e-13 | 5.0707e-13 | 2.1366e-13 | 6.6419e-13 | 7.4849e-13 | 5.6281e-13 | 5.2422e-13 | 5.6674e-13 | 8.6533e-13 | 5.2697e-13 | 5.2313e-13 | 5.5075e-13 | 6.7148e-13 | 4.0987e-13 | 4.105e-13 | 6.8698e-13 | 5.6301e-13 | 6.3118e-13 | 4.9804e-13 | 5.179e-13 | 4.1131e-13 | 5.7917e-13 | 3.1528e-13 | 9.6318e-13 | 4.8277e-13 | 7.841e-13 | 4.8829e-13 | 6.2041e-13 | 8.4643e-13 | 3.4008e-13 | 4.8876e-13 | 6.5766e-13 | 3.9378e-13 | 7.0863e-13 | 3.6401e-13 | 4.3219e-13 | 6.096e-13 | 6.7806e-13 | 3.3875e-13 | 4.8381e-13 | 5.5304e-13 | 4.5286e-13 | 4.7924e-13 | 4.9364e-13 | 3.5057e-13 | 5.6003e-13 | 3.1765e-13 | 3.3224e-13 | 2.8473e-13 | 5.0907e-13 | 2.5331e-13 | 5.6987e-13 | 4.1252e-13 | 3.9451e-13 | 3.308e-13 | 6.7013e-13 | 4.3089e-13 | 6.8013e-13 | 7.1694e-13 | 3.2725e-13 | 3.7396e-13 | 2.8022e-13 | 5.3208e-13 | 3.7709e-13 | 7.7489e-13 | 3.6104e-13 | 7.964e-13 | 2.3988e-13 | 8.3776e-13 | 2.1214e-13 | 3.8411e-13 | 4.204e-13 | 6.3167e-13 | 7.7438e-13 | 5.2254e-13 | 6.2679e-13 | 3.9535e-13 | 3.9912e-13 | 4.9337e-13 | 6.6362e-13 | 3.2921e-13 | 7.5307e-13 | 4.9282e-13 | 5.7918e-13 | 1.2093e-13 | 3.9763e-13 | 5.5263e-13 | 3.2253e-13 | 4.1353e-13 | 5.4818e-13 | 5.7777e-13 | 3.0731e-13 | 2.4889e-13 | 6.2663e-13 | 2.6202e-13 | 5.555e-13 | 3.1874e-13 | 4.4844e-13 | 6.1195e-13 | 3.1678e-13 | 8.1172e-13 | 4.8305e-13 | 3.4316e-13 | 4.8004e-13 | 6.6219e-13 | 6.8831e-13 | 6.1116e-13 | 5.8929e-13 | 5.0443e-13 | 4.9458e-13 | 5.8386e-13 | 5.9955e-13 | 6.6555e-13 | 4.7531e-13 | 5.8452e-13 | 3.7942e-13 | 7.2731e-13 | 5.208e-13 | 2.8131e-13 | 5.3311e-13 | 5.8191e-13 | 3.1777e-13 | 4.039e-13 | 4.3071e-13 | 6.3825e-13 | 4.2023e-13 | 6.0759e-13 | 2.3689e-13 | 6.1295e-13 | 3.4281e-13 | 6.9215e-13 | 5.1712e-13 | 6.2606e-13 | 6.7744e-13 | 5.8627e-13 | 4.1036e-13 | 2.715e-13 | 4.5077e-13 | 4.6481e-13 | 6.4197e-13 | 4.1821e-13 | 7.271e-13 | 5.4788e-13 | 3.4897e-13 | 7.4191e-13 | 5.0688e-13 | 3.4768e-13 | 7.7381e-13 | 3.787e-13 | 1.95e-13 | 3.2795e-13 | 2.9768e-13 | 6.2625e-13 | 5.9598e-13 | 4.821e-13 | 5.016e-13 | 7.6169e-13 | 5.126e-13 | 4.2706e-13 | 7.1945e-13 | 6.5261e-13 | 3.41e-13 | 5.3833e-13 | 5.1122e-13 | 3.2807e-13 | 4.3419e-13 | 6.3001e-13 | 1.9793e-13 | 2.6554e-13 | 4.445e-13 | 2.6246e-13 | 5.5292e-13 | 4.9304e-13 | 5.3801e-13 | 7.1296e-13 | 9.2083e-13 | 3.5039e-13 | 6.1717e-13 | 2.4042e-13 | 4.4255e-13 | 5.2987e-13 | 4.1441e-13 | 5.7218e-13 | 5.4643e-13 | 6.2984e-13 | 2.7962e-13 | 6.1511e-13 | 4.0604e-13 | 5.3247e-13 | 6.2842e-13 | 7.5112e-13 | 3.1208e-13 | 5.2122e-13 | 4.5113e-13 | 5.9818e-13 | 5.6146e-13 | 7.1467e-13 | 3.9047e-13 | 5.0646e-13 | 3.9624e-13 | 3.0885e-13 | 3.8823e-13 | 4.9827e-13 | 5.1694e-13 | 4.0201e-13 | 4.2894e-13 | 7.5509e-13 | 1.9266e-13 | 4.4406e-13 | 3.8003e-13 | 6.8926e-13 | 7.0743e-13 | 1.7197e-13 | 4.3411e-13 | 4.6602e-13 | 4.4892e-13 | 6.3855e-13 | 3.6228e-13 | 7.276e-13 | 5.7061e-13 | 1.6934e-13 | 4.4173e-13 | 3.7935e-13 | 5.2601e-13 | 5.4711e-13 | 4.9326e-13 | 2.8095e-13 | 8.1968e-13 | 7.627e-13 | 5.483e-13 | 5.3485e-13 | 4.3033e-13 | 6.5193e-13 | 6.3914e-13 | 5.4598e-13 | 3.8039e-13 | 3.1399e-13 | 5.339e-13 | 6.779e-13 | 5.7763e-13 | 7.4991e-13 | 5.075e-13 | 2.8143e-13 | 4.5529e-13 | 3.7069e-13 | 5.299e-13 | 5.2523e-13 | 6.9879e-13 | 4.4239e-13 | 2.7403e-13 | 4.9152e-13 | 6.7865e-13 | 4.337e-13 | 4.9544e-13 | 5.1203e-13 | 2.1027e-13 | 3.9289e-13 | 5.4034e-13 | 6.8784e-13 | 5.2343e-13 | 2.3264e-13 | 4.6089e-13 | 4.5913e-13 | 4.3774e-13 | 1.0045e-12 | 5.4603e-13 | 3.7283e-13 | 4.6401e-13 | 3.3301e-13 | 2.8549e-13 | 3.0718e-13 | 4.2824e-13 | 4.5563e-13 | 7.771e-13 | 4.9844e-13 | 4.8322e-13 | 4.0186e-13 | 4.2404e-13 | 4.8271e-13 | 3.3381e-13 | 5.1267e-13 | 5.2571e-13 | 5.6099e-13 | 5.4352e-13 | 3.3706e-13 | 4.6454e-13 | 4.2569e-13 | 8.6685e-13 | 6.3633e-13 | 5.3301e-13 | 3.4917e-13 | 4.6856e-13 | 4.5524e-13 | 5.0668e-13 | 4.3341e-13 | 2.2384e-13 | 8.944e-13 | 5.4941e-13 | 3.9111e-13 | 2.8698e-13 | 4.0651e-13 | 4.6389e-13 | 4.9505e-13 | 6.049e-13 | 3.3072e-13 | 5.2785e-13 | 3.6194e-13 | 4.4508e-13 | 7.207e-13 | 6.4702e-13 | 5.2446e-13 | 9.1381e-13 | 7.7972e-13 | 4.2634e-13 | 2.3399e-13 | 2.6677e-13 | 6.18e-13 | 3.0874e-13 | 5.1739e-13 | 3.8073e-13 | 4.3032e-13 | 5.2266e-13 | 5.3201e-13 | 1.1062e-12 | 3.8401e-13 | 5.7533e-13 | 8.3141e-13 | 3.1573e-13 | 3.9229e-13 | 4.2599e-13 | 5.5581e-13 | 3.6676e-13 | 5.7291e-13 | 2.6346e-13 | 5.1527e-13 | 7.1606e-13 | 5.4071e-13 | 8.0969e-13 | 7.1245e-13 | 3.6531e-13 | 5.3004e-13 | 6.1678e-13 | 5.1927e-13 | 5.2042e-13 | 7.7462e-13 | 5.9951e-13 | 7.048e-13 | 4.8106e-13 | 1.6569e-13 | 2.6429e-13 | 4.3061e-13 | 3.2548e-13 | 4.6041e-13 | 3.7351e-13 | 3.9842e-13 | 4.2385e-13 | 3.63e-13 | 6.5233e-13 | 4.8439e-13 | 5.966e-13 | 6.726e-13 | 3.7728e-13 | 4.265e-13 | 7.1091e-13 | 5.5628e-13 | 4.0141e-13 | 4.1111e-13 | 7.0869e-13 | 9.1942e-13 | 4.449e-13 | 5.4031e-13 | 3.1208e-13 | 6.655e-13 | 1.9461e-13 | 5.5028e-13 | 5.5272e-13 | 6.4756e-13 | 5.1014e-13 | 7.8014e-13 | 3.3701e-13 | 5.0181e-13 | 4.6401e-13 | 3.4678e-13 | 3.0756e-13 | 5.5257e-13 | 3.6471e-13 | 6.7146e-13 | 5.2689e-13 | 4.6541e-13 | 5.7525e-13 | 7.2836e-13 | 5.9367e-13 | 4.4613e-13 | 4.1327e-13 | 3.6569e-13 | 6.4486e-13 | 3.1747e-13 | 5.4286e-13 | 7.0989e-13 | 5.9419e-13 | 4.3634e-13 | 5.6803e-13 | 5.3401e-13 | 5.2802e-13 | 4.7278e-13 | 4.4114e-13 | 3.8602e-13 | 6.3879e-13 | 3.7192e-13 | 5.9935e-13 | 5.7753e-13 | 3.6445e-13 | 5.7915e-13 | 4.8612e-13 | 4.8987e-13 | 1.0307e-12 | 4.5582e-13 | 3.3448e-13 | 6.3487e-13 | 6.8443e-13 | 4.8474e-13 | 4.3188e-13 | 6.073e-13 | 3.892e-13 | 1.34e-12 | 7.037e-13 | 4.892e-13 | 4.5747e-13 | 3.8525e-13 | 8.0009e-13 | 3.2304e-13 | 5.9046e-13 | 4.5085e-13 | 6.956e-13 | 8.9655e-13 | 4.4353e-13 | 9.3277e-13 | 8.3404e-13 | 5.8101e-13 | 3.977e-13 | 3.4611e-13 | 4.3738e-13 | 6.8785e-13 | 4.1081e-13 | 4.1469e-13 | 5.792e-13 | 5.0627e-13 | 4.4684e-13 | 7.7326e-13 | 5.3118e-13 | 7.0034e-13 | 3.8488e-13 | 3.7834e-13 | 5.0605e-13 | 3.1751e-13 | 4.9592e-13 | 5.132e-13 | 7.6389e-13 | 4.1204e-13 | 7.0212e-13 | 3.8708e-13 | 4.8055e-13 | 5.4978e-13 | 3.6274e-13 | 5.5599e-13 | 5.293e-13 | 4.2504e-13 | 7.7987e-13 | 3.3908e-13 | 8.6833e-13 | 3.9773e-13 | 3.9169e-13 | 5.6187e-13 | 5.0922e-13 | 6.9491e-13 | 6.9023e-13 | 5.0928e-13 | 4.7157e-13 | 3.9987e-13 | 9.3327e-13 | 5.0951e-13 | 1.0268e-12 | 3.4139e-13 | 6.9849e-13 | 5.067e-13 | 4.0177e-13 | 8.508e-13 | 5.8249e-13 | 4.3353e-13 | 4.2012e-13 | 4.6143e-13 | 5.6888e-13 | 3.1376e-13 | 3.407e-13 | 5.3121e-13 | 8.8812e-13 | 5.7364e-13 | 4.1781e-13 | 8.0373e-13 | 6.1599e-13 | 8.3357e-13 | 5.2649e-13 | 5.6563e-13 | 3.5696e-13 | 3.1769e-13 | 8.9343e-13 | 4.4398e-13 | 4.3553e-13 | 4.0163e-13 | 8.3404e-13 | 4.7025e-13 | 5.4412e-13 | 5.9164e-13 | 3.9442e-13 | 6.784e-13 | 7.7116e-13 | 3.5108e-13 | 2.046e-13 | 6.0657e-13 | 5.5345e-13 | 4.0828e-13 | 4.1071e-13 | 8.2523e-13 | 5.1298e-13 | 8.2188e-13 | 2.9369e-13 | 5.2833e-13 | 4.5044e-13 | 5.5584e-13 | 5.3831e-13 | 4.9657e-13 | 6.7265e-13 | 5.3537e-13 | 6.0426e-13 | 7.5163e-13 | 6.1198e-13 | 4.9911e-13 | 6.4075e-13 | 8.146e-13 | 3.7604e-13 | 6.1237e-13 | 2.0015e-13 | 6.49e-13 | 2.5123e-13 | 9.4157e-13 | 2.6962e-13 | 4.3024e-13 | 6.08e-13 | 5.2083e-13 | 2.9066e-13 | 5.7343e-13 | 6.4864e-13 | 4.937e-13 | 5.6275e-13 | 5.1057e-13 | 7.6594e-13 | 4.0145e-13 | 4.6116e-13 | 4.3131e-13 | 5.2186e-13 | 3.1151e-13 | 5.3915e-13 | 4.254e-13 | 4.2172e-13 | 3.9998e-13 | 6.9127e-13 | 4.3676e-13 | 6.022e-13 | 5.5305e-13 | 3.7646e-13 | 5.1002e-13 | 9.1042e-13 | 5.903e-13 | 3.5469e-13 | 4.7232e-13 | 5.9492e-13 | 2.9517e-13 | 2.5778e-13 | 4.3924e-13 | 4.7987e-13 | 4.2007e-13 | 4.8959e-13 | 5.6484e-13 | 8.2023e-13 | 4.1372e-13 | 5.4603e-13 | 5.8095e-13 | 3.2504e-13 | 8.6186e-13 | 3.24e-13 | 7.6377e-13 | 8.6015e-13 | 3.6023e-13 | 3.9242e-13 | 4.3702e-13 | 6.515e-13 | 7.4042e-13 | 4.1377e-13 | 5.3625e-13 | 5.2999e-13 | 2.716e-13 | 2.7292e-13 | 7.3688e-13 | 4.0079e-13 | 4.7973e-13 | 4.0564e-13 | 4.8653e-13 | 5.6992e-13 | 5.8607e-13 | 3.7063e-13 | 6.9046e-13 | 6.0522e-13 | 4.0014e-13 | 3.4881e-13 | 5.2509e-13 | 4.0602e-13 | 3.0075e-13 | 7.1072e-13 | 5.148e-13 | 3.7477e-13 | 5.6744e-13 | 7.123e-13 | 5.2472e-13 | 6.2094e-13 | 6.8057e-13 | 9.2722e-13 | 2.9657e-13 | 6.0253e-13 | 2.9947e-13 | 7.5547e-13 | 5.4978e-13 | 1.7135e-13 | 5.8331e-13 | 3.0765e-13 | 6.338e-13 | 5.9483e-13 | 4.6465e-13 | 9.5781e-13 | 5.0549e-13 | 7.9619e-13 | 8.3406e-13 | 5.6782e-13 | 7.3476e-13 | 6.0509e-13 | 5.5673e-13 | 6.5939e-13 | 6.4875e-13 | 3.5603e-13 | 4.1821e-13 | 2.8264e-13 | 7.1272e-13 | 6.0878e-13 | 4.1093e-13 | 6.4147e-13 | 3.5956e-13 | 3.8333e-13 | 4.8019e-13 | 6.0107e-13 | 5.074e-13 | 8.5291e-13 | 6.7477e-13 | 3.6469e-13 | 8.5787e-13 | 4.7269e-13 | 5.2413e-13 | 4.2313e-13 | 6.7459e-13 | 6.9407e-13 | 5.7694e-13 | 8.6435e-13 | 5.3782e-13 | 5.9025e-13 | 3.9694e-13 | 2.9674e-13 | 3.5173e-13 | 3.6143e-13 | 4.719e-13 | 4.2531e-13 | 4.5808e-13 | 5.3855e-13 | 7.4094e-13 | 5.4882e-13 | 3.9527e-13 | 8.1941e-13 | 4.744e-13 | 3.4706e-13 | 4.6554e-13 | 2.1991e-13 | 4.3917e-13 | 4.4015e-13 | 3.706e-13 | 5.1617e-13 | 4.5694e-13 | 1.05e-12 | 7.0923e-13 | 5.0654e-13 | 4.282e-13 | 4.3624e-13 | 5.5411e-13 | 4.2137e-13 | 3.5103e-13 | 6.8664e-13 | 5.334e-13 | 6.0911e-13 | 3.1196e-13 | 6.4836e-13 | 4.7757e-13 | 4.8121e-13 | 4.1365e-13 | 3.6256e-13 | 6.7421e-13 | 4.8914e-13 | 5.3358e-13 | 4.9476e-13 | 2.148e-13 | 5.6757e-13 | 5.0678e-13 | 4.372e-13 | 5.4703e-13 | 6.1556e-13 | 5.6889e-13 | 4.309e-13 | 3.1397e-13 | 3.9415e-13 | 4.8043e-13 | 3.9665e-13 | 4.9138e-13 | 3.7954e-13 | 5.7621e-13 | 2.6409e-13 | 1.7809e-13 | 5.2048e-13 | 7.785e-13 | 2.8929e-13 | 8.3705e-13 | 3.5503e-13 | 8.3578e-13 | 6.1799e-13 | 5.2413e-13 | 6.3602e-13 | 7.1844e-13 | 5.8274e-13 | 4.0738e-13 | 5.383e-13 | 4.8443e-13 | 2.7047e-13 | 6.0806e-13 | 3.1118e-13 | 3.9808e-13 | 7.6323e-13 | 4.2921e-13 | 4.3439e-13 | 5.4136e-13 | 5.1487e-13 | 5.6851e-13 | 7.0427e-13 | 5.8703e-13 | 5.5529e-13 | 2.5423e-13 | 2.8997e-13 | 2.9278e-13 | 6.4772e-13 | 3.1701e-13 | 6.1558e-13 | 6.877e-13 | 4.6647e-13 | 6.3518e-13 | 4.9249e-13 | 6.3702e-13 | 3.9598e-13 | 4.1964e-13 | 5.7926e-13 | 4.6824e-13 | 7.0993e-13 | 3.8876e-13 | 4.6446e-13 | 5.7554e-13 | 5.0588e-13 | 6.2224e-13 | 4.2785e-13 | 3.5167e-13 | 2.9448e-13 | 4.0012e-13 | 4.9066e-13 | 5.3093e-13 | 6.7773e-13 | 4.2675e-13 | 6.7432e-13 | 4.4262e-13 | 2.8508e-13 | 6.3864e-13 | 5.5849e-13 | 7.5706e-13 | 4.7387e-13 | 4.8583e-13 | 3.7466e-13 | 4.633e-13 | 5.4515e-13 | 7.1462e-13 | 5.6157e-13 | 4.5299e-13 | 5.3543e-13 | 4.2265e-13 | 7.6934e-13 | 2.5452e-13 | 3.8697e-13 | 3.5771e-13 | 7.3954e-13 | 6.0635e-13 | 4.1833e-13 | 4.6511e-13 | 5.328e-13 | 4.9585e-13 | 5.4835e-13 | 3.2051e-13 | 4.3614e-13 | 3.988e-13 | 5.0236e-13 | 6.3089e-13 | 5.223e-13 | 7.0941e-13 | 6.4249e-13 | 5.542e-13 | 6.6514e-13 | 6.56e-13 | 4.1166e-13 | 3.4829e-13 | 5.4109e-13 | 4.2359e-13 | 6.3023e-13 | 4.1412e-13 | 7.3527e-13 | 4.598e-13 | 4.2149e-13 | 2.7302e-13 | 3.3124e-13 | 4.483e-13 | 5.1217e-13 | 6.074e-13 | 7.3369e-13 | 5.8876e-13 | 3.5411e-13 | 2.7138e-13 | 2.7492e-13 | 4.1818e-13 | 6.1558e-13 | 3.822e-13 | 3.4067e-13 | 5.1032e-13 | 3.566e-13 | 6.5895e-13 | 3.1958e-13 | 3.8623e-13 | 7.6265e-13 | 4.2588e-13 | 4.8534e-13 | 3.1125e-13 | 7.1024e-13 | 4.0354e-13 | 3.8632e-13 | 4.4328e-13 | 4.8386e-13 | 5.2277e-13 | 4.1436e-13 | 5.6627e-13 | 3.2917e-13 | 4.2604e-13 | 3.6848e-13 | 5.479e-13 | 2.3304e-13 | 3.8067e-13 | 4.0768e-13 | 6.4886e-13 | 5.1208e-13 | 3.37e-13 | 4.794e-13 | 5.0132e-13 | 3.6624e-13 | 4.3595e-13 | 4.4551e-13 | 4.5858e-13 | 4.6033e-13 | 5.0376e-13 | 4.7118e-13 | 4.5176e-13 | 4.2739e-13 | 4.5636e-13 | 5.4125e-13 | 6.3492e-13 | 4.5328e-13 | 8.933e-13 | 9.2028e-13 | 8.6004e-13 | 6.8542e-13 | 6.7086e-13 | 4.3566e-13 | 4.5943e-13 | 7.1502e-13 | 6.7748e-13 | 5.2916e-13 | 5.7508e-13 | 5.5586e-13 | 7.9844e-13 | 4.1643e-13 | 3.6071e-13 | 5.4851e-13 | 3.4873e-13 | 4.8247e-13 | 3.1223e-13 | 5.952e-13 | 5.249e-13 | 3.5651e-13 | 4.0196e-13 | 4.2464e-13 | 2.7565e-13 | 5.1991e-13 | 7.6707e-13 | 3.8833e-13 | 3.7166e-13 | 2.9624e-13 | 3.5596e-13 | 3.5099e-13 | 2.7304e-13 | 3.9354e-13 | 9.296e-13 | 6.8267e-13 | 2.0042e-13 | 5.4554e-13 | 5.3343e-13 | 5.8756e-13 | 6.7389e-13 | 3.5436e-13 | 5.5361e-13 | 5.2483e-13 | 4.9202e-13 | 4.9453e-13 | 5.8753e-13 | 7.2916e-13 | 6.7473e-13 | 5.3001e-13 | 4.5278e-13 | 6.0724e-13 | 4.0244e-13 | 5.5457e-13 | 8.4491e-13 | 5.6644e-13 | 2.8626e-13 | 5.172e-13 | 3.6987e-13 | 3.5335e-13 | 5.7116e-13 | 6.6957e-13 | 5.485e-13 | 3.0322e-13 | 4.6354e-13 | 6.9646e-13 | 5.4454e-13 | 2.603e-13 | 5.1929e-13 | 7.1549e-13 | 4.2084e-13 | 4.1181e-13 | 4.5928e-13 | 3.4936e-13 | 4.6926e-13 | 6.6649e-13 | 4.5343e-13 | 5.6961e-13 | 6.8101e-13 | 5.0852e-13 | 5.5655e-13 | 3.8416e-13 | 8.853e-13 | 7.0035e-13 | 7.8011e-13 | 8.4383e-13 | 4.7344e-13 | 6.0658e-13 | 9.2236e-13 | 5.1175e-13 | 9.0805e-13 | 4.0389e-13 | 9.4289e-13 | 5.595e-13 | 5.3092e-13 | 8.1043e-13 | 6.0236e-13 | 4.0508e-13 | 3.425e-13 | 3.0272e-13 | 4.5819e-13 | 8.2093e-13 | 5.1671e-13 | 2.9777e-13 | 4.2945e-13 | 2.9677e-13 | 5.4443e-13 | 6.6105e-13 | 3.2167e-13 | 6.3247e-13 | 6.2961e-13 | 2.8475e-13 | 2.7831e-13 | 4.9735e-13 | 7.6589e-13 | 4.7027e-13 | 3.7327e-13 | 4.7827e-13 | 4.4928e-13 | 7.318e-13 | 3.9515e-13 | 2.8547e-13 | 3.3553e-13 | 5.0384e-13 | 4.0193e-13 | 8.3896e-13 | 5.4202e-13 | 8.4151e-13 | 3.6198e-13 | 6.4896e-13 | 3.1445e-13 | 5.2329e-13 | 4.7213e-13 | 4.6336e-13 | 4.4212e-13 | 4.0582e-13 | 3.8821e-13 | 3.4169e-13 | 4.9465e-13 | 5.216e-13 | 5.9023e-13 | 4.0022e-13 | 3.8145e-13 | 5.1416e-13 | 5.2673e-13 | 1.0108e-12 | 5.9093e-13 | 6.3582e-13 | 4.7606e-13 | 4.5434e-13 | 3.8424e-13 | 6.1873e-13 | 4.6035e-13 | 6.9929e-13 | 5.4746e-13 | 3.6378e-13 | 6.2023e-13 | 5.3541e-13 | 4.1152e-13 | 8.0348e-13 | 3.7522e-13 | 4.7373e-13 | 4.3157e-13 | 3.908e-13 | 6.3733e-13 | 4.5593e-13 | 7.4448e-13 | 3.2886e-13 | 7.3517e-13 | 5.1727e-13 | 3.6156e-13 | 3.421e-13 | 5.493e-13 | 7.3218e-13 | 3.8525e-13 | 7.3369e-13 | 2.5945e-13 | 4.589e-13 | 5.3223e-13 | 5.5033e-13 | 7.1167e-13 | 7.6561e-13 | 4.107e-13 | 5.1563e-13 | 5.9708e-13 | 5.506e-13 | 3.4445e-13 | 4.7081e-13 | 6.4735e-13 | 3.7412e-13 | 7.9192e-13 | 7.4379e-13 | 3.7299e-13 | 4.5893e-13 | 4.6133e-13 | 6.0598e-13 | 4.7036e-13 | 9.7809e-13 | 7.6418e-13 | 4.8505e-13 | 2.9315e-13 | 6.3169e-13 | 7.8302e-13 | 6.185e-13 | 3.9297e-13 | 3.3205e-13 | 6.3094e-13 | 4.6131e-13 | 4.348e-13 | 5.8987e-13 | 3.2683e-13 | 7.4853e-13 | 4.1359e-13 | 5.2222e-13 | 5.8702e-13 | 6.366e-13 | 5.0554e-13 | 4.436e-13 | 2.8458e-13 | 5.3755e-13 | 3.7726e-13 | 7.9951e-13 | 5.6415e-13 | 6.1685e-13 | 5.0262e-13 | 5.5484e-13 | 4.8943e-13 | 4.5369e-13 | 3.9095e-13 | 5.9155e-13 | 3.5938e-13 | 5.3692e-13 | 5.3373e-13 | 4.9888e-13 | 3.8106e-13 | 6.3512e-13 | 4.2983e-13 | 2.0858e-13 | 5.1809e-13 | 6.3469e-13 | 6.3466e-13 | 8.6887e-13 | 3.8545e-13 | 5.0891e-13 | 3.9236e-13 | 4.7628e-13 | 4.1478e-13 | 5.809e-13 | 4.7478e-13 | 6.1599e-13 | 1.7361e-13 | 4.271e-13 | 4.5734e-13 | 2.785e-13 | 7.3339e-13 | 5.5015e-13 | 8.1925e-13 | 3.6701e-13 | 4.4638e-13 | 4.6978e-13 | 7.296e-13 | 3.2152e-13 | 5.6419e-13 | 3.8077e-13 | 7.0154e-13 | 6.1527e-13 | 5.0407e-13 | 5.285e-13 | 4.4805e-13 | 7.2049e-13 | 6.1956e-13 | 4.5959e-13 | 8.199e-13 | 6.5313e-13 | 3.6926e-13 | 4.6611e-13 | 8.0582e-13 | 3.6339e-13 | 5.5308e-13 | 5.4811e-13 | 9.3076e-13 | 5.1802e-13 | 4.3227e-13 | 4.107e-13 | 5.5702e-13 | 4.3166e-13 | 5.2385e-13 | 6.6805e-13 | 7.1628e-13 | 6.4897e-13 | 5.442e-13 | 4.4766e-13 | 6.8058e-13 | 5.6609e-13 | 3.9854e-13 | 5.5273e-13 | 6.0366e-13 | 5.1819e-13 | 7.3887e-13 | 5.9793e-13 | 5.6298e-13 | 5.2107e-13 | 2.2318e-13 | 4.2473e-13 | 3.2849e-13 | 7.0717e-13 | 2.9419e-13 | 6.8141e-13 | 8.1671e-13 | 3.7438e-13 | 5.1736e-13 | 2.9632e-13 | 6.7277e-13 | 4.3769e-13 | 4.99e-13 | 4.0405e-13 | 4.4546e-13 | 3.5345e-13 | 5.2394e-13 | 4.142e-13 | 7.826e-13 | 5.6225e-13 | 5.2901e-13 | 4.2806e-13 | 4.577e-13 | 6.3282e-13 | 3.9049e-13 | 7.8588e-13 | 5.0137e-13 | 7.3282e-13 | 3.8316e-13 | 4.0948e-13 | 4.4342e-13 | 3.035e-13 | 5.7468e-13 | 5.7925e-13 | 9.742e-13 | 3.8966e-13 | 7.5912e-13 | 5.3498e-13 | 5.1033e-13 | 4.3915e-13 | 9.783e-13 | 4.9019e-13 | 4.4475e-13 | 4.4118e-13 | 4.9228e-13 | 8.2761e-13 | 8.4786e-13 | 2.9062e-13 | 2.6927e-13 | 2.1741e-13 | 1.8774e-13 | 5.7086e-13 | 6.9919e-13 | 4.0715e-13 | 5.7936e-13 | 5.0176e-13 | 4.504e-13 | 5.7187e-13 | 3.9169e-13 | 3.1254e-13 | 7.1892e-13 | 6.8685e-13 | 1.8942e-13 | 5.219e-13 | 5.4273e-13 | 4.569e-13 | 6.4002e-13 | 6.3757e-13 | 7.1119e-13 | 5.7902e-13 | 9.9904e-13 | 3.1342e-13 | 4.5836e-13 | 6.466e-13 | 4.3179e-13 | 5.6216e-13 | 3.1247e-13 | 4.5938e-13 | 4.6683e-13 | 6.0131e-13 | 6.1111e-13 | 4.0848e-13 | 5.4355e-13 | 3.2052e-13 | 7.3778e-13 | 7.0409e-13 | 7.6873e-13 | 5.3725e-13 | 5.3341e-13 | 5.5904e-13 | 6.1858e-13 | 5.0946e-13 | 8.3934e-13 | 6.2004e-13 | 3.7434e-13 | 7.3932e-13 | 4.2437e-13 | 3.9216e-13 | 3.1933e-13 | 8.467e-13 | 3.0401e-13 | 3.219e-13 | 3.344e-13 | 3.692e-13 | 4.6005e-13 | 6.7015e-13 | 2.6225e-13 | 6.5301e-13 | 4.9783e-13 | 7.412e-13 | 7.3871e-13 | 6.3196e-13 | 5.9707e-13 | 6.7284e-13 | 6.5212e-13 | 3.7594e-13 | 6.112e-13 | 5.0911e-13 | 4.1259e-13 | 7.3124e-13 | 8.2642e-13 | 4.5373e-13 | 3.3911e-13 | 4.8703e-13 | 5.2815e-13 | 5.6024e-13 | 6.1345e-13 | 4.2682e-13 | 7.4998e-13 | 4.3028e-13 | 5.7686e-13 | 5.6581e-13 | 2.915e-13 | 7.4407e-13 | 5.7232e-13 | 7.1383e-13 | 6.078e-13 | 4.4871e-13 | 5.8462e-13 | 3.6979e-13 | 4.8772e-13 | 4.3336e-13 | 2.469e-13 | 4.3998e-13 | 5.2414e-13 | 8.3017e-13 | 6.6742e-13 | 5.7519e-13 | 3.0684e-13 | 3.3176e-13 | 4.348e-13 | 4.8797e-13 | 7.1165e-13 | 5.9627e-13 | 4.6914e-13 | 1.8416e-13 | 4.1256e-13 | 3.672e-13 | 5.8875e-13 | 7.9715e-13 | 5.0561e-13 | 7.5563e-13 | 9.2351e-13 | 6.3357e-13 | 3.9024e-13 | 6.1151e-13 | 4.2034e-13 | 7.1137e-13 | 3.6236e-13 | 5.7465e-13 | 7.0654e-13 | 6.7394e-13 | 3.0852e-13 | 4.823e-13 | 8.931e-13 | 4.8654e-13 | 4.2628e-13 | 4.5868e-13 | 6.3811e-13 | 6.338e-13 | 3.9214e-13 | 6.2469e-13 | 6.485e-13 | 3.7227e-13 | 5.477e-13 | 5.0007e-13 | 2.937e-13 | 7.5226e-13 | 4.0053e-13 | 7.8045e-13 | 4.4738e-13 | 3.5424e-13 | 4.3159e-13 | 4.995e-13 | 5.003e-13 | 4.303e-13 | 5.8989e-13 | 3.4277e-13 | 3.1489e-13 | 6.8069e-13 | 4.6046e-13 | 6.1089e-13 | 3.2286e-13 | 6.171e-13 | 2.4987e-13 | 9.6862e-13 | 8.4246e-13 | 6.7602e-13 | 4.755e-13 | 4.0582e-13 | 4.1094e-13 | 3.7212e-13 | 2.4708e-13 | 4.4982e-13 | 4.1763e-13 | 3.601e-13 | 5.3383e-13 | 4.2756e-13 | 5.6621e-13 | 5.8289e-13 | 6.8556e-13 | 5.0398e-13 | 5.7439e-13 | 5.8192e-13 | 6.0304e-13 | 2.9261e-13 | 3.9792e-13 | 3.5353e-13 | 4.1723e-13 | 3.0947e-13 | 4.2391e-13 | 4.1024e-13 | 3.0907e-13 | 4.1953e-13 | 5.6872e-13 | 4.5343e-13 | 5.8142e-13 | 3.7067e-13 | 5.4792e-13 | 5.0657e-13 | 4.8839e-13 | 6.4938e-13 | 3.4139e-13 | 5.0473e-13 | 4.4042e-13 | 6.8301e-13 | 3.8624e-13 | 5.0085e-13 | 5.0564e-13 | 5.5767e-13 | 7.4056e-13 | 2.803e-13 | 3.5884e-13 | 5.2609e-13 | 5.9057e-13 | 3.4481e-13 | 4.6831e-13 | 4.7368e-13 | 3.9576e-13 | 4.7425e-13 | 4.9534e-13 | 6.0463e-13 | 6.1669e-13 | 3.8633e-13 | 2.4032e-13 | 6.0428e-13 | 6.009e-13 | 4.9317e-13 | 4.6816e-13 | 5.0018e-13 | 4.2732e-13 | 7.0195e-13 | 4.9693e-13 | 7.0341e-13 | 5.406e-13 | 3.981e-13 | 6.973e-13 | 3.4084e-13 | 2.722e-13 | 4.8975e-13 | 3.0737e-13 | 5.4611e-13 | 8.0618e-13 | 2.2044e-13 | 7.3648e-13 | 6.7586e-13 | 4.6995e-13 | 6.0496e-13 | 3.5903e-13 | 4.8991e-13 | 5.7344e-13 | 5.0007e-13 | 3.2991e-13 | 4.4848e-13 | 5.3179e-13 | 6.5676e-13 | 7.3009e-13 | 3.9063e-13 | 4.855e-13 | 3.1773e-13 | 3.5472e-13 | 2.9861e-13 | 5.2768e-13 | 4.269e-13 | 8.9245e-13 | 4.8531e-13 | 3.8967e-13 | 6.6366e-13 | 4.3201e-13 | 3.8326e-13 | 5.5825e-13 | 6.6138e-13 | 6.8174e-13 | 5.6441e-13 | 4.7938e-13 | 6.9712e-13 | 5.3797e-13 | 4.7363e-13 | 4.2516e-13 | 5.7623e-13 | 5.2449e-13 | 5.6805e-13 | 4.3417e-13 | 6.1274e-13 | 3.8964e-13 | 2.7025e-13 | 5.6758e-13 | 4.5934e-13 | 5.2277e-13 | 5.1148e-13 | 7.1885e-13 | 7.0161e-13 | 5.4597e-13 | 5.2988e-13 | 3.5207e-13 | 6.6401e-13 | 6.3563e-13 | 4.6787e-13 | 4.5517e-13 | 5.1216e-13 | 3.3873e-13 | 4.0527e-13 | 5.8246e-13 | 5.5984e-13 | 3.5968e-13 | 4.2434e-13 | 3.8337e-13 | 3.163e-13 | 3.8609e-13 | 7.7974e-13 | 3.6503e-13 | 4.1301e-13 | 2.9334e-13 | 6.325e-13 | 5.4693e-13 | 4.2802e-13 | 3.5179e-13 | 4.5532e-13 | 3.5095e-13 | 5.2413e-13 | 4.194e-13 | 7.8167e-13 | 2.0361e-13 | 3.3867e-13 | 5.1667e-13 | 2.8902e-13 | 5.1225e-13 | 5.6699e-13 | 4.8125e-13 | 4.1243e-13 | 4.2197e-13 | 3.509e-13 | 4.4007e-13 | 5.1022e-13 | 3.8952e-13 | 4.8267e-13 | 5.6502e-13 | 3.6222e-13 | 6.2767e-13 | 6.0931e-13 | 8.4761e-13 | 2.3725e-13 | 3.5053e-13 | 4.4265e-13 | 5.1744e-13 | 2.5792e-13 | 5.2774e-13 | 5.9546e-13 | 3.262e-13 | 6.9973e-13 | 3.4418e-13 | 5.8485e-13 | 4.8375e-13 | 4.6297e-13 | 6.0034e-13 | 6.3779e-13 | 4.2262e-13 | 6.7612e-13 | 5.2881e-13 | 2.9163e-13 | 6.2607e-13 | 6.2569e-13 | 4.9033e-13 | 5.1681e-13 | 4.0124e-13 | 4.4582e-13 | 3.8254e-13 | 4.3563e-13 | 2.9641e-13 | 1.9257e-13 | 7.6002e-13 | 4.3772e-13 | 5.5989e-13 | 2.6505e-13 | 7.0588e-13 | 4.8654e-13 | 4.4955e-13 | 4.6214e-13 | 6.6802e-13 | 4.224e-13 | 2.5586e-13 | 8.9513e-13 | 7.2801e-13 | 5.8042e-13 | 2.4168e-13 | 8.1752e-13 | 4.1102e-13 | 3.3956e-13 | 5.1767e-13 | 5.4407e-13 | 7.0918e-13 | 5.4407e-13 | 9.9838e-13 | 6.4566e-13 | 4.3373e-13 | 3.9009e-13 | 5.6317e-13 | 3.0357e-13 | 4.1334e-13 | 4.9285e-13 | 6.3093e-13 | 7.3269e-13 | 3.1566e-13 | 8.405e-13 | 3.969e-13 | 3.5513e-13 | 4.1741e-13 | 6.9038e-13 | 4.5053e-13 | 8.8715e-13 | 4.1325e-13 | 3.7975e-13 | 3.5655e-13 | 4.3149e-13 | 4.3912e-13 | 4.8349e-13 | 5.4927e-13 | 2.9838e-13 | 2.6426e-13 | 3.7904e-13 | 2.2401e-13 | 4.8365e-13 | 4.1636e-13 | 4.5666e-13 | 5.3563e-13 | 5.5917e-13 | 9.5091e-13 | 4.8467e-13 | 4.6588e-13 | 4.8351e-13 | 3.5455e-13 | 4.5842e-13 | 4.1637e-13 | 3.6649e-13 | 3.9748e-13 | 3.5566e-13 | 6.0999e-13 | 8.0464e-13 | 5.2606e-13 | 5.6188e-13 | 5.3559e-13 | 6.4649e-13 | 6.523e-13 | 3.6851e-13 | 8.7023e-13 | 3.8458e-13 | 6.2844e-13 | 3.4632e-13 | 3.4841e-13 | 6.3039e-13 | 3.9191e-13 | 3.4166e-13 | 5.774e-13 | 3.0996e-13 | 2.7636e-13 | 5.8454e-13 | 8.5422e-13 | 4.7119e-13 | 3.7099e-13 | 5.7969e-13 | 4.2381e-13 | 4.697e-13 | 4.7909e-13 | 6.0191e-13 | 3.0608e-13 | 5.3004e-13 | 3.9603e-13 | 4.8839e-13 | 8.1892e-13 | 3.2381e-13 | 4.925e-13 | 3.395e-13 | 7.8673e-13 | 4.8328e-13 | 7.4438e-13 | 7.671e-13 | 8.1352e-13 | 6.5907e-13 | 6.1471e-13 | 5.6451e-13 | 5.8452e-13 | 4.8744e-13 | 6.6108e-13 | 4.2002e-13 | 6.0697e-13 | 6.4035e-13 | 4.034e-13 | 4.9719e-13 | 7.8309e-13 | 7.3525e-13 | 5.8023e-13 | 3.7776e-13 | 3.7896e-13 | 4.5017e-13 | 3.6271e-13 | 4.6421e-13 | 7.0527e-13 | 4.4596e-13 | 3.8882e-13 | 5.8746e-13 | 3.9903e-13 | 5.5177e-13 | 3.9961e-13 | 2.9286e-13 | 3.4044e-13 | 5.9685e-13 | 3.6854e-13 | 6.1517e-13 | 5.7949e-13 | 5.5323e-13 | 6.3904e-13 | 5.7879e-13 | 3.6234e-13 | 5.8903e-13 | 2.7751e-13 | 3.126e-13 | 4.5065e-13 | 3.2577e-13 | 4.6182e-13 | 3.0901e-13 | 3.9204e-13 | 4.6408e-13 | 6.7939e-13 | 3.9294e-13 | 6.607e-13 | 4.3595e-13 | 8.3257e-13 | 5.3239e-13 | 3.4462e-13 | 6.0563e-13 | 6.4653e-13 | 6.191e-13 | 2.4744e-13 | 5.1566e-13 | 4.2503e-13 | 4.2938e-13 | 8.2235e-13 | 4.5511e-13 | 4.1818e-13 | 3.6577e-13 | 7.0741e-13 | 4.465e-13 | 3.9616e-13 | 5.508e-13 | 5.7105e-13 | 5.0003e-13 | 6.7941e-13 | 5.0661e-13 | 3.0902e-13 | 7.1129e-13 | 4.272e-13 | 6.5716e-13 | 4.7228e-13 | 3.3355e-13 | 3.3905e-13 | 4.8574e-13 | 3.0928e-13 | 6.5833e-13 | 4.9465e-13 | 5.6037e-13 | 3.4833e-13 | 4.4446e-13 | 2.8589e-13 | 5.2707e-13 | 5.1417e-13 | 4.6984e-13 | 5.2456e-13 | 5.2446e-13 | 3.4059e-13 | 3.023e-13 | 5.7118e-13 | 5.1785e-13 | 4.2152e-13 | 3.1855e-13 | 5.1494e-13 | 4.9949e-13 | 6.1678e-13 | 4.9945e-13 | 3.3999e-13 | 5.8068e-13 | 6.5677e-13 | 8.1976e-13 | 4.1493e-13 | 4.7634e-13 | 4.0756e-13 | 8.4019e-13 | 4.3753e-13 | 6.209e-13 | 7.5212e-13 | 4.7853e-13 | 6.3352e-13 | 6.3222e-13 | 7.9205e-13 | 5.4544e-13 | 8.7068e-13 | 8.3224e-13 | 6.2476e-13 | 4.9697e-13 | 6.2075e-13 | 7.8968e-13 | 5.6598e-13 | 6.2789e-13 | 6.1145e-13 | 5.384e-13 | 4.0846e-13 | 5.5582e-13 | 4.709e-13 | 6.5759e-13 | 5.3116e-13 | 4.626e-13 | 2.8808e-13 | 4.5265e-13 | 4.3206e-13 | 5.9391e-13 | 2.3769e-13 | 4.7035e-13 | 7.248e-13 | 5.2504e-13 | 4.8942e-13 | 4.4069e-13 | 6.8461e-13 | 7.2488e-13 | 3.8204e-13 | 3.4258e-13 | 4.0135e-13 | 2.5729e-13 | 7.2826e-13 | 5.8364e-13 | 4.514e-13 | 5.8796e-13 | 4.579e-13 | 3.7101e-13 | 6.5052e-13 | 3.6931e-13 | 7.1208e-13 | 6.4971e-13 | 4.197e-13 | 3.8501e-13 | 9.4587e-13 | 5.8362e-13 | 4.3014e-13 | 4.8498e-13 | 4.2225e-13 | 4.2258e-13 | 4.9011e-13 | 4.3013e-13 | 6.2816e-13 | 3.6208e-13 | 3.4386e-13 | 7.1178e-13 | 6.3312e-13 | 6.6835e-13 | 3.8792e-13 | 6.2148e-13 | 4.5773e-13 | 3.1855e-13 | 9.9506e-13 | 3.48e-13 | 3.7519e-13 | 4.2787e-13 | 2.9449e-13 | 4.0262e-13 | 5.2514e-13 | 7.3085e-13 | 4.92e-13 | 6.4723e-13 | 4.0818e-13 | 6.9169e-13 | 6.2415e-13 | 3.3236e-13 | 5.1352e-13 | 6.8055e-13 | 5.2e-13 | 1.6673e-13 | 4.9158e-13 | 1.1365e-12 | 7.3022e-13 | 4.27e-13 | 3.824e-13 | 7.2781e-13 | 2.961e-13 | 4.7203e-13 | 4.5687e-13 | 4.8175e-13 | 3.7027e-13 | 6.6666e-13 | 4.5662e-13 | 5.1134e-13 | 4.4292e-13 | 5.7079e-13 | 4.0142e-13 | 5.8534e-13 | 5.0682e-13 | 3.9624e-13 | 5.0784e-13 | 3.4814e-13 | 3.8259e-13 | 5.9041e-13 | 4.4099e-13 | 5.8209e-13 | 5.6356e-13 | 3.2857e-13 | 5.2913e-13 | 4.4426e-13 | 4.3162e-13 | 6.2473e-13 | 5.1492e-13 | 4.2157e-13 | 1.0748e-12 | 5.9391e-13 | 5.8858e-13 | 3.5594e-13 | 4.4783e-13 | 4.3069e-13 | 3.2522e-13 | 5.4717e-13 | 8.3885e-13 | 3.4534e-13 | 4.3312e-13 | 5.9441e-13 | 5.9378e-13 | 6.5236e-13 | 5.7969e-13 | 4.6667e-13 | 3.6589e-13 | 5.1899e-13 | 7.0734e-13 | 5.6245e-13 | 2.6184e-13 | 3.1076e-13 | 4.8586e-13 | 3.883e-13 | 7.2439e-13 | 4.967e-13 | 6.6802e-13 | 3.1228e-13 | 6.2819e-13 | 4.7427e-13 | 6.0446e-13 | 6.0901e-13 | 7.4848e-13 | 4.3754e-13 | 3.7261e-13 | 5.6097e-13 | 9.3917e-13 | 3.7966e-13 | 3.0959e-13 | 3.8631e-13 | 3.8462e-13 | 4.8371e-13 | 4.3441e-13 | 7.0472e-13 | 7.5375e-13 | 5.4911e-13 | 5.2648e-13 | 6.4999e-13 | 6.1192e-13 | 7.4268e-13 | 2.6451e-13 | 3.4262e-13 | 4.2246e-13 | 4.1662e-13 | 6.0838e-13 | 5.088e-13 | 3.8728e-13 | 6.9662e-13 | 5.5967e-13 | 4.2684e-13 | 5.5635e-13 | 8.3833e-13 | 3.1228e-13 | 3.2213e-13 | 8.4457e-13 | 6.1843e-13 | 4.0243e-13 | 3.4682e-13 | 6.9652e-13 | 4.9349e-13 | 4.454e-13 | 7.3642e-13 | 8.2623e-13 | 3.6088e-13 | 3.0495e-13 | 4.9781e-13 | 5.2293e-13 | 4.7323e-13 | 2.3458e-13 | 3.3857e-13 | 5.541e-13 | 4.7238e-13 | 5.9903e-13 | 4.589e-13 | 6.2981e-13 | 4.7422e-13 | 8.6651e-13 | 6.7173e-13 | 7.2399e-13 | 4.3166e-13 | 7.9894e-13 | 6.8322e-13 | 5.1478e-13 | 5.2229e-13 | 4.4671e-13 | 3.1226e-13 | 2.3084e-13 | 3.4976e-13 | 6.5793e-13 | 8.4697e-13 | 7.6508e-13 | 6.0328e-13 | 3.2415e-13 | 5.2059e-13 | 3.5382e-13 | 4.7861e-13 | 4.1723e-13 | 5.6885e-13 | 5.6577e-13 | 7.0539e-13 | 3.7212e-13 | 4.97e-13 | 5.8399e-13 | 7.1396e-13 | 5.6261e-13 | 5.2853e-13 | 3.9948e-13 | 5.1229e-13 | 4.7046e-13 | 2.9983e-13 | 3.4935e-13 | 6.0707e-13 | 7.2431e-13 | 3.2104e-13 | 7.3832e-13 | 6.4224e-13 | 3.4863e-13 | 5.8407e-13 | 4.8365e-13 | 3.8426e-13 | 8.8721e-13 | 3.7341e-13 | 6.3438e-13 | 7.2976e-13 | 3.5142e-13 | 2.2341e-13 | 2.9657e-13 | 5.729e-13 | 4.4669e-13 | 1.9256e-13 | 4.9948e-13 | 2.4465e-13 | 5.4498e-13 | 5.7233e-13 | 5.3138e-13 | 4.4551e-13 | 3.548e-13 | 3.3628e-13 | 3.4728e-13 | 4.7666e-13 | 7.3152e-13 | 4.541e-13 | 4.0302e-13 | 4.1852e-13 | 6.3738e-13 | 3.9577e-13 | 3.9565e-13 | 3.8694e-13 | 3.7097e-13 | 4.5328e-13 | 4.1875e-13 | 3.1188e-13 | 2.8079e-13 | 5.4718e-13 | 5.9883e-13 | 4.9926e-13 | 7.3317e-13 | 6.3631e-13 | 7.3202e-13 | 7.6256e-13 | 3.1252e-13 | 3.5927e-13 | 3.6671e-13 | 6.4265e-13 | 4.9411e-13 | 4.6544e-13 | 4.5037e-13 | 6.861e-13 | 5.4462e-13 | 6.3299e-13 | 5.2438e-13 | 5.507e-13 | 4.3351e-13 | 7.2243e-13 | 4.1329e-13 | 5.715e-13 | 4.9171e-13 | 3.7115e-13 | 4.8705e-13 | 3.76e-13 | 5.2936e-13 | 6.4617e-13 | 6.512e-13 | 5.1174e-13 | 6.8173e-13 | 8.7486e-13 | 4.6489e-13 | 7.5481e-13 | 6.3066e-13 | 2.587e-13 | 4.8069e-13 | 2.9035e-13 | 8.4836e-13 | 3.6735e-13 | 4.9216e-13 | 4.5153e-13 | 8.5215e-13 | 7.304e-13 | 3.1194e-13 | 3.9977e-13 | 4.453e-13 | 4.2882e-13 | 4.6083e-13 | 3.3777e-13 | 7.0993e-13 | 3.563e-13 | 8.0194e-13 | 7.817e-13 | 6.5139e-13 | 2.9572e-13 | 9.778e-13 | 7.0143e-13 | 4.3631e-13 | 7.2447e-13 | 3.3317e-13 | 7.0901e-13 | 2.8963e-13 | 6.3938e-13 | 3.4279e-13 | 5.1183e-13 | 2.9943e-13 | 5.2995e-13 | 1.7347e-13 | 5.7566e-13 | 6.4362e-13 | 7.1072e-13 | 6.0152e-13 | 5.5458e-13 | 7.5826e-13 | 3.3837e-13 | 6.3522e-13 | 5.5529e-13 | 5.1401e-13 | 6.0745e-13 | 9.4008e-13 | 6.9019e-13 | 4.2377e-13 | 6.307e-13 | 5.854e-13 | 5.6791e-13 | 3.941e-13 | 6.4511e-13 | 4.114e-13
Respiratory tract deposition rate | Ϛ | /s |  |  |  |  | Ϛ | 1.7422e-05 | 1.5355e-05 | 1.2968e-05 | 1.4192e-05 | 1.523e-05 | 1.3155e-05 | 1.0733e-05 | 1.3161e-05 | 1.495e-05 | 1.4232e-05 | 1.6118e-05 | 1.5653e-05 | 1.515e-05 | 1.2792e-05 | 1.8342e-05 | 1.3021e-05 | 1.5344e-05 | 1.5406e-05 | 1.1479e-05 | 1.3463e-05 | 1.7652e-05 | 1.4001e-05 | 1.5842e-05 | 1.5482e-05 | 1.2359e-05 | 1.142e-05 | 1.2196e-05 | 1.6366e-05 | 1.046e-05 | 1.0493e-05 | 1.5765e-05 | 1.5844e-05 | 1.8805e-05 | 1.7413e-05 | 1.1979e-05 | 1.3686e-05 | 1.3175e-05 | 1.5366e-05 | 1.4579e-05 | 1.3951e-05 | 1.4772e-05 | 1.5804e-05 | 1.1152e-05 | 1.2307e-05 | 1.5773e-05 | 1.617e-05 | 1.3743e-05 | 1.2993e-05 | 1.4453e-05 | 1.3607e-05 | 1.5897e-05 | 1.0033e-05 | 1.195e-05 | 1.2912e-05 | 1.0954e-05 | 1.4524e-05 | 1.428e-05 | 1.2409e-05 | 1.2908e-05 | 1.4494e-05 | 1.2801e-05 | 1.8274e-05 | 1.381e-05 | 1.7291e-05 | 1.4942e-05 | 1.5164e-05 | 1.5293e-05 | 1.4088e-05 | 1.3497e-05 | 1.3725e-05 | 1.5021e-05 | 1.4183e-05 | 1.1843e-05 | 1.7572e-05 | 1.9279e-05 | 1.169e-05 | 1.018e-05 | 1.217e-05 | 1.1281e-05 | 1.4017e-05 | 1.3328e-05 | 1.1271e-05 | 1.5594e-05 | 1.1826e-05 | 1.1388e-05 | 1.5741e-05 | 1.4707e-05 | 1.4169e-05 | 1.5654e-05 | 1.1231e-05 | 1.469e-05 | 1.1945e-05 | 1.5382e-05 | 1.5078e-05 | 1.7342e-05 | 1.3796e-05 | 1.4199e-05 | 1.5585e-05 | 1.2441e-05 | 1.3085e-05 | 1.2936e-05 | 1.4835e-05 | 1.4051e-05 | 1.2296e-05 | 1.8015e-05 | 1.6291e-05 | 1.0966e-05 | 1.0428e-05 | 1.5084e-05 | 1.2685e-05 | 1.2824e-05 | 1.274e-05 | 1.8534e-05 | 1.5217e-05 | 1.9918e-05 | 1.6974e-05 | 1.3425e-05 | 1.3668e-05 | 1.5475e-05 | 1.4983e-05 | 9.9846e-06 | 1.2418e-05 | 1.3915e-05 | 1.5049e-05 | 1.53e-05 | 1.1902e-05 | 1.6847e-05 | 1.5726e-05 | 1.4804e-05 | 1.5374e-05 | 1.3321e-05 | 1.1413e-05 | 1.6294e-05 | 1.1217e-05 | 1.6141e-05 | 1.5703e-05 | 1.8346e-05 | 1.4274e-05 | 1.4154e-05 | 1.4203e-05 | 1.4034e-05 | 1.8128e-05 | 1.3042e-05 | 1.9171e-05 | 1.7183e-05 | 1.4294e-05 | 1.3301e-05 | 1.0448e-05 | 1.1316e-05 | 1.3407e-05 | 1.4619e-05 | 1.2948e-05 | 1.6529e-05 | 1.3107e-05 | 1.1427e-05 | 1.561e-05 | 1.2415e-05 | 1.5593e-05 | 1.1533e-05 | 1.2324e-05 | 1.4614e-05 | 1.4261e-05 | 1.4213e-05 | 1.2006e-05 | 1.3311e-05 | 1.4464e-05 | 1.5981e-05 | 1.542e-05 | 1.4189e-05 | 1.3351e-05 | 1.5604e-05 | 1.786e-05 | 1.2723e-05 | 1.6174e-05 | 1.5944e-05 | 1.5741e-05 | 1.8257e-05 | 1.2368e-05 | 1.7304e-05 | 1.1376e-05 | 1.2747e-05 | 1.5454e-05 | 1.7582e-05 | 1.0854e-05 | 1.6058e-05 | 1.6746e-05 | 1.4749e-05 | 1.3725e-05 | 1.4098e-05 | 1.5264e-05 | 1.2735e-05 | 1.3042e-05 | 1.572e-05 | 1.1465e-05 | 1.3066e-05 | 1.8013e-05 | 1.2105e-05 | 1.2747e-05 | 1.3529e-05 | 1.5865e-05 | 1.2246e-05 | 1.4943e-05 | 1.5259e-05 | 1.2356e-05 | 1.5346e-05 | 1.8732e-05 | 1.7149e-05 | 1.4697e-05 | 1.0573e-05 | 1.3222e-05 | 1.4841e-05 | 1.2367e-05 | 1.2997e-05 | 1.9782e-05 | 1.3491e-05 | 1.5283e-05 | 1.3297e-05 | 1.9874e-05 | 1.6451e-05 | 1.2004e-05 | 1.2314e-05 | 1.1049e-05 | 1.3709e-05 | 1.6349e-05 | 1.4662e-05 | 1.4088e-05 | 1.4611e-05 | 1.7375e-05 | 1.276e-05 | 1.4016e-05 | 1.7762e-05 | 1.55e-05 | 1.4163e-05 | 1.2937e-05 | 1.483e-05 | 1.657e-05 | 1.2295e-05 | 1.6856e-05 | 1.0898e-05 | 1.1244e-05 | 1.1676e-05 | 1.5701e-05 | 1.5606e-05 | 1.1348e-05 | 1.7408e-05 | 1.3354e-05 | 1.6284e-05 | 1.4716e-05 | 1.712e-05 | 1.2026e-05 | 1.5016e-05 | 1.1784e-05 | 1.4934e-05 | 1.3327e-05 | 1.3126e-05 | 1.3911e-05 | 1.2937e-05 | 1.3721e-05 | 1.3088e-05 | 1.6633e-05 | 1.6716e-05 | 1.5045e-05 | 1.5575e-05 | 1.391e-05 | 1.2419e-05 | 1.6053e-05 | 1.802e-05 | 1.2495e-05 | 1.3013e-05 | 1.1906e-05 | 1.1929e-05 | 1.0685e-05 | 1.0153e-05 | 1.0465e-05 | 1.6362e-05 | 1.6403e-05 | 1.3289e-05 | 1.8603e-05 | 1.4728e-05 | 2.106e-05 | 1.168e-05 | 1.2272e-05 | 1.3049e-05 | 1.3345e-05 | 1.5367e-05 | 1.458e-05 | 1.3497e-05 | 1.6596e-05 | 1.5702e-05 | 1.3196e-05 | 1.6222e-05 | 1.0586e-05 | 1.2199e-05 | 1.029e-05 | 1.1711e-05 | 1.4111e-05 | 1.2631e-05 | 1.5611e-05 | 1.3574e-05 | 1.4971e-05 | 1.5913e-05 | 1.5343e-05 | 1.6626e-05 | 1.5466e-05 | 9.2429e-06 | 1.0799e-05 | 1.8191e-05 | 1.2486e-05 | 1.3665e-05 | 1.11e-05 | 1.3331e-05 | 1.4058e-05 | 1.1869e-05 | 1.4954e-05 | 1.7255e-05 | 1.0563e-05 | 1.4484e-05 | 1.29e-05 | 1.1125e-05 | 1.1906e-05 | 1.2233e-05 | 1.1568e-05 | 1.6526e-05 | 1.6497e-05 | 1.7357e-05 | 1.6185e-05 | 1.1828e-05 | 1.5016e-05 | 1.3668e-05 | 1.6948e-05 | 1.6047e-05 | 1.6919e-05 | 1.2759e-05 | 1.5582e-05 | 1.6977e-05 | 1.3044e-05 | 1.2497e-05 | 1.4292e-05 | 8.7839e-06 | 1.1259e-05 | 9.8801e-06 | 1.4436e-05 | 1.2258e-05 | 1.3078e-05 | 1.1329e-05 | 1.7283e-05 | 1.2583e-05 | 1.4413e-05 | 1.669e-05 | 1.1257e-05 | 1.6271e-05 | 1.3309e-05 | 1.5611e-05 | 1.2535e-05 | 1.3562e-05 | 1.1662e-05 | 1.5835e-05 | 1.2321e-05 | 1.6551e-05 | 1.4179e-05 | 1.6081e-05 | 1.5681e-05 | 1.3192e-05 | 1.5498e-05 | 1.5373e-05 | 1.6494e-05 | 1.3252e-05 | 1.1159e-05 | 1.5247e-05 | 1.2223e-05 | 1.2011e-05 | 1.2321e-05 | 1.663e-05 | 1.0024e-05 | 1.6491e-05 | 1.1575e-05 | 1.5504e-05 | 1.2917e-05 | 1.1784e-05 | 2.2093e-05 | 1.3089e-05 | 1.6412e-05 | 1.5193e-05 | 1.4139e-05 | 1.622e-05 | 1.7346e-05 | 1.187e-05 | 1.3109e-05 | 1.3528e-05 | 1.4176e-05 | 1.223e-05 | 1.6277e-05 | 9.9811e-06 | 1.2117e-05 | 1.4503e-05 | 2.0115e-05 | 1.2653e-05 | 1.5471e-05 | 1.3961e-05 | 1.6403e-05 | 1.3283e-05 | 1.7217e-05 | 1.2957e-05 | 1.068e-05 | 2.0904e-05 | 1.2814e-05 | 1.1738e-05 | 1.376e-05 | 1.271e-05 | 1.1999e-05 | 1.2811e-05 | 1.5918e-05 | 1.1887e-05 | 1.4835e-05 | 1.2081e-05 | 1.7553e-05 | 1.5161e-05 | 1.2939e-05 | 8.6313e-06 | 1.2759e-05 | 1.1238e-05 | 1.6748e-05 | 1.5029e-05 | 1.146e-05 | 1.1808e-05 | 1.3447e-05 | 1.3315e-05 | 1.3796e-05 | 1.5278e-05 | 1.182e-05 | 1.7838e-05 | 1.6254e-05 | 1.5834e-05 | 1.5645e-05 | 1.7707e-05 | 1.8377e-05 | 1.3229e-05 | 1.2469e-05 | 1.7114e-05 | 1.2384e-05 | 1.7468e-05 | 1.444e-05 | 1.5209e-05 | 9.6086e-06 | 1.281e-05 | 1.3477e-05 | 1.5716e-05 | 1.5357e-05 | 1.2255e-05 | 1.2156e-05 | 1.0919e-05 | 1.4906e-05 | 1.7155e-05 | 1.3908e-05 | 1.3945e-05 | 1.9505e-05 | 1.5353e-05 | 1.0518e-05 | 1.3456e-05 | 1.5256e-05 | 1.0402e-05 | 1.4821e-05 | 1.3616e-05 | 1.5702e-05 | 1.3032e-05 | 1.5766e-05 | 1.3757e-05 | 1.6297e-05 | 1.1441e-05 | 1.4176e-05 | 1.5545e-05 | 1.7867e-05 | 1.5601e-05 | 1.0846e-05 | 1.1278e-05 | 1.7499e-05 | 1.3364e-05 | 1.5392e-05 | 1.4138e-05 | 1.5381e-05 | 1.2524e-05 | 1.8507e-05 | 1.197e-05 | 1.7478e-05 | 1.6338e-05 | 1.5751e-05 | 1.7249e-05 | 1.2075e-05 | 1.7816e-05 | 1.3166e-05 | 1.4252e-05 | 1.6753e-05 | 2.0785e-05 | 1.0217e-05 | 1.303e-05 | 1.4262e-05 | 2.0915e-05 | 1.2413e-05 | 1.3823e-05 | 1.3163e-05 | 1.253e-05 | 1.348e-05 | 1.4326e-05 | 1.3442e-05 | 1.2857e-05 | 1.9307e-05 | 1.6282e-05 | 1.6354e-05 | 1.5802e-05 | 1.5238e-05 | 1.2464e-05 | 1.5522e-05 | 1.1399e-05 | 1.6793e-05 | 1.6637e-05 | 1.2763e-05 | 1.1647e-05 | 1.4707e-05 | 1.1537e-05 | 1.8299e-05 | 1.4332e-05 | 1.3112e-05 | 1.8875e-05 | 1.4861e-05 | 1.4975e-05 | 9.7209e-06 | 1.0379e-05 | 1.5836e-05 | 1.3382e-05 | 1.4947e-05 | 1.2004e-05 | 1.6338e-05 | 1.3891e-05 | 1.5676e-05 | 1.4338e-05 | 1.2093e-05 | 1.3328e-05 | 1.2438e-05 | 1.7132e-05 | 1.1928e-05 | 1.5239e-05 | 1.5252e-05 | 1.3221e-05 | 1.5139e-05 | 1.3823e-05 | 1.3656e-05 | 1.6153e-05 | 1.2318e-05 | 9.2028e-06 | 1.8461e-05 | 1.2438e-05 | 1.4847e-05 | 1.7293e-05 | 1.6005e-05 | 1.2852e-05 | 1.4233e-05 | 1.543e-05 | 1.5643e-05 | 1.2777e-05 | 1.1136e-05 | 1.3833e-05 | 1.3366e-05 | 1.8773e-05 | 1.2388e-05 | 1.4841e-05 | 1.42e-05 | 1.4994e-05 | 1.538e-05 | 1.6408e-05 | 1.2832e-05 | 1.1803e-05 | 1.4286e-05 | 9.8961e-06 | 1.2561e-05 | 1.53e-05 | 1.4291e-05 | 1.3046e-05 | 1.4752e-05 | 1.4424e-05 | 1.5164e-05 | 1.4293e-05 | 1.6072e-05 | 1.301e-05 | 1.3608e-05 | 1.4966e-05 | 1.934e-05 | 1.1955e-05 | 1.1773e-05 | 1.1964e-05 | 1.6119e-05 | 1.323e-05 | 1.4983e-05 | 1.6283e-05 | 1.2023e-05 | 1.217e-05 | 1.4849e-05 | 1.1541e-05 | 1.234e-05 | 1.4232e-05 | 1.6507e-05 | 1.1484e-05 | 1.7007e-05 | 1.6826e-05 | 1.4335e-05 | 1.4715e-05 | 1.3753e-05 | 1.3621e-05 | 1.1036e-05 | 1.3042e-05 | 9.0366e-06 | 1.4377e-05 | 1.2594e-05 | 1.6017e-05 | 1.4512e-05 | 1.0447e-05 | 1.8291e-05 | 1.4164e-05 | 1.1941e-05 | 1.3147e-05 | 1.1723e-05 | 1.4381e-05 | 1.7409e-05 | 1.478e-05 | 1.5327e-05 | 1.7541e-05 | 1.2139e-05 | 1.5719e-05 | 1.3949e-05 | 1.1051e-05 | 1.4194e-05 | 1.1468e-05 | 1.5073e-05 | 1.0321e-05 | 1.7074e-05 | 1.1277e-05 | 1.592e-05 | 1.6699e-05 | 1.0103e-05 | 1.5576e-05 | 1.2372e-05 | 1.1592e-05 | 1.5399e-05 | 1.4739e-05 | 1.3707e-05 | 1.6969e-05 | 1.5241e-05 | 1.2973e-05 | 1.1411e-05 | 1.1981e-05 | 1.4076e-05 | 1.5183e-05 | 1.49e-05 | 1.4935e-05 | 1.3632e-05 | 1.4996e-05 | 1.1826e-05 | 1.2974e-05 | 1.4994e-05 | 1.2947e-05 | 1.6746e-05 | 1.2392e-05 | 1.1579e-05 | 1.5692e-05 | 1.0218e-05 | 1.6398e-05 | 1.2786e-05 | 1.7272e-05 | 1.3858e-05 | 1.5701e-05 | 1.0595e-05 | 1.641e-05 | 1.419e-05 | 1.5993e-05 | 1.2823e-05 | 1.5687e-05 | 1.2226e-05 | 1.8844e-05 | 1.5654e-05 | 1.5236e-05 | 1.5085e-05 | 1.6396e-05 | 1.2697e-05 | 1.4877e-05 | 1.2055e-05 | 1.1355e-05 | 1.1189e-05 | 1.3745e-05 | 1.3735e-05 | 1.2014e-05 | 1.5175e-05 | 1.7798e-05 | 1.3847e-05 | 1.3385e-05 | 1.4988e-05 | 1.5329e-05 | 1.6119e-05 | 1.0159e-05 | 1.292e-05 | 1.3385e-05 | 1.616e-05 | 1.3768e-05 | 1.6702e-05 | 1.0863e-05 | 1.5147e-05 | 1.4465e-05 | 1.7311e-05 | 1.753e-05 | 1.8694e-05 | 1.595e-05 | 1.5591e-05 | 1.5373e-05 | 1.7343e-05 | 1.5031e-05 | 1.4069e-05 | 1.2862e-05 | 1.4769e-05 | 1.3301e-05 | 1.1654e-05 | 1.7388e-05 | 1.3378e-05 | 1.0196e-05 | 1.3349e-05 | 1.04e-05 | 1.1773e-05 | 1.3628e-05 | 1.5463e-05 | 1.4512e-05 | 1.0734e-05 | 1.3985e-05 | 1.4663e-05 | 1.693e-05 | 1.6084e-05 | 1.6397e-05 | 1.6473e-05 | 1.3786e-05 | 1.446e-05 | 1.3495e-05 | 1.7408e-05 | 1.2983e-05 | 1.4292e-05 | 1.0555e-05 | 1.6682e-05 | 1.5847e-05 | 1.2841e-05 | 1.4187e-05 | 1.1748e-05 | 1.2979e-05 | 1.1858e-05 | 1.2094e-05 | 1.2596e-05 | 1.6038e-05 | 1.1578e-05 | 1.276e-05 | 1.121e-05 | 1.2336e-05 | 1.4488e-05 | 1.7849e-05 | 1.4722e-05 | 1.7388e-05 | 1.3861e-05 | 1.1201e-05 | 1.1294e-05 | 1.6942e-05 | 8.1556e-06 | 1.4998e-05 | 1.4371e-05 | 1.6677e-05 | 1.438e-05 | 1.9779e-05 | 1.2283e-05 | 1.1704e-05 | 1.724e-05 | 1.9078e-05 | 1.837e-05 | 1.353e-05 | 1.165e-05 | 1.0489e-05 | 1.8111e-05 | 1.2447e-05 | 1.2524e-05 | 1.5368e-05 | 1.7759e-05 | 1.6319e-05 | 1.6364e-05 | 1.4125e-05 | 1.4248e-05 | 1.4997e-05 | 1.3078e-05 | 1.7662e-05 | 1.2395e-05 | 1.5769e-05 | 1.5761e-05 | 1.6195e-05 | 1.1455e-05 | 1.5411e-05 | 1.2943e-05 | 1.1316e-05 | 1.4534e-05 | 1.8035e-05 | 1.4004e-05 | 1.377e-05 | 1.284e-05 | 1.7075e-05 | 1.1283e-05 | 1.5269e-05 | 1.3426e-05 | 1.5881e-05 | 1.4804e-05 | 1.2115e-05 | 1.1556e-05 | 1.1273e-05 | 1.5074e-05 | 1.3228e-05 | 1.2302e-05 | 1.5747e-05 | 1.6993e-05 | 1.755e-05 | 1.5327e-05 | 1.3418e-05 | 9.2371e-06 | 1.3605e-05 | 1.5059e-05 | 1.3787e-05 | 1.1254e-05 | 1.6602e-05 | 1.3244e-05 | 1.3755e-05 | 1.1528e-05 | 1.2159e-05 | 1.6986e-05 | 1.2173e-05 | 1.044e-05 | 1.2761e-05 | 1.3262e-05 | 1.1912e-05 | 1.5688e-05 | 1.5577e-05 | 1.6609e-05 | 1.2727e-05 | 9.864e-06 | 1.4082e-05 | 1.4311e-05 | 1.7395e-05 | 1.0075e-05 | 1.3938e-05 | 1.7116e-05 | 1.3112e-05 | 1.5025e-05 | 1.5577e-05 | 1.5993e-05 | 1.4086e-05 | 1.6427e-05 | 1.3504e-05 | 1.7523e-05 | 1.0618e-05 | 9.2705e-06 | 1.3291e-05 | 1.2736e-05 | 1.362e-05 | 1.1573e-05 | 1.5565e-05 | 1.5153e-05 | 1.1048e-05 | 1.9344e-05 | 1.5929e-05 | 1.7491e-05 | 1.2371e-05 | 1.5939e-05 | 1.3355e-05 | 1.3538e-05 | 1.1893e-05 | 1.3515e-05 | 1.27e-05 | 1.2823e-05 | 1.7431e-05 | 1.4817e-05 | 1.1006e-05 | 1.4869e-05 | 1.1546e-05 | 1.2163e-05 | 1.2087e-05 | 1.4705e-05 | 1.1352e-05 | 1.3145e-05 | 1.1769e-05 | 1.3678e-05 | 1.0057e-05 | 1.1637e-05 | 1.5387e-05 | 1.4861e-05 | 1.7608e-05 | 1.3398e-05 | 1.7709e-05 | 1.18e-05 | 1.0167e-05 | 1.7052e-05 | 1.293e-05 | 1.3225e-05 | 1.0622e-05 | 1.3685e-05 | 1.1395e-05 | 1.6291e-05 | 1.4403e-05 | 1.9063e-05 | 1.4129e-05 | 1.3168e-05 | 1.7134e-05 | 1.2563e-05 | 1.5311e-05 | 1.4616e-05 | 1.6004e-05 | 1.2954e-05 | 1.4502e-05 | 1.4446e-05 | 1.7303e-05 | 1.5952e-05 | 1.3019e-05 | 1.3889e-05 | 9.9143e-06 | 1.1585e-05 | 1.5218e-05 | 1.1262e-05 | 1.6388e-05 | 1.4995e-05 | 1.5417e-05 | 1.1351e-05 | 1.2709e-05 | 1.8233e-05 | 1.638e-05 | 1.4741e-05 | 1.6138e-05 | 1.4074e-05 | 1.5266e-05 | 1.4646e-05 | 1.1798e-05 | 1.2083e-05 | 1.212e-05 | 1.1489e-05 | 1.5843e-05 | 1.2176e-05 | 1.2176e-05 | 1.2329e-05 | 1.3696e-05 | 1.1111e-05 | 1.6669e-05 | 1.2329e-05 | 1.1559e-05 | 1.7079e-05 | 1.402e-05 | 1.1648e-05 | 1.4909e-05 | 1.2219e-05 | 1.062e-05 | 1.1474e-05 | 1.3882e-05 | 1.344e-05 | 1.8911e-05 | 1.6723e-05 | 1.0978e-05 | 1.4678e-05 | 1.3686e-05 | 1.2841e-05 | 1.1488e-05 | 1.3149e-05 | 1.5897e-05 | 1.442e-05 | 1.9992e-05 | 1.2892e-05 | 1.2854e-05 | 1.2849e-05 | 1.6415e-05 | 1.2667e-05 | 1.3027e-05 | 1.2616e-05 | 1.4809e-05 | 1.7823e-05 | 1.5495e-05 | 1.2623e-05 | 1.6119e-05 | 1.1199e-05 | 1.2701e-05 | 1.2173e-05 | 1.184e-05 | 1.4081e-05 | 1.3252e-05 | 1.7525e-05 | 1.1676e-05 | 1.6263e-05 | 1.2553e-05 | 1.1609e-05 | 1.4203e-05 | 1.1874e-05 | 1.4004e-05 | 1.5846e-05 | 1.5381e-05 | 1.3947e-05 | 1.1525e-05 | 1.1604e-05 | 1.4482e-05 | 1.4268e-05 | 1.2541e-05 | 1.4772e-05 | 1.588e-05 | 1.8186e-05 | 1.3005e-05 | 1.5905e-05 | 1.4373e-05 | 1.2206e-05 | 1.4717e-05 | 1.3729e-05 | 1.5268e-05 | 1.2444e-05 | 1.6662e-05 | 1.6713e-05 | 9.7734e-06 | 1.662e-05 | 1.2933e-05 | 1.2216e-05 | 1.137e-05 | 1.2984e-05 | 1.6967e-05 | 1.2434e-05 | 1.4893e-05 | 1.0117e-05 | 1.396e-05 | 1.3239e-05 | 1.4703e-05 | 1.6594e-05 | 1.2339e-05 | 1.2834e-05 | 1.1108e-05 | 1.5619e-05 | 1.8692e-05 | 1.5018e-05 | 1.6795e-05 | 1.4961e-05 | 1.6959e-05 | 1.6424e-05 | 1.5613e-05 | 1.77e-05 | 1.2513e-05 | 1.678e-05 | 1.2551e-05 | 1.6103e-05 | 1.1389e-05 | 1.1941e-05 | 1.4728e-05 | 1.6035e-05 | 1.0092e-05 | 1.1513e-05 | 1.2781e-05 | 1.3129e-05 | 1.3713e-05 | 2.0439e-05 | 1.7606e-05 | 1.4048e-05 | 1.0441e-05 | 1.4612e-05 | 1.7416e-05 | 1.4718e-05 | 1.1994e-05 | 1.4407e-05 | 1.2525e-05 | 1.6216e-05 | 1.7876e-05 | 1.6143e-05 | 1.662e-05 | 1.1897e-05 | 1.175e-05 | 1.5222e-05 | 1.3547e-05 | 1.4856e-05 | 1.2198e-05 | 1.6426e-05 | 1.2787e-05 | 1.5439e-05 | 1.2619e-05 | 1.4867e-05 | 1.4715e-05 | 1.4688e-05 | 1.4648e-05 | 1.5494e-05 | 1.3116e-05 | 1.2503e-05 | 1.0326e-05 | 1.2585e-05 | 1.2675e-05 | 1.6769e-05 | 1.3238e-05 | 1.1849e-05 | 1.1333e-05 | 1.321e-05 | 1.3207e-05 | 1.3898e-05 | 1.6488e-05 | 1.137e-05 | 1.4074e-05 | 1.529e-05 | 1.4792e-05 | 1.237e-05 | 1.2816e-05 | 1.4175e-05 | 1.4836e-05 | 1.8289e-05 | 1.8588e-05 | 1.1174e-05 | 1.1447e-05 | 1.5951e-05 | 1.5052e-05 | 1.4834e-05 | 1.4281e-05 | 1.7946e-05 | 1.1809e-05 | 1.4708e-05 | 1.5239e-05 | 1.2759e-05 | 1.0927e-05 | 1.577e-05 | 1.557e-05 | 1.6445e-05 | 1.276e-05 | 1.3671e-05 | 1.6935e-05 | 1.8642e-05 | 1.3903e-05 | 1.3337e-05 | 1.4844e-05 | 1.3781e-05 | 1.0917e-05 | 1.4506e-05 | 1.1109e-05 | 1.7873e-05 | 1.2328e-05 | 1.6557e-05 | 1.3819e-05 | 1.4168e-05 | 1.4569e-05 | 1.4003e-05 | 1.2234e-05 | 1.0877e-05 | 1.3768e-05 | 1.5665e-05 | 1.625e-05 | 6.744e-06 | 1.1576e-05 | 1.398e-05 | 1.1177e-05 | 1.1425e-05 | 1.2327e-05 | 1.6446e-05 | 1.5691e-05 | 1.4504e-05 | 1.1228e-05 | 1.6167e-05 | 1.8198e-05 | 1.6527e-05 | 1.3236e-05 | 1.4382e-05 | 1.3363e-05 | 1.2345e-05 | 1.3296e-05 | 1.3102e-05 | 1.5613e-05 | 1.0343e-05 | 1.487e-05 | 1.3874e-05 | 1.4167e-05 | 1.1798e-05 | 1.4982e-05 | 1.3761e-05 | 1.4333e-05 | 1.3824e-05 | 1.7625e-05 | 1.7396e-05 | 1.6393e-05 | 1.3012e-05 | 1.1903e-05 | 1.2441e-05 | 1.6766e-05 | 1.3208e-05 | 1.6566e-05 | 1.5416e-05 | 1.2098e-05 | 1.2307e-05 | 1.8445e-05 | 1.1816e-05 | 1.5962e-05 | 1.3593e-05 | 1.7056e-05 | 1.0864e-05 | 1.0772e-05 | 1.1431e-05 | 1.5963e-05 | 1.5357e-05 | 1.5619e-05 | 1.2359e-05 | 1.1388e-05 | 1.4615e-05 | 1.3965e-05 | 1.2616e-05 | 1.3399e-05 | 1.5611e-05 | 1.2337e-05 | 1.4062e-05 | 1.2641e-05 | 1.3469e-05 | 1.5775e-05 | 1.3989e-05 | 1.6819e-05 | 1.7636e-05 | 1.5853e-05 | 1.71e-05 | 1.5128e-05 | 1.5889e-05 | 1.3379e-05 | 1.3726e-05 | 1.3038e-05 | 1.4376e-05 | 1.5276e-05 | 1.2804e-05 | 1.5113e-05 | 1.2836e-05 | 1.6377e-05 | 1.4337e-05 | 1.1642e-05 | 1.4307e-05 | 1.2992e-05 | 1.7099e-05 | 1.1915e-05 | 1.3049e-05 | 1.1646e-05 | 1.7652e-05 | 1.1517e-05 | 1.432e-05 | 1.219e-05 | 1.6069e-05 | 1.721e-05 | 1.2255e-05 | 1.2158e-05 | 1.5914e-05 | 1.7441e-05 | 1.3595e-05 | 1.4902e-05 | 1.3552e-05 | 1.0053e-05 | 9.7395e-06 | 1.4505e-05 | 1.3989e-05 | 1.5295e-05 | 1.3277e-05 | 1.3966e-05 | 1.4065e-05 | 1.0191e-05 | 1.6011e-05 | 1.2603e-05 | 1.5868e-05 | 1.4197e-05 | 1.2512e-05 | 1.3215e-05 | 1.6139e-05 | 1.6732e-05 | 1.2704e-05 | 1.5613e-05 | 1.4647e-05 | 1.5769e-05 | 1.5543e-05 | 1.7341e-05 | 1.7881e-05 | 1.1058e-05 | 1.2736e-05 | 1.3799e-05 | 1.6587e-05 | 1.6134e-05 | 1.1892e-05 | 1.3903e-05 | 1.0396e-05 | 1.5098e-05 | 1.357e-05 | 1.5505e-05 | 1.2869e-05 | 1.3315e-05 | 1.3547e-05 | 1.7689e-05 | 1.2839e-05 | 1.2154e-05 | 1.3316e-05 | 9.5394e-06 | 1.2124e-05 | 1.2012e-05 | 1.1409e-05 | 1.355e-05 | 1.6723e-05 | 1.5208e-05 | 1.4434e-05 | 1.185e-05 | 1.6114e-05 | 1.1166e-05 | 1.5474e-05 | 1.2532e-05 | 1.3012e-05 | 1.2622e-05 | 1.3599e-05 | 1.4199e-05 | 1.312e-05 | 1.1684e-05 | 1.3198e-05 | 1.3888e-05 | 1.2702e-05 | 1.5937e-05 | 1.6737e-05 | 1.1346e-05 | 1.9838e-05 | 1.3421e-05 | 1.8099e-05 | 1.2619e-05 | 1.426e-05 | 1.4422e-05 | 1.2425e-05 | 1.8866e-05 | 1.1632e-05 | 1.4879e-05 | 1.7373e-05 | 1.325e-05 | 1.3176e-05 | 1.3571e-05 | 1.4613e-05 | 1.0603e-05 | 1.2714e-05 | 1.2501e-05 | 1.7582e-05 | 1.9074e-05 | 1.3468e-05 | 1.2882e-05 | 1.586e-05 | 1.5443e-05 | 1.35e-05 | 1.6034e-05 | 1.3255e-05 | 1.413e-05 | 1.095e-05 | 1.2871e-05 | 1.2639e-05 | 1.2517e-05 | 1.8467e-05 | 1.2674e-05 | 1.1468e-05 | 1.3559e-05 | 1.324e-05 | 1.1235e-05 | 1.747e-05 | 1.1432e-05 | 1.4027e-05 | 1.814e-05 | 1.887e-05 | 1.0415e-05 | 9.6627e-06 | 1.7193e-05 | 1.251e-05 | 1.3571e-05 | 1.8757e-05 | 1.1221e-05 | 1.5593e-05 | 1.0806e-05 | 1.123e-05 | 1.4285e-05 | 1.5153e-05 | 1.1785e-05 | 1.2857e-05 | 1.3121e-05 | 1.3507e-05 | 1.5799e-05 | 1.9695e-05 | 1.282e-05 | 1.2905e-05 | 1.52e-05 | 1.5333e-05 | 1.6228e-05 | 1.8798e-05 | 1.2242e-05 | 1.4317e-05 | 1.5083e-05 | 1.0671e-05 | 1.7448e-05 | 1.5536e-05 | 9.6826e-06 | 1.8187e-05 | 1.0756e-05 | 1.2827e-05 | 1.3459e-05 | 1.2507e-05 | 1.4138e-05 | 1.0761e-05 | 1.8535e-05 | 1.5128e-05 | 1.3126e-05 | 1.3558e-05 | 1.112e-05 | 1.07e-05 | 1.7333e-05 | 1.3443e-05 | 1.2032e-05 | 1.6583e-05 | 1.9955e-05 | 1.2155e-05 | 1.5995e-05 | 1.0086e-05 | 1.473e-05 | 1.5658e-05 | 1.7416e-05 | 1.5017e-05 | 1.454e-05 | 1.321e-05 | 1.0482e-05 | 1.1072e-05 | 1.1934e-05 | 1.6516e-05 | 1.6117e-05 | 1.6084e-05 | 1.5601e-05 | 1.628e-05 | 1.373e-05 | 1.3349e-05 | 1.1548e-05 | 1.7041e-05 | 1.3214e-05 | 1.4454e-05 | 1.5165e-05 | 1.199e-05 | 1.3423e-05 | 1.9898e-05 | 1.3372e-05 | 1.8553e-05 | 1.4501e-05 | 9.5862e-06 | 1.9486e-05 | 1.3528e-05 | 1.1653e-05 | 1.2174e-05 | 1.0591e-05 | 1.2326e-05 | 1.418e-05 | 1.5981e-05 | 1.3435e-05 | 1.5129e-05 | 1.7669e-05 | 1.6647e-05 | 1.6159e-05 | 1.3211e-05 | 1.4873e-05 | 1.4918e-05 | 1.426e-05 | 1.572e-05 | 1.1934e-05 | 1.4656e-05 | 1.4709e-05 | 1.2174e-05 | 1.3924e-05 | 1.6923e-05 | 1.5369e-05 | 1.7516e-05 | 1.7605e-05 | 1.5518e-05 | 1.4277e-05 | 1.5641e-05 | 1.1911e-05 | 1.5577e-05 | 1.461e-05 | 1.3992e-05 | 1.5826e-05 | 1.1241e-05 | 1.5028e-05 | 1.2898e-05 | 1.7679e-05 | 1.4632e-05 | 7.9017e-06 | 1.0851e-05 | 1.4076e-05 | 1.3988e-05 | 1.8743e-05 | 1.7233e-05 | 1.4655e-05 | 1.4633e-05 | 1.1587e-05 | 1.436e-05 | 1.3738e-05 | 1.6057e-05 | 1.7063e-05 | 1.2822e-05 | 1.4598e-05 | 1.1492e-05 | 1.2833e-05 | 9.032e-06 | 1.3847e-05 | 1.1438e-05 | 1.2334e-05 | 1.1975e-05 | 1.119e-05 | 1.4364e-05 | 1.2418e-05 | 1.5189e-05 | 1.5156e-05 | 1.5029e-05 | 1.7443e-05 | 1.3277e-05 | 1.5021e-05 | 1.3313e-05 | 1.3333e-05 | 1.5732e-05 | 1.6385e-05 | 1.4124e-05 | 1.4541e-05 | 1.4654e-05 | 1.7161e-05 | 1.3059e-05 | 1.6849e-05 | 1.5707e-05 | 1.0413e-05 | 1.2918e-05 | 1.5451e-05 | 1.3869e-05 | 1.5784e-05 | 1.493e-05 | 1.507e-05 | 1.2215e-05 | 1.3066e-05 | 1.204e-05 | 1.3839e-05 | 1.293e-05 | 1.5942e-05 | 1.4818e-05 | 1.1369e-05 | 1.381e-05 | 1.2397e-05 | 1.306e-05 | 1.0547e-05 | 1.7556e-05 | 1.6493e-05 | 1.5866e-05 | 1.4199e-05 | 1.2669e-05 | 1.6791e-05 | 1.4565e-05 | 1.372e-05 | 1.4301e-05 | 1.3281e-05 | 1.0977e-05 | 1.5914e-05 | 1.1279e-05 | 1.2149e-05 | 1.2831e-05 | 1.2678e-05 | 1.5745e-05 | 1.6333e-05 | 1.6404e-05 | 1.3992e-05 | 1.7359e-05 | 1.7592e-05 | 1.1469e-05 | 1.5258e-05 | 1.2207e-05 | 1.2023e-05 | 1.3248e-05 | 1.5565e-05 | 1.7187e-05 | 1.3449e-05 | 1.6735e-05 | 1.4794e-05 | 1.6409e-05 | 1.4443e-05 | 1.2955e-05 | 1.558e-05 | 1.3402e-05 | 1.1344e-05 | 1.3472e-05 | 1.2225e-05 | 1.7095e-05 | 1.305e-05 | 1.2589e-05 | 1.1449e-05 | 1.3624e-05 | 1.4285e-05 | 1.362e-05 | 1.0601e-05 | 1.3868e-05 | 1.3652e-05 | 1.4706e-05 | 1.5915e-05 | 1.2347e-05 | 1.2153e-05 | 1.1986e-05 | 1.7286e-05 | 9.1634e-06 | 1.3359e-05 | 1.7046e-05 | 1.4918e-05 | 1.3312e-05 | 1.1227e-05 | 1.0549e-05 | 1.065e-05 | 1.5825e-05 | 1.5504e-05 | 9.7161e-06 | 1.5601e-05 | 1.862e-05 | 1.0357e-05 | 1.1704e-05 | 1.5231e-05 | 1.6276e-05 | 1.6663e-05 | 1.654e-05 | 1.2493e-05 | 1.9056e-05 | 1.1801e-05 | 1.3842e-05 | 1.3362e-05 | 1.4864e-05 | 1.4655e-05 | 1.259e-05 | 1.4409e-05 | 1.4791e-05 | 1.4051e-05 | 1.4832e-05 | 1.2931e-05 | 1.2944e-05 | 1.2736e-05 | 1.608e-05 | 1.0908e-05 | 1.1788e-05 | 1.3569e-05 | 1.9573e-05 | 1.2056e-05 | 1.3264e-05 | 1.5974e-05 | 1.3479e-05 | 1.4348e-05 | 1.4478e-05 | 1.2905e-05 | 1.3391e-05 | 1.131e-05 | 1.3094e-05 | 1.3628e-05 | 1.5324e-05 | 1.8189e-05 | 1.5648e-05 | 1.1943e-05 | 1.5702e-05 | 1.5344e-05 | 1.1499e-05 | 1.4741e-05 | 1.4035e-05 | 1.1482e-05 | 1.1935e-05 | 1.4311e-05 | 1.5452e-05 | 1.5567e-05 | 1.4712e-05 | 1.7518e-05 | 1.2987e-05 | 1.2031e-05 | 1.1962e-05 | 1.6048e-05 | 1.3322e-05 | 1.4648e-05 | 1.1914e-05 | 1.3535e-05 | 1.3206e-05 | 1.3989e-05 | 1.3075e-05 | 1.3986e-05 | 1.5521e-05 | 1.3634e-05 | 1.7001e-05 | 1.3464e-05 | 1.2124e-05 | 1.1594e-05 | 1.3753e-05 | 1.0637e-05 | 1.0692e-05 | 1.422e-05 | 1.6817e-05 | 1.9304e-05 | 1.4443e-05 | 1.5794e-05 | 1.2716e-05 | 1.6932e-05 | 1.3149e-05 | 1.1865e-05 | 1.2478e-05 | 1.4721e-05 | 1.5512e-05 | 1.4908e-05 | 1.9776e-05 | 1.6775e-05 | 1.2099e-05 | 1.6449e-05 | 1.011e-05 | 1.4744e-05 | 1.0401e-05 | 9.772e-06 | 1.8127e-05 | 1.6148e-05 | 1.7488e-05 | 1.7908e-05 | 1.5909e-05 | 1.5111e-05 | 1.1529e-05 | 1.6194e-05 | 1.5665e-05 | 1.8479e-05 | 1.0156e-05 | 1.1842e-05 | 1.5124e-05 | 1.7679e-05 | 1.5176e-05 | 1.1648e-05 | 1.3774e-05 | 1.3188e-05 | 1.4903e-05 | 1.2479e-05 | 1.2364e-05 | 1.687e-05 | 1.6731e-05 | 1.2111e-05 | 1.4393e-05 | 1.5982e-05 | 1.183e-05 | 1.5134e-05 | 1.4477e-05 | 1.8804e-05 | 1.1292e-05 | 1.7774e-05 | 1.2258e-05 | 1.3383e-05 | 1.4594e-05 | 1.1843e-05 | 1.4812e-05 | 1.1937e-05 | 1.1184e-05 | 1.6331e-05 | 1.8507e-05 | 1.4808e-05 | 1.4905e-05 | 1.6808e-05 | 1.7948e-05 | 1.2724e-05 | 1.3815e-05 | 1.718e-05 | 1.4417e-05 | 1.6625e-05 | 1.4128e-05 | 1.271e-05 | 1.2678e-05 | 1.3286e-05 | 1.1164e-05 | 1.1525e-05 | 1.7447e-05 | 1.3184e-05 | 1.4874e-05 | 1.1937e-05 | 1.5745e-05 | 1.1472e-05 | 1.6123e-05 | 1.4987e-05 | 1.1428e-05 | 1.881e-05 | 1.3702e-05 | 1.4202e-05 | 1.2742e-05 | 1.3815e-05 | 1.2703e-05 | 1.6543e-05 | 1.3648e-05 | 1.3911e-05 | 1.3292e-05 | 1.355e-05 | 9.5348e-06 | 1.444e-05 | 1.5115e-05 | 1.2517e-05 | 1.3138e-05 | 1.6277e-05 | 1.6561e-05 | 1.4446e-05 | 1.685e-05 | 1.4352e-05 | 1.3012e-05 | 1.5346e-05 | 1.6175e-05 | 1.2027e-05 | 1.4617e-05 | 1.8219e-05 | 1.3975e-05 | 1.386e-05 | 1.0335e-05 | 1.276e-05 | 1.6044e-05 | 1.4054e-05 | 1.2701e-05 | 1.8296e-05 | 1.5377e-05 | 1.3795e-05 | 1.2304e-05 | 1.6274e-05 | 1.203e-05 | 1.6398e-05 | 1.7429e-05 | 1.3275e-05 | 1.2366e-05 | 1.2533e-05 | 1.3067e-05 | 1.4145e-05 | 1.5661e-05 | 1.8301e-05 | 1.1912e-05 | 1.3273e-05 | 1.5997e-05 | 1.0707e-05 | 1.2076e-05 | 1.1395e-05 | 1.4736e-05 | 1.1223e-05 | 1.338e-05 | 1.1875e-05 | 1.4795e-05 | 2.1033e-05 | 1.4617e-05 | 1.5538e-05 | 1.5773e-05 | 1.1066e-05 | 9.9764e-06 | 1.1257e-05 | 1.4211e-05 | 1.4002e-05 | 1.6369e-05 | 1.4551e-05 | 1.3518e-05 | 1.6802e-05 | 1.6799e-05 | 1.3611e-05 | 1.1705e-05 | 1.343e-05 | 1.0915e-05 | 1.6096e-05 | 1.1412e-05 | 1.4988e-05 | 1.3864e-05 | 1.5416e-05 | 1.6163e-05 | 1.4063e-05 | 1.6199e-05 | 1.0147e-05 | 1.3194e-05 | 1.3412e-05 | 1.6086e-05 | 1.1482e-05 | 1.3534e-05 | 1.1164e-05 | 1.7217e-05 | 1.4189e-05 | 1.3455e-05 | 1.2992e-05 | 1.2209e-05 | 1.7094e-05 | 1.2947e-05 | 1.1015e-05 | 1.3146e-05 | 1.0586e-05 | 1.123e-05 | 1.687e-05 | 1.1575e-05 | 1.3446e-05 | 1.1754e-05 | 1.3408e-05 | 1.251e-05 | 1.1702e-05 | 1.3242e-05 | 1.6634e-05 | 1.3952e-05 | 1.1149e-05 | 1.7084e-05 | 1.6078e-05 | 1.5638e-05 | 1.3579e-05 | 1.2085e-05 | 1.2644e-05 | 1.5547e-05 | 1.4738e-05 | 1.7908e-05 | 1.3639e-05 | 1.1217e-05 | 1.5597e-05 | 1.3522e-05 | 1.2699e-05 | 1.547e-05 | 1.4268e-05 | 1.5054e-05 | 1.2497e-05 | 1.157e-05 | 1.5621e-05 | 1.3425e-05 | 1.2242e-05 | 1.1702e-05 | 1.3046e-05 | 1.5802e-05 | 1.7529e-05 | 1.3779e-05 | 1.6913e-05 | 1.8094e-05 | 1.5308e-05 | 1.2596e-05 | 1.267e-05 | 1.4638e-05 | 1.3159e-05 | 1.4775e-05 | 1.6262e-05 | 1.3196e-05 | 1.4042e-05 | 1.4605e-05 | 1.2404e-05 | 1.6608e-05 | 1.4965e-05 | 1.5909e-05 | 1.085e-05 | 1.3158e-05 | 1.469e-05 | 1.4279e-05 | 1.5769e-05 | 1.8385e-05 | 1.2844e-05 | 1.4132e-05 | 9.596e-06 | 1.4402e-05 | 1.4649e-05 | 1.2338e-05 | 1.2117e-05 | 1.4978e-05 | 1.241e-05 | 1.0051e-05 | 1.7968e-05 | 1.6068e-05 | 1.6548e-05 | 1.2521e-05 | 1.3674e-05 | 1.132e-05 | 1.5552e-05 | 1.7363e-05 | 1.5829e-05 | 1.4414e-05 | 1.0855e-05 | 1.2784e-05 | 1.5375e-05 | 1.2714e-05 | 1.7456e-05 | 1.437e-05 | 1.4217e-05 | 1.0699e-05 | 1.0677e-05 | 1.2931e-05 | 1.2834e-05 | 1.5735e-05 | 1.3605e-05 | 1.0914e-05 | 1.5379e-05 | 1.246e-05 | 1.5091e-05 | 1.2419e-05 | 1.2884e-05 | 1.2009e-05 | 1.5171e-05 | 1.4726e-05 | 9.4734e-06 | 1.5006e-05 | 1.542e-05 | 1.3546e-05 | 1.3235e-05 | 1.499e-05 | 1.7081e-05 | 1.5061e-05 | 1.4228e-05 | 1.3674e-05 | 1.174e-05 | 8.7943e-06 | 1.5374e-05 | 1.0616e-05 | 1.5285e-05 | 1.6868e-05 | 1.6581e-05 | 1.3278e-05 | 1.5494e-05 | 1.0866e-05 | 1.2374e-05 | 1.2831e-05 | 1.5786e-05 | 1.4139e-05 | 1.5728e-05 | 1.359e-05 | 9.5344e-06 | 1.291e-05 | 1.4815e-05 | 1.2042e-05 | 1.5962e-05 | 1.2866e-05 | 1.5974e-05 | 1.546e-05 | 1.5414e-05 | 1.5312e-05 | 1.6133e-05 | 1.474e-05 | 1.2642e-05 | 1.3962e-05 | 1.2171e-05 | 1.1922e-05 | 1.1641e-05 | 1.1118e-05 | 1.0566e-05 | 1.6587e-05 | 1.3963e-05 | 1.6306e-05 | 1.4195e-05 | 1.4228e-05 | 1.3786e-05 | 1.1805e-05 | 1.4326e-05 | 1.8459e-05 | 1.3362e-05 | 1.4003e-05 | 1.3054e-05 | 1.1354e-05 | 1.0843e-05 | 1.4012e-05 | 1.4891e-05 | 1.6733e-05 | 1.4143e-05 | 1.6326e-05 | 1.0937e-05 | 1.7676e-05 | 1.4908e-05 | 1.2016e-05 | 1.9657e-05 | 1.0368e-05 | 1.1724e-05 | 1.4193e-05 | 1.4523e-05 | 1.2058e-05 | 1.5983e-05 | 1.6469e-05 | 1.3495e-05 | 1.1586e-05 | 1.3826e-05 | 1.5803e-05 | 1.4334e-05 | 1.3674e-05 | 1.658e-05 | 1.4549e-05 | 1.0804e-05 | 1.6024e-05 | 1.5361e-05 | 1.8724e-05 | 1.6329e-05 | 1.3131e-05 | 1.3558e-05 | 1.8689e-05 | 1.2952e-05 | 1.2514e-05 | 1.184e-05 | 1.3744e-05 | 1.204e-05 | 1.5296e-05 | 1.7372e-05 | 1.2154e-05 | 1.1782e-05 | 9.0201e-06 | 1.2668e-05 | 8.8245e-06 | 1.2872e-05 | 1.4245e-05 | 1.323e-05 | 1.3182e-05 | 1.1203e-05 | 1.3445e-05 | 1.5299e-05 | 1.5673e-05 | 1.5013e-05 | 1.0639e-05 | 1.6127e-05 | 1.4877e-05 | 1.1382e-05 | 1.5636e-05 | 1.4341e-05 | 1.5949e-05 | 1.6458e-05 | 1.8546e-05 | 1.2182e-05 | 1.1227e-05 | 1.7715e-05 | 1.4002e-05 | 1.6601e-05 | 1.1652e-05 | 1.6805e-05 | 1.3567e-05 | 1.1646e-05 | 1.6103e-05 | 1.0117e-05 | 1.2439e-05 | 1.5685e-05 | 1.6734e-05 | 1.2638e-05 | 1.3042e-05 | 1.3404e-05 | 1.0552e-05 | 1.5931e-05 | 1.1157e-05 | 1.2752e-05 | 1.4903e-05 | 1.4262e-05 | 1.2065e-05 | 1.2089e-05 | 1.3288e-05 | 1.0786e-05 | 1.4102e-05 | 1.118e-05 | 1.5806e-05 | 1.1521e-05 | 1.3863e-05 | 1.0723e-05 | 1.7399e-05 | 1.6603e-05 | 1.5048e-05 | 1.5102e-05 | 1.7088e-05 | 1.3297e-05 | 1.6732e-05 | 1.49e-05 | 1.5713e-05 | 1.0884e-05 | 1.03e-05 | 1.4808e-05 | 1.5278e-05 | 1.3479e-05 | 9.8526e-06 | 1.4974e-05 | 1.1682e-05 | 1.3655e-05 | 1.6548e-05 | 1.7552e-05 | 1.4003e-05 | 1.5701e-05 | 1.4933e-05 | 1.3442e-05 | 1.3931e-05 | 1.3899e-05 | 1.4106e-05 | 1.1236e-05 | 1.9398e-05 | 1.3614e-05 | 1.3207e-05 | 1.3084e-05 | 1.4823e-05 | 1.7831e-05 | 1.2335e-05 | 1.1123e-05 | 1.2134e-05 | 1.6702e-05 | 1.4138e-05 | 1.1137e-05 | 1.3113e-05 | 1.4957e-05 | 1.2014e-05 | 1.2902e-05 | 1.3448e-05 | 1.1201e-05 | 1.2805e-05 | 9.5429e-06 | 1.7106e-05 | 1.5193e-05 | 1.5047e-05 | 1.6641e-05 | 1.7305e-05 | 1.1502e-05 | 1.3633e-05 | 1.2691e-05 | 1.7381e-05 | 1.2472e-05 | 1.5768e-05 | 1.6467e-05 | 1.4351e-05 | 1.6475e-05 | 1.1961e-05 | 1.4091e-05 | 1.231e-05 | 1.3768e-05 | 1.1887e-05 | 1.5015e-05 | 1.8318e-05 | 1.0919e-05 | 1.1975e-05 | 1.5336e-05 | 1.618e-05 | 1.2736e-05 | 1.3188e-05 | 1.2908e-05 | 1.425e-05 | 1.6434e-05 | 1.4577e-05 | 1.6084e-05 | 1.4044e-05 | 1.5788e-05 | 1.2791e-05 | 1.6696e-05 | 1.1863e-05 | 1.6005e-05 | 1.1245e-05 | 1.8248e-05 | 1.7426e-05 | 1.5627e-05 | 1.5731e-05 | 1.0897e-05 | 1.1691e-05 | 1.0521e-05 | 1.5544e-05 | 1.3786e-05 | 1.0394e-05 | 1.7698e-05 | 1.092e-05 | 1.1205e-05 | 1.4103e-05 | 1.299e-05 | 1.246e-05 | 1.5468e-05 | 1.3847e-05 | 1.3449e-05 | 1.2421e-05 | 1.6899e-05 | 1.6474e-05 | 1.5344e-05 | 1.5912e-05 | 1.2111e-05 | 1.245e-05 | 1.6376e-05 | 1.2338e-05 | 1.7224e-05 | 1.2163e-05 | 1.1394e-05 | 1.6819e-05 | 1.3892e-05 | 1.1145e-05 | 1.3438e-05 | 1.5833e-05 | 1.3315e-05 | 1.7393e-05 | 1.6063e-05 | 1.7378e-05 | 1.4085e-05 | 1.6247e-05 | 1.4923e-05 | 1.5062e-05 | 1.9332e-05 | 1.4713e-05 | 1.3496e-05 | 1.0946e-05 | 1.7572e-05 | 1.0045e-05 | 1.4544e-05 | 1.4882e-05 | 1.6558e-05 | 1.1049e-05 | 1.0901e-05 | 1.3089e-05 | 1.1452e-05 | 1.6332e-05 | 1.1274e-05 | 1.4626e-05 | 1.7344e-05 | 1.4005e-05 | 1.5708e-05 | 1.6025e-05 | 1.188e-05 | 1.5595e-05 | 1.7334e-05 | 1.6933e-05 | 1.4757e-05 | 1.421e-05 | 1.3178e-05 | 1.085e-05 | 2.1233e-05 | 1.1632e-05 | 1.2501e-05 | 1.9549e-05 | 1.5758e-05 | 1.5713e-05 | 1.6371e-05 | 1.4518e-05 | 1.4789e-05 | 1.5386e-05 | 1.7941e-05 | 1.4904e-05 | 1.3386e-05 | 1.4469e-05 | 1.3193e-05 | 1.1797e-05 | 1.3886e-05 | 1.3207e-05 | 1.4229e-05 | 1.7559e-05 | 1.3548e-05 | 1.4534e-05 | 1.2427e-05 | 1.5874e-05 | 1.6378e-05 | 1.7391e-05 | 1.4419e-05 | 1.6299e-05 | 1.5454e-05 | 1.3038e-05 | 1.3928e-05 | 1.6127e-05 | 1.5335e-05 | 1.3163e-05 | 1.3424e-05 | 1.3535e-05 | 1.4779e-05 | 1.3309e-05 | 1.6723e-05 | 1.4736e-05 | 1.588e-05 | 1.3836e-05 | 1.2821e-05 | 1.0186e-05 | 1.1766e-05 | 1.5009e-05 | 1.2513e-05 | 1.1618e-05 | 1.4789e-05 | 1.5642e-05 | 1.7853e-05 | 1.675e-05 | 1.422e-05 | 1.5244e-05 | 1.7572e-05 | 1.4037e-05 | 1.4421e-05 | 1.4956e-05 | 1.5277e-05 | 1.0826e-05 | 1.4592e-05 | 1.3178e-05 | 1.3258e-05 | 1.48e-05 | 1.3746e-05 | 1.3724e-05 | 1.7461e-05 | 1.345e-05 | 1.2766e-05 | 1.471e-05 | 1.246e-05 | 1.2787e-05 | 1.7339e-05 | 1.3071e-05 | 1.2573e-05 | 1.395e-05 | 1.3916e-05 | 1.2904e-05 | 1.3457e-05 | 1.092e-05 | 1.5814e-05 | 1.1523e-05 | 1.5733e-05 | 1.3734e-05 | 1.3672e-05 | 1.4135e-05 | 1.0483e-05 | 1.5289e-05 | 1.6751e-05 | 1.3024e-05 | 1.2391e-05 | 1.7841e-05 | 1.219e-05 | 1.0917e-05 | 1.2592e-05 | 1.2214e-05 | 1.589e-05 | 1.3629e-05 | 1.5972e-05 | 1.1745e-05 | 1.1505e-05 | 1.5451e-05 | 9.8534e-06 | 1.0584e-05 | 1.6068e-05 | 1.1588e-05 | 1.2662e-05 | 1.2416e-05 | 1.1176e-05 | 1.4414e-05 | 1.7596e-05 | 1.2965e-05 | 1.3721e-05 | 1.034e-05 | 1.3158e-05 | 1.7665e-05 | 1.6431e-05 | 1.6114e-05 | 1.5673e-05 | 1.7968e-05 | 1.5533e-05 | 1.2731e-05 | 1.3524e-05 | 1.3943e-05 | 1.391e-05 | 1.3425e-05 | 1.5604e-05 | 1.571e-05 | 1.5914e-05 | 1.0632e-05 | 1.4045e-05 | 1.4467e-05 | 1.7542e-05 | 1.4884e-05 | 9.8259e-06 | 1.4386e-05 | 1.522e-05 | 1.6325e-05 | 1.5292e-05 | 1.418e-05 | 1.4894e-05 | 1.4762e-05 | 1.2312e-05 | 1.2081e-05 | 1.3164e-05 | 1.2991e-05 | 1.2037e-05 | 1.4281e-05 | 1.1667e-05 | 1.4969e-05 | 1.5979e-05 | 1.5297e-05 | 1.7832e-05 | 1.1641e-05 | 1.3168e-05 | 1.1654e-05 | 1.1388e-05 | 1.1576e-05 | 1.3045e-05 | 1.3407e-05 | 1.7152e-05 | 1.0602e-05 | 1.4069e-05 | 1.3077e-05 | 1.7186e-05 | 1.2666e-05 | 1.6277e-05 | 1.4789e-05 | 1.6465e-05 | 1.5265e-05 | 1.6517e-05 | 1.446e-05 | 1.2264e-05 | 1.5924e-05 | 1.332e-05 | 1.2744e-05 | 1.6868e-05 | 1.1868e-05 | 1.5141e-05 | 1.5472e-05 | 1.4567e-05 | 1.0606e-05 | 1.3456e-05 | 1.102e-05 | 1.7748e-05 | 1.4883e-05 | 9.2682e-06 | 1.7595e-05 | 1.5724e-05 | 1.4801e-05 | 1.351e-05 | 1.5371e-05 | 1.8241e-05 | 1.4847e-05 | 9.3171e-06 | 1.2417e-05 | 1.2537e-05 | 1.2858e-05 | 1.5552e-05 | 1.7445e-05 | 1.4054e-05 | 1.5168e-05 | 1.5599e-05 | 1.1821e-05 | 1.4833e-05 | 1.154e-05 | 1.5588e-05 | 1.3462e-05 | 1.8484e-05 | 1.172e-05 | 1.5265e-05 | 1.444e-05 | 1.4687e-05 | 1.3048e-05 | 1.1432e-05 | 1.857e-05 | 1.5681e-05 | 1.2413e-05 | 1.2079e-05 | 1.2041e-05 | 8.976e-06 | 1.5274e-05 | 1.0009e-05 | 1.4305e-05 | 1.3877e-05 | 1.2857e-05 | 1.5888e-05 | 1.3608e-05 | 1.4558e-05 | 1.4684e-05 | 1.2904e-05 | 1.21e-05 | 1.9052e-05 | 1.582e-05 | 1.0824e-05 | 1.3105e-05 | 1.9836e-05 | 1.6342e-05 | 1.4593e-05 | 1.3587e-05 | 1.4711e-05 | 1.4363e-05 | 1.4402e-05 | 1.3372e-05 | 1.5385e-05 | 1.8486e-05 | 1.783e-05 | 1.5353e-05 | 1.5371e-05 | 1.1936e-05 | 1.0446e-05 | 1.6492e-05 | 1.2237e-05 | 1.2527e-05 | 1.2233e-05 | 1.3492e-05 | 1.1471e-05 | 1.2976e-05 | 1.5876e-05 | 1.2091e-05 | 1.3333e-05 | 1.7149e-05 | 1.611e-05 | 1.3666e-05 | 1.2052e-05 | 1.1263e-05 | 1.363e-05 | 1.0882e-05 | 2.038e-05 | 1.9172e-05 | 1.3058e-05 | 1.37e-05 | 1.3503e-05 | 1.6222e-05 | 1.3317e-05 | 1.8056e-05 | 1.2332e-05 | 1.0701e-05 | 1.473e-05 | 1.3188e-05 | 1.2552e-05 | 1.1605e-05 | 1.2914e-05 | 1.3274e-05 | 1.3399e-05 | 1.4562e-05 | 1.6353e-05 | 1.1833e-05 | 1.4331e-05 | 1.3032e-05 | 1.5913e-05 | 1.6136e-05 | 1.6054e-05 | 1.2532e-05 | 1.2689e-05 | 1.6369e-05 | 1.0815e-05 | 1.2224e-05 | 1.3635e-05 | 1.2251e-05 | 1.2698e-05 | 1.4318e-05 | 1.3099e-05 | 1.3748e-05 | 1.6417e-05 | 9.9272e-06 | 1.405e-05 | 1.4906e-05 | 1.5317e-05 | 1.3394e-05 | 1.9417e-05 | 1.4097e-05 | 1.5458e-05 | 1.4533e-05 | 1.7279e-05 | 1.3188e-05 | 1.294e-05 | 1.0892e-05 | 1.6382e-05 | 1.3183e-05 | 1.4314e-05 | 1.3643e-05 | 1.0891e-05 | 1.4074e-05 | 1.8115e-05 | 1.5082e-05 | 1.3307e-05 | 1.7252e-05 | 1.0217e-05 | 1.1392e-05 | 1.3822e-05 | 1.7787e-05 | 1.3034e-05 | 1.8296e-05 | 1.6981e-05 | 1.5057e-05 | 1.1405e-05 | 1.5057e-05 | 1.6456e-05 | 1.4207e-05 | 1.1699e-05 | 1.1731e-05 | 1.5861e-05 | 1.3965e-05 | 1.4466e-05 | 1.2626e-05 | 1.221e-05 | 1.7227e-05 | 1.7707e-05 | 1.163e-05 | 1.375e-05 | 1.4906e-05 | 1.4585e-05 | 1.5337e-05 | 1.6885e-05 | 1.4482e-05 | 1.7242e-05 | 1.3014e-05 | 1.5879e-05 | 1.2311e-05 | 1.4222e-05 | 1.3904e-05 | 1.3223e-05 | 1.6838e-05 | 1.1389e-05 | 1.4863e-05 | 1.3564e-05 | 1.1817e-05 | 1.4198e-05 | 1.4165e-05 | 1.4106e-05 | 1.6034e-05 | 1.5218e-05 | 1.2051e-05 | 1.181e-05 | 1.6877e-05 | 1.4518e-05 | 1.1257e-05 | 1.8083e-05 | 1.3209e-05 | 1.7418e-05 | 1.64e-05 | 1.1082e-05 | 1.5141e-05 | 1.4392e-05 | 1.2774e-05 | 1.3949e-05 | 1.6302e-05 | 1.3027e-05 | 1.9446e-05 | 1.7082e-05 | 1.1733e-05 | 1.0709e-05 | 1.8655e-05 | 1.2556e-05 | 1.3039e-05 | 1.1908e-05 | 1.4158e-05 | 1.3078e-05 | 1.6153e-05 | 1.448e-05 | 1.214e-05 | 1.4158e-05 | 1.369e-05 | 1.8023e-05 | 1.6065e-05 | 1.2386e-05 | 1.7182e-05 | 1.1468e-05 | 1.5091e-05 | 1.432e-05 | 1.0933e-05 | 1.3689e-05 | 1.2445e-05 | 1.4018e-05 | 1.2299e-05 | 1.2386e-05 | 1.6699e-05 | 1.5225e-05 | 1.38e-05 | 1.6796e-05 | 1.2829e-05 | 1.2095e-05 | 1.1855e-05 | 1.7472e-05 | 1.1075e-05 | 1.7244e-05 | 1.7479e-05 | 1.7717e-05 | 1.2181e-05 | 1.0555e-05 | 1.3725e-05 | 1.2403e-05 | 1.2059e-05 | 1.2883e-05 | 1.3317e-05 | 1.3716e-05 | 1.2746e-05 | 9.7764e-06 | 1.1096e-05 | 1.0854e-05 | 1.5084e-05 | 1.3187e-05 | 1.6518e-05 | 1.532e-05 | 1.2842e-05 | 1.3598e-05 | 1.7186e-05 | 1.8458e-05 | 1.6475e-05 | 1.3646e-05 | 1.6271e-05 | 1.4458e-05 | 1.3051e-05 | 1.5919e-05 | 1.1641e-05 | 1.1659e-05 | 1.798e-05 | 1.3498e-05 | 1.1282e-05 | 1.6144e-05 | 1.6003e-05 | 1.6655e-05 | 1.5298e-05 | 1.184e-05 | 1.494e-05 | 1.3232e-05 | 9.9798e-06 | 1.2636e-05 | 1.3045e-05 | 1.7236e-05 | 1.219e-05 | 1.6627e-05 | 1.3796e-05 | 1.7665e-05 | 1.2e-05 | 1.6181e-05 | 1.7065e-05 | 1.0368e-05 | 1.6564e-05 | 1.2784e-05 | 1.3236e-05 | 1.2619e-05 | 1.475e-05 | 1.8529e-05 | 1.8611e-05 | 1.5426e-05 | 1.4749e-05 | 1.1608e-05 | 1.1495e-05 | 1.5735e-05 | 1.6118e-05 | 1.6474e-05 | 1.3092e-05 | 1.1632e-05 | 1.1132e-05 | 1.7465e-05 | 1.5961e-05 | 1.2451e-05 | 1.3841e-05 | 1.4606e-05 | 1.5352e-05 | 1.362e-05 | 1.2851e-05 | 1.2358e-05 | 1.3783e-05 | 1.7156e-05 | 1.7758e-05 | 1.2749e-05 | 1.5323e-05 | 1.2574e-05 | 1.6108e-05 | 1.4154e-05 | 1.3507e-05 | 1.4765e-05 | 1.823e-05 | 1.5394e-05 | 1.395e-05 | 1.6338e-05 | 1.6631e-05 | 1.1647e-05 | 1.451e-05 | 1.4721e-05 | 1.2904e-05 | 1.6042e-05 | 1.476e-05 | 1.2374e-05 | 1.5184e-05 | 1.2439e-05 | 1.3467e-05 | 1.5128e-05 | 1.0365e-05 | 1.3311e-05 | 1.2745e-05 | 1.5109e-05 | 1.784e-05 | 1.5006e-05 | 1.2065e-05 | 1.726e-05 | 1.2852e-05 | 1.6209e-05 | 1.2582e-05 | 1.5948e-05 | 9.372e-06 | 1.4012e-05 | 1.2649e-05 | 1.8958e-05 | 1.4071e-05 | 1.265e-05 | 1.1487e-05 | 1.0872e-05 | 1.2052e-05 | 1.4785e-05 | 1.619e-05 | 1.4114e-05 | 1.4852e-05 | 1.1333e-05 | 1.8216e-05 | 1.7471e-05 | 1.3316e-05 | 1.172e-05 | 1.5357e-05 | 1.3981e-05 | 1.3772e-05 | 1.0579e-05 | 1.9204e-05 | 9.1287e-06 | 1.2633e-05 | 1.5121e-05 | 1.6071e-05 | 1.4359e-05 | 1.7118e-05 | 1.3873e-05 | 1.0485e-05 | 1.2752e-05 | 1.1454e-05 | 1.0864e-05 | 1.1908e-05 | 1.1433e-05 | 1.6492e-05 | 1.3948e-05 | 1.7376e-05 | 1.095e-05 | 1.5801e-05 | 1.1757e-05 | 1.9153e-05 | 1.1395e-05 | 1.3847e-05 | 1.4655e-05 | 1.3687e-05 | 1.2259e-05 | 1.7926e-05 | 1.1214e-05 | 1.3326e-05 | 1.696e-05 | 1.3586e-05 | 1.4192e-05 | 1.5506e-05 | 1.4073e-05 | 1.1369e-05 | 1.7284e-05 | 1.3075e-05 | 1.7657e-05 | 1.5136e-05 | 1.4237e-05 | 1.2602e-05 | 1.2837e-05 | 1.3519e-05 | 1.0415e-05 | 1.4719e-05 | 1.3962e-05 | 1.189e-05 | 1.5132e-05 | 1.5312e-05 | 1.3055e-05 | 1.3596e-05 | 1.8939e-05 | 1.4672e-05 | 1.6218e-05 | 1.2696e-05 | 1.3815e-05 | 1.3096e-05 | 1.3701e-05 | 1.4924e-05 | 1.0838e-05 | 1.1103e-05 | 1.4108e-05 | 1.3018e-05 | 1.5784e-05 | 1.1275e-05 | 1.2465e-05 | 1.1353e-05 | 1.4604e-05 | 1.4631e-05 | 1.5687e-05 | 1.5061e-05 | 9.366e-06 | 1.725e-05 | 1.79e-05 | 1.253e-05 | 1.2443e-05 | 1.7499e-05 | 1.1902e-05 | 1.1793e-05 | 1.2129e-05 | 1.5455e-05 | 1.4328e-05 | 1.4882e-05 | 1.2643e-05 | 1.4635e-05 | 1.6601e-05 | 1.3343e-05 | 1.2329e-05 | 1.3975e-05 | 1.5423e-05 | 1.7509e-05 | 1.0191e-05 | 1.5221e-05 | 1.356e-05 | 1.1536e-05 | 1.5392e-05 | 1.1774e-05 | 1.4079e-05 | 1.2329e-05 | 1.3142e-05 | 1.6715e-05 | 1.0762e-05 | 1.188e-05 | 1.3474e-05 | 1.101e-05 | 1.0939e-05 | 1.2893e-05 | 1.1533e-05 | 1.6417e-05 | 1.4725e-05 | 1.5145e-05 | 1.5087e-05 | 1.2555e-05 | 1.1876e-05 | 1.0546e-05 | 1.2129e-05 | 1.0969e-05 | 1.4598e-05 | 1.3971e-05 | 1.8406e-05 | 1.605e-05 | 1.4788e-05 | 2.0109e-05 | 1.4475e-05 | 1.7791e-05 | 1.3482e-05 | 1.4565e-05 | 1.6799e-05 | 1.33e-05 | 1.5824e-05 | 1.2985e-05 | 1.474e-05 | 1.1252e-05 | 1.552e-05 | 1.2777e-05 | 1.7732e-05 | 1.5079e-05 | 1.0692e-05 | 1.2459e-05 | 1.4015e-05 | 1.1569e-05 | 1.3147e-05 | 1.2204e-05 | 1.4589e-05 | 1.6213e-05 | 1.7055e-05 | 1.4617e-05 | 1.8511e-05 | 1.8666e-05 | 1.5723e-05 | 1.102e-05 | 1.7433e-05 | 1.3271e-05 | 1.4322e-05 | 1.445e-05 | 1.5637e-05 | 1.183e-05 | 1.1081e-05 | 1.3605e-05 | 1.4363e-05 | 1.2091e-05 | 1.1432e-05 | 1.4001e-05 | 1.6053e-05 | 1.2066e-05 | 1.0589e-05 | 1.1748e-05 | 1.4007e-05 | 1.1069e-05 | 1.589e-05 | 1.068e-05 | 1.2705e-05 | 1.6131e-05 | 1.4605e-05 | 1.5499e-05 | 1.2224e-05 | 1.236e-05 | 1.4976e-05 | 1.4532e-05 | 1.4953e-05 | 1.2993e-05 | 1.1393e-05 | 1.7686e-05 | 1.5587e-05 | 1.6548e-05 | 1.4127e-05 | 1.3869e-05 | 1.3289e-05 | 1.3687e-05 | 1.1935e-05 | 1.5633e-05 | 1.4269e-05 | 8.9051e-06 | 1.3405e-05 | 1.2414e-05 | 1.0338e-05 | 1.1364e-05 | 1.7225e-05 | 1.1632e-05 | 1.3691e-05 | 1.3815e-05 | 1.6177e-05 | 1.1433e-05 | 1.4645e-05 | 1.51e-05 | 1.0777e-05 | 1.6473e-05 | 1.3138e-05 | 1.1284e-05 | 1.8401e-05 | 1.0145e-05 | 1.2532e-05 | 1.3151e-05 | 1.4961e-05 | 1.3779e-05 | 1.3941e-05 | 1.6303e-05 | 1.7612e-05 | 1.4511e-05 | 1.2686e-05 | 1.4881e-05 | 1.637e-05 | 1.3995e-05 | 1.2072e-05 | 1.485e-05 | 1.2829e-05 | 1.0925e-05 | 1.4473e-05 | 1.435e-05 | 1.5266e-05 | 1.3189e-05 | 1.7893e-05 | 1.4714e-05 | 1.1361e-05 | 1.282e-05 | 1.472e-05 | 1.5138e-05 | 1.3542e-05 | 1.8284e-05 | 1.0359e-05 | 1.2044e-05 | 1.5829e-05 | 1.556e-05 | 1.4716e-05 | 1.7041e-05 | 1.4727e-05 | 1.4503e-05 | 1.0626e-05 | 1.1781e-05 | 1.1889e-05 | 1.4437e-05 | 1.0743e-05 | 1.3869e-05 | 1.7172e-05 | 1.5041e-05 | 1.6001e-05 | 1.6916e-05 | 1.4042e-05 | 1.3875e-05 | 1.6497e-05 | 2.011e-05 | 1.0457e-05 | 1.7789e-05 | 1.3622e-05 | 1.5468e-05 | 1.4545e-05 | 1.5881e-05 | 1.106e-05 | 1.2122e-05 | 1.9378e-05 | 1.6734e-05 | 1.4634e-05 | 1.6309e-05 | 1.2523e-05 | 1.5884e-05 | 1.3582e-05 | 1.457e-05 | 1.5278e-05 | 1.6297e-05 | 1.2491e-05 | 1.888e-05 | 1.2927e-05 | 1.1881e-05 | 1.4392e-05 | 1.0591e-05 | 1.4747e-05 | 2.0396e-05 | 1.3648e-05 | 1.8369e-05 | 1.6204e-05 | 1.0688e-05 | 1.1967e-05 | 1.6508e-05 | 1.1053e-05 | 1.4769e-05 | 1.3545e-05 | 1.4506e-05 | 1.5762e-05 | 1.3247e-05 | 1.578e-05 | 1.8131e-05 | 1.3587e-05 | 1.3724e-05 | 1.09e-05 | 1.5344e-05 | 1.6754e-05 | 1.4795e-05 | 1.3723e-05 | 1.3885e-05 | 1.6565e-05 | 1.7188e-05 | 1.1288e-05 | 1.0248e-05 | 1.3527e-05 | 1.6374e-05 | 1.7217e-05 | 1.313e-05 | 1.5962e-05 | 1.0632e-05 | 1.7432e-05 | 1.3125e-05 | 1.0606e-05 | 1.5486e-05 | 1.0217e-05 | 1.628e-05 | 1.3677e-05 | 1.4366e-05 | 1.2239e-05 | 1.3839e-05 | 1.3182e-05 | 1.3739e-05 | 1.8374e-05 | 1.331e-05 | 1.4063e-05 | 2.0711e-05 | 1.0706e-05 | 1.1043e-05 | 1.6571e-05 | 1.4628e-05 | 1.375e-05 | 1.2704e-05 | 1.3928e-05 | 1.1822e-05 | 1.5869e-05 | 1.3152e-05 | 1.4902e-05 | 1.5677e-05 | 1.1833e-05 | 1.3339e-05 | 1.561e-05 | 1.4856e-05 | 1.1117e-05 | 1.2691e-05 | 1.4083e-05 | 1.8899e-05 | 1.3408e-05 | 1.6702e-05 | 1.2786e-05 | 1.469e-05 | 1.4798e-05 | 1.1203e-05 | 1.0449e-05 | 1.4113e-05 | 1.5441e-05 | 1.2495e-05 | 1.3912e-05 | 1.3171e-05 | 1.3697e-05 | 1.2456e-05 | 1.5297e-05 | 1.3396e-05 | 1.5865e-05 | 1.4091e-05 | 1.2212e-05 | 1.3683e-05 | 1.5749e-05 | 1.5291e-05 | 1.2329e-05 | 1.4528e-05 | 1.2749e-05 | 1.1485e-05 | 1.2606e-05 | 1.1372e-05 | 1.1757e-05 | 1.4994e-05 | 1.1184e-05 | 1.245e-05 | 1.684e-05 | 1.3371e-05 | 1.5935e-05 | 1.1137e-05 | 1.2097e-05 | 1.2348e-05 | 1.4972e-05 | 1.8452e-05 | 1.2087e-05 | 1.0708e-05 | 1.6255e-05 | 1.7277e-05 | 1.6928e-05 | 1.2027e-05 | 1.628e-05 | 1.3525e-05 | 1.7059e-05 | 1.4352e-05 | 1.409e-05 | 1.4162e-05 | 1.3722e-05 | 1.5745e-05 | 1.3918e-05 | 1.3923e-05 | 1.4735e-05 | 1.5377e-05 | 1.429e-05 | 1.3769e-05 | 1.344e-05 | 1.8546e-05 | 1.2599e-05 | 1.4752e-05 | 1.6108e-05 | 1.3794e-05 | 1.2719e-05 | 1.3566e-05 | 1.1527e-05 | 1.239e-05 | 1.2678e-05 | 1.1784e-05 | 1.0868e-05 | 1.5891e-05 | 1.3455e-05 | 1.0033e-05 | 1.6136e-05 | 1.5833e-05 | 1.2299e-05 | 1.3814e-05 | 1.0262e-05 | 1.6685e-05 | 1.4252e-05 | 1.3737e-05 | 1.7598e-05 | 1.6869e-05 | 1.6564e-05 | 1.3917e-05 | 1.6306e-05 | 1.4112e-05 | 1.1874e-05 | 1.579e-05 | 1.3055e-05 | 1.4943e-05 | 1.4579e-05 | 1.1566e-05 | 1.7596e-05 | 1.9529e-05 | 1.9451e-05 | 1.482e-05 | 1.4241e-05 | 1.0791e-05 | 1.4453e-05 | 1.2004e-05 | 1.5066e-05 | 1.3073e-05 | 1.725e-05 | 1.1523e-05 | 1.5315e-05 | 1.2719e-05 | 1.4133e-05 | 1.2046e-05 | 1.699e-05 | 1.1669e-05 | 1.3762e-05 | 1.4374e-05 | 1.1882e-05 | 1.3538e-05 | 1.9227e-05 | 1.0624e-05 | 1.7006e-05 | 1.6284e-05 | 1.7291e-05 | 1.4333e-05 | 1.4316e-05 | 1.4889e-05 | 1.2247e-05 | 1.2472e-05 | 1.2804e-05 | 1.3982e-05 | 1.1912e-05 | 1.1858e-05 | 1.688e-05 | 1.3202e-05 | 1.2756e-05 | 1.3768e-05 | 1.6313e-05 | 1.3752e-05 | 1.2191e-05 | 1.5508e-05 | 1.4374e-05 | 1.2451e-05 | 1.1466e-05 | 1.0708e-05 | 1.3805e-05 | 1.2805e-05 | 1.4494e-05 | 1.8573e-05 | 1.6396e-05 | 1.3779e-05 | 1.6733e-05 | 1.0538e-05 | 1.5671e-05 | 1.6635e-05 | 1.8101e-05 | 1.1284e-05 | 1.3708e-05 | 1.5292e-05 | 1.531e-05 | 1.5538e-05 | 1.1404e-05 | 1.525e-05 | 1.4467e-05 | 1.4536e-05 | 1.187e-05 | 1.3335e-05 | 1.2385e-05 | 1.0071e-05 | 1.1399e-05 | 1.1162e-05 | 1.4749e-05 | 1.6621e-05 | 1.1961e-05 | 1.5376e-05 | 1.2885e-05 | 1.3168e-05 | 1.4664e-05 | 1.21e-05 | 1.307e-05 | 1.2628e-05 | 1.3471e-05 | 1.72e-05 | 1.287e-05 | 1.1235e-05 | 1.412e-05 | 1.1365e-05 | 1.1485e-05 | 1.467e-05 | 1.4515e-05 | 1.3007e-05 | 1.0346e-05 | 1.5151e-05 | 1.0187e-05 | 1.4216e-05 | 1.6452e-05 | 1.0361e-05 | 9.6932e-06 | 1.5354e-05 | 1.2003e-05 | 1.6782e-05 | 1.2591e-05 | 1.105e-05 | 1.4438e-05 | 1.6404e-05 | 1.4215e-05 | 1.4713e-05 | 1.1169e-05 | 1.312e-05 | 1.2248e-05 | 1.5469e-05 | 1.0253e-05 | 1.3784e-05 | 1.5635e-05 | 1.1581e-05 | 1.4862e-05 | 1.1895e-05 | 1.1423e-05 | 1.3684e-05 | 1.7805e-05 | 1.5629e-05 | 1.5835e-05 | 1.1255e-05 | 1.3402e-05 | 1.1865e-05 | 1.2889e-05 | 1.0767e-05 | 1.7324e-05 | 1.2895e-05 | 1.2087e-05 | 1.3638e-05 | 1.1761e-05 | 1.2316e-05 | 1.4558e-05 | 1.663e-05 | 1.2854e-05 | 1.2944e-05 | 1.1443e-05 | 1.5369e-05 | 1.6118e-05 | 1.1534e-05 | 1.4829e-05 | 1.6234e-05 | 1.4243e-05 | 1.5772e-05 | 1.3873e-05 | 1.2548e-05 | 1.4016e-05 | 1.1919e-05 | 1.1911e-05 | 1.1494e-05 | 1.876e-05 | 1.581e-05 | 1.9055e-05 | 1.4234e-05 | 1.0487e-05 | 1.373e-05 | 1.184e-05 | 1.4117e-05 | 1.5115e-05 | 1.2683e-05 | 1.4901e-05 | 1.445e-05 | 1.3984e-05 | 1.4855e-05 | 1.3164e-05 | 1.7454e-05 | 1.492e-05 | 1.262e-05 | 1.068e-05 | 1.367e-05 | 8.8723e-06 | 1.4397e-05 | 1.4397e-05 | 1.346e-05 | 1.1305e-05 | 1.0223e-05 | 1.3301e-05 | 1.6168e-05 | 1.0348e-05 | 1.3715e-05 | 1.2382e-05 | 1.4624e-05 | 1.3596e-05 | 1.2104e-05 | 1.3432e-05 | 1.4894e-05 | 1.214e-05 | 1.3009e-05 | 1.3221e-05 | 1.5518e-05 | 9.7007e-06 | 1.0632e-05 | 1.7885e-05 | 1.3168e-05 | 1.2636e-05 | 1.412e-05 | 1.1574e-05 | 1.056e-05 | 1.1683e-05 | 1.7731e-05 | 1.3161e-05 | 1.6175e-05 | 1.5169e-05 | 1.395e-05 | 1.6116e-05 | 1.5868e-05 | 1.4316e-05 | 1.9544e-05 | 1.8383e-05 | 1.5138e-05 | 1.5974e-05 | 1.2582e-05 | 1.3685e-05 | 1.1113e-05 | 1.1283e-05 | 1.6904e-05 | 1.345e-05 | 1.455e-05 | 1.4511e-05 | 1.2407e-05 | 1.4805e-05 | 1.1697e-05 | 1.3551e-05 | 1.636e-05 | 1.3454e-05 | 1.0887e-05 | 1.7561e-05 | 1.4266e-05 | 1.3493e-05 | 1.1264e-05 | 1.4952e-05 | 1.2377e-05 | 1.242e-05 | 1.2751e-05 | 1.1337e-05 | 1.8379e-05 | 1.2244e-05 | 1.4889e-05 | 1.3553e-05 | 1.6795e-05 | 1.3449e-05 | 1.3136e-05 | 1.452e-05 | 1.2459e-05 | 1.2575e-05 | 1.2638e-05 | 1.0981e-05 | 1.4555e-05 | 1.444e-05 | 1.3032e-05 | 1.5711e-05 | 1.236e-05 | 1.3063e-05 | 1.5766e-05 | 1.3104e-05 | 1.2796e-05 | 1.4898e-05 | 1.2667e-05 | 1.5344e-05 | 1.8073e-05 | 1.1147e-05 | 1.1511e-05 | 1.4905e-05 | 1.1946e-05 | 1.5218e-05 | 1.2014e-05 | 1.7877e-05 | 1.0793e-05 | 1.5709e-05 | 1.581e-05 | 1.2286e-05 | 1.1624e-05 | 1.3278e-05 | 1.3284e-05 | 1.988e-05 | 1.3711e-05 | 1.3445e-05 | 1.0672e-05 | 1.2218e-05 | 1.3601e-05 | 1.8252e-05 | 1.6461e-05 | 1.2916e-05 | 1.3353e-05 | 1.1642e-05 | 1.7792e-05 | 1.3104e-05 | 1.2534e-05 | 1.1486e-05 | 1.1838e-05 | 9.3088e-06 | 1.4509e-05 | 1.4237e-05 | 1.0184e-05 | 1.2498e-05 | 1.2157e-05 | 1.3523e-05 | 1.3828e-05 | 1.5277e-05 | 1.4338e-05 | 1.5271e-05 | 1.5967e-05 | 1.4121e-05 | 1.4857e-05 | 1.3467e-05 | 1.2229e-05 | 1.2324e-05 | 1.1238e-05 | 1.4171e-05 | 1.4689e-05 | 1.3677e-05 | 1.3986e-05 | 1.3794e-05 | 1.1931e-05 | 1.3493e-05 | 1.3065e-05 | 1.1012e-05 | 1.546e-05 | 1.3859e-05 | 1.29e-05 | 1.2615e-05 | 1.3441e-05 | 1.4578e-05 | 1.4994e-05 | 1.406e-05 | 1.3278e-05 | 1.4841e-05 | 1.4614e-05 | 1.6522e-05 | 1.3916e-05 | 1.302e-05 | 1.8485e-05 | 1.3974e-05 | 1.441e-05 | 1.5737e-05 | 1.2403e-05 | 1.5007e-05 | 1.0841e-05 | 1.4494e-05 | 1.49e-05 | 1.1917e-05 | 1.4188e-05 | 8.9426e-06 | 1.6655e-05 | 9.6199e-06 | 1.1603e-05 | 1.475e-05 | 1.8344e-05 | 1.9022e-05 | 1.2995e-05 | 1.79e-05 | 1.1033e-05 | 1.4833e-05 | 1.2733e-05 | 1.5306e-05 | 1.2129e-05 | 1.7281e-05 | 1.4496e-05 | 1.3204e-05 | 1.4337e-05 | 1.5494e-05 | 1.4029e-05 | 1.0872e-05 | 1.2938e-05 | 1.6608e-05 | 1.28e-05 | 1.4867e-05 | 1.2487e-05 | 1.5893e-05 | 1.238e-05 | 1.2759e-05 | 1.1282e-05 | 1.1814e-05 | 1.6301e-05 | 1.7198e-05 | 1.4645e-05 | 1.1595e-05 | 1.4941e-05 | 1.9081e-05 | 1.2917e-05 | 1.3906e-05 | 1.2272e-05 | 1.5173e-05 | 9.5643e-06 | 1.1726e-05 | 1.5089e-05 | 1.3019e-05 | 1.1927e-05 | 1.6735e-05 | 1.3807e-05 | 1.8598e-05 | 1.2854e-05 | 1.1145e-05 | 1.5047e-05 | 1.0803e-05 | 1.0973e-05 | 1.5029e-05 | 1.2612e-05 | 1.4762e-05 | 1.6596e-05 | 1.4157e-05 | 1.6354e-05 | 1.3828e-05 | 1.6351e-05 | 1.3462e-05 | 1.8613e-05 | 1.3553e-05 | 1.2857e-05 | 1.3808e-05 | 1.2051e-05 | 1.1362e-05 | 1.3959e-05 | 1.5764e-05 | 1.8449e-05 | 1.4246e-05 | 1.6478e-05 | 1.7091e-05 | 1.2814e-05 | 1.1493e-05 | 1.1303e-05 | 1.6727e-05 | 1.9183e-05 | 1.4021e-05 | 1.194e-05 | 1.727e-05 | 1.2879e-05 | 1.7009e-05 | 1.6963e-05 | 1.6283e-05 | 1.557e-05 | 1.1243e-05 | 1.2266e-05 | 1.319e-05 | 1.3216e-05 | 1.2592e-05 | 1.4711e-05 | 1.2645e-05 | 1.3194e-05 | 1.2913e-05 | 1.6294e-05 | 1.3469e-05 | 1.2033e-05 | 1.3672e-05 | 1.4909e-05 | 1.2864e-05 | 1.1604e-05 | 1.8101e-05 | 1.7494e-05 | 1.7307e-05 | 1.6581e-05 | 1.7266e-05 | 1.8759e-05 | 1.0637e-05 | 1.7818e-05 | 1.3982e-05 | 1.1751e-05 | 1.4599e-05 | 1.34e-05 | 1.6015e-05 | 1.3155e-05 | 1.1163e-05 | 1.5475e-05 | 1.2608e-05 | 1.2108e-05 | 1.634e-05 | 1.759e-05 | 1.183e-05 | 1.1279e-05 | 1.4729e-05 | 1.5032e-05 | 1.5363e-05 | 1.161e-05 | 1.4252e-05 | 9.7217e-06 | 1.2429e-05 | 1.4856e-05 | 1.2538e-05 | 1.6223e-05 | 1.5011e-05 | 1.1993e-05 | 1.0962e-05 | 1.2967e-05 | 1.3919e-05 | 1.1728e-05 | 1.0924e-05 | 1.4654e-05 | 1.7926e-05 | 1.131e-05 | 1.7612e-05 | 1.9268e-05 | 1.317e-05 | 1.0749e-05 | 1.3952e-05 | 1.1234e-05 | 1.1064e-05 | 1.6044e-05 | 1.6851e-05 | 1.3259e-05 | 1.4381e-05 | 1.7713e-05 | 1.5034e-05 | 1.4861e-05 | 1.2338e-05 | 1.5421e-05 | 1.4808e-05 | 1.2662e-05 | 1.6263e-05 | 1.2148e-05 | 1.3823e-05 | 1.6613e-05 | 9.9595e-06 | 1.0887e-05 | 1.0133e-05 | 1.5318e-05 | 1.2684e-05 | 1.4702e-05 | 1.4853e-05 | 1.2562e-05 | 1.0932e-05 | 1.4935e-05 | 1.3258e-05 | 1.1991e-05 | 1.48e-05 | 1.078e-05 | 1.548e-05 | 1.2317e-05 | 1.4544e-05 | 1.3671e-05 | 1.6545e-05 | 1.3613e-05 | 1.3541e-05 | 1.2375e-05 | 1.1356e-05 | 1.522e-05 | 1.6756e-05 | 1.5812e-05 | 1.2799e-05 | 1.4251e-05 | 1.613e-05 | 1.1562e-05 | 1.5019e-05 | 1.1213e-05 | 1.509e-05 | 1.3237e-05 | 9.2811e-06 | 1.2663e-05 | 2.0054e-05 | 1.1399e-05 | 1.8892e-05 | 1.2535e-05 | 1.6821e-05 | 1.372e-05 | 1.1158e-05 | 1.4025e-05 | 1.4209e-05 | 1.417e-05 | 1.5494e-05 | 1.6459e-05 | 1.6288e-05 | 1.5243e-05 | 1.2928e-05 | 1.7436e-05 | 1.4388e-05 | 1.3647e-05 | 1.2099e-05 | 1.4672e-05 | 1.3329e-05 | 1.4748e-05 | 1.229e-05 | 1.5145e-05 | 1.6057e-05 | 1.496e-05 | 1.2101e-05 | 1.4075e-05 | 1.3376e-05 | 1.3237e-05 | 1.3786e-05 | 1.2461e-05 | 1.4391e-05 | 1.511e-05 | 1.5757e-05 | 1.2765e-05 | 1.2906e-05 | 1.3983e-05 | 1.2779e-05 | 1.5931e-05 | 1.1567e-05 | 1.6341e-05 | 1.6071e-05 | 1.8844e-05 | 1.278e-05 | 1.7764e-05 | 1.5921e-05 | 1.4223e-05 | 1.357e-05 | 1.0216e-05 | 1.4276e-05 | 1.3377e-05 | 1.3544e-05 | 1.4782e-05 | 1.3068e-05 | 1.8022e-05 | 1.7134e-05 | 1.1745e-05 | 1.311e-05 | 1.8252e-05 | 1.136e-05 | 1.4034e-05 | 1.5129e-05 | 1.3302e-05 | 1.3559e-05 | 1.1359e-05 | 1.4136e-05 | 1.6527e-05 | 1.2389e-05 | 1.3635e-05 | 1.6307e-05 | 1.3287e-05 | 1.11e-05 | 1.7314e-05 | 1.5321e-05 | 1.5902e-05 | 1.4094e-05 | 1.2403e-05 | 1.4503e-05 | 1.3317e-05 | 1.529e-05 | 1.3925e-05 | 1.4727e-05 | 1.3883e-05 | 1.1964e-05 | 1.087e-05 | 1.5903e-05 | 1.0907e-05 | 1.1505e-05 | 1.7568e-05 | 1.2185e-05 | 1.6099e-05 | 1.5581e-05 | 1.1775e-05 | 1.2731e-05 | 1.4601e-05 | 1.3015e-05 | 1.7009e-05 | 1.3359e-05 | 1.646e-05 | 9.4566e-06 | 1.3909e-05 | 1.4994e-05 | 1.2454e-05 | 1.3949e-05 | 1.3204e-05 | 1.2582e-05 | 1.1961e-05 | 1.4448e-05 | 1.5462e-05 | 1.3822e-05 | 1.514e-05 | 1.1344e-05 | 1.5453e-05 | 1.713e-05 | 1.1e-05 | 1.7196e-05 | 1.0748e-05 | 1.4491e-05 | 1.3369e-05 | 1.5317e-05 | 1.7368e-05 | 1.1911e-05 | 1.39e-05 | 1.4051e-05 | 1.2579e-05 | 1.8532e-05 | 1.3649e-05 | 1.2503e-05 | 1.6125e-05 | 1.3164e-05 | 1.6677e-05 | 1.4335e-05 | 1.713e-05 | 9.7838e-06 | 1.4413e-05 | 1.6951e-05 | 1.6502e-05 | 1.2146e-05 | 1.1574e-05 | 1.5389e-05 | 1.1773e-05 | 1.3445e-05 | 1.3219e-05 | 1.5415e-05 | 1.3958e-05 | 1.7936e-05 | 1.4625e-05 | 1.3568e-05 | 1.4637e-05 | 1.2349e-05 | 1.9847e-05 | 1.2497e-05 | 1.8057e-05 | 1.2934e-05 | 1.0066e-05 | 1.7307e-05 | 1.0805e-05 | 1.2401e-05 | 1.7663e-05 | 1.0799e-05 | 1.0795e-05 | 1.3999e-05 | 1.3512e-05 | 1.2043e-05 | 1.13e-05 | 1.7163e-05 | 1.5051e-05 | 1.5752e-05 | 2.0414e-05 | 1.2e-05 | 1.786e-05 | 1.6176e-05 | 1.5375e-05 | 1.1698e-05 | 1.1679e-05 | 1.7229e-05 | 1.7622e-05 | 1.6067e-05 | 1.083e-05 | 1.4915e-05 | 1.7582e-05 | 1.1291e-05 | 1.4217e-05 | 1.4703e-05 | 1.5105e-05 | 1.286e-05 | 1.7399e-05 | 1.2545e-05 | 1.4293e-05 | 1.4307e-05 | 1.6559e-05 | 1.336e-05 | 1.2601e-05 | 1.3372e-05 | 1.4909e-05 | 1.5709e-05 | 1.2151e-05 | 1.8494e-05 | 1.5914e-05 | 1.2438e-05 | 1.1178e-05 | 1.33e-05 | 1.1598e-05 | 1.2549e-05 | 1.6362e-05 | 1.2151e-05 | 1.1526e-05 | 1.7502e-05 | 1.3895e-05 | 1.4688e-05 | 1.7387e-05 | 1.4067e-05 | 1.5267e-05 | 1.1193e-05 | 1.6477e-05 | 1.4706e-05 | 1.218e-05 | 1.0505e-05 | 1.4473e-05 | 1.7253e-05 | 1.2578e-05 | 1.4328e-05 | 1.1329e-05 | 1.3081e-05 | 1.6074e-05 | 1.1183e-05 | 1.4805e-05 | 1.2249e-05 | 1.5197e-05 | 1.7558e-05 | 1.5791e-05 | 1.6467e-05 | 1.3799e-05 | 1.3855e-05 | 1.3693e-05 | 1.6372e-05 | 1.8704e-05 | 1.5004e-05 | 1.4361e-05 | 1.4257e-05 | 1.7834e-05 | 1.2839e-05 | 1.4524e-05 | 1.4727e-05 | 1.6756e-05 | 1.0705e-05 | 1.3569e-05 | 1.7372e-05 | 9.4981e-06 | 1.3883e-05 | 1.4427e-05 | 9.0112e-06 | 1.2623e-05 | 1.8636e-05 | 1.0658e-05 | 1.8109e-05 | 1.6808e-05 | 1.3548e-05 | 1.2965e-05 | 1.3213e-05 | 1.1566e-05 | 1.9112e-05 | 1.3971e-05 | 1.3212e-05 | 1.5776e-05 | 1.3964e-05 | 1.3667e-05 | 8.4765e-06 | 1.3702e-05 | 1.5962e-05 | 1.4581e-05 | 1.2195e-05 | 1.0744e-05 | 1.5765e-05 | 1.7452e-05 | 1.2536e-05 | 1.5613e-05 | 1.3324e-05 | 1.2007e-05 | 1.1828e-05 | 1.0842e-05 | 1.4411e-05 | 1.2503e-05 | 1.2512e-05 | 1.3709e-05 | 1.1675e-05 | 1.7187e-05 | 1.188e-05 | 1.2359e-05 | 1.4765e-05 | 1.5175e-05 | 2.0214e-05 | 1.4201e-05 | 1.5849e-05 | 1.1251e-05 | 1.3603e-05 | 1.3709e-05 | 1.3169e-05 | 1.3544e-05 | 1.8112e-05 | 1.5331e-05 | 1.3202e-05 | 1.2357e-05 | 1.6752e-05 | 1.1356e-05 | 1.1886e-05 | 1.2023e-05 | 1.5591e-05 | 1.6988e-05 | 1.5725e-05 | 1.405e-05 | 1.4848e-05 | 1.7387e-05 | 1.7423e-05 | 1.1666e-05 | 1.0988e-05 | 1.5087e-05 | 1.6099e-05 | 1.3449e-05 | 2.0601e-05 | 1.1346e-05 | 1.5855e-05 | 1.5989e-05 | 1.385e-05 | 1.6166e-05 | 1.2694e-05 | 1.4864e-05 | 1.3371e-05 | 1.3981e-05 | 1.183e-05 | 1.4435e-05 | 1.124e-05 | 1.6716e-05 | 1.4913e-05 | 1.4808e-05 | 1.6747e-05 | 1.1916e-05 | 1.461e-05 | 1.303e-05 | 1.2603e-05 | 1.7823e-05 | 1.3693e-05 | 9.7542e-06 | 1.416e-05 | 1.8888e-05 | 1.3621e-05 | 1.6671e-05 | 1.2082e-05 | 1.4909e-05 | 1.4629e-05 | 1.7327e-05 | 1.5928e-05 | 1.2823e-05 | 1.2761e-05 | 1.2558e-05 | 1.4075e-05 | 1.4817e-05 | 1.0145e-05 | 1.7269e-05 | 1.4768e-05 | 1.4644e-05 | 1.1129e-05 | 1.2e-05 | 1.1634e-05 | 1.4116e-05 | 1.3647e-05 | 1.3764e-05 | 1.3978e-05 | 1.6343e-05 | 1.0511e-05 | 1.5147e-05 | 2.016e-05 | 1.7386e-05 | 1.3519e-05 | 1.4205e-05 | 1.1525e-05 | 1.4993e-05 | 1.6591e-05 | 1.7014e-05 | 1.721e-05 | 1.6108e-05 | 1.2422e-05 | 1.691e-05 | 1.3532e-05 | 1.1202e-05 | 1.1111e-05 | 1.0925e-05 | 1.3917e-05 | 1.6277e-05 | 1.1398e-05 | 1.4581e-05 | 1.8312e-05 | 1.2323e-05 | 1.8069e-05 | 1.5688e-05 | 1.5248e-05 | 1.3436e-05 | 1.4366e-05 | 1.4866e-05 | 1.3626e-05 | 1.6373e-05 | 1.3885e-05 | 1.1203e-05 | 1.1878e-05 | 1.7919e-05 | 1.5342e-05 | 1.2072e-05 | 1.5378e-05 | 1.337e-05 | 1.7954e-05 | 1.1178e-05 | 1.0547e-05 | 1.3173e-05 | 1.2697e-05 | 1.0401e-05 | 1.2167e-05 | 1.0461e-05 | 1.1956e-05 | 1.4414e-05 | 1.8842e-05 | 1.2759e-05 | 1.7374e-05 | 1.2424e-05 | 1.2146e-05 | 1.6127e-05 | 1.4258e-05 | 1.588e-05 | 1.626e-05 | 1.5031e-05 | 1.0475e-05 | 1.6044e-05 | 1.3656e-05 | 1.7112e-05 | 1.4542e-05 | 1.2235e-05 | 1.7799e-05 | 1.4876e-05 | 1.1712e-05 | 1.7034e-05 | 1.6187e-05 | 1.5837e-05 | 1.1631e-05 | 1.6542e-05 | 1.3916e-05 | 1.2635e-05 | 8.9603e-06 | 1.6467e-05 | 1.4297e-05 | 1.3957e-05 | 1.3328e-05 | 1.5116e-05 | 1.3387e-05 | 1.7626e-05 | 1.1353e-05 | 1.0185e-05 | 1.3353e-05 | 9.9871e-06 | 1.4068e-05 | 1.1477e-05 | 1.451e-05 | 1.7234e-05 | 1.0442e-05 | 1.1977e-05 | 1.2765e-05 | 1.2455e-05 | 1.2229e-05 | 1.4026e-05 | 1.4412e-05 | 1.4462e-05 | 1.1698e-05 | 1.7155e-05 | 1.14e-05 | 1.5057e-05 | 1.392e-05 | 1.6234e-05 | 1.414e-05 | 1.421e-05 | 1.5392e-05 | 1.5017e-05 | 1.2806e-05 | 1.1675e-05 | 1.3693e-05 | 1.3575e-05 | 1.3898e-05 | 1.4555e-05 | 1.1979e-05 | 1.2297e-05 | 1.4044e-05 | 1.6935e-05 | 1.6278e-05 | 1.3484e-05 | 1.4103e-05 | 1.6601e-05 | 1.4353e-05 | 1.1636e-05 | 1.3824e-05 | 1.2285e-05 | 1.2515e-05 | 1.4223e-05 | 1.707e-05 | 1.5768e-05 | 1.4062e-05 | 1.4227e-05 | 1.6477e-05 | 1.4343e-05 | 1.2648e-05 | 1.2987e-05 | 1.4954e-05 | 1.2877e-05 | 1.265e-05 | 1.58e-05 | 1.2675e-05 | 1.4408e-05 | 1.2993e-05 | 1.4329e-05 | 1.5307e-05 | 1.4701e-05 | 1.3241e-05 | 1.2175e-05 | 1.8491e-05 | 1.3126e-05 | 1.3922e-05 | 1.0055e-05 | 1.6365e-05 | 9.097e-06 | 1.1444e-05 | 1.4069e-05 | 1.2682e-05 | 1.3519e-05 | 1.1923e-05 | 1.5733e-05 | 1.1571e-05 | 1.0558e-05 | 1.4432e-05 | 1.6115e-05 | 1.3033e-05 | 1.5995e-05 | 1.5458e-05 | 1.2909e-05 | 1.3072e-05 | 1.3502e-05 | 1.7649e-05 | 1.3075e-05 | 1.2165e-05 | 1.4054e-05 | 1.265e-05 | 1.3639e-05 | 1.7791e-05 | 1.5063e-05 | 1.3518e-05 | 1.4864e-05 | 1.487e-05 | 1.5333e-05 | 1.2363e-05 | 1.3654e-05 | 1.6593e-05 | 1.3287e-05 | 1.2654e-05 | 1.1959e-05 | 1.1418e-05 | 1.1395e-05 | 1.0297e-05 | 1.0715e-05 | 1.7192e-05 | 1.4502e-05 | 1.1819e-05 | 1.5718e-05 | 1.5839e-05 | 1.7113e-05 | 1.17e-05 | 1.5167e-05 | 1.6724e-05 | 1.3544e-05 | 1.4828e-05 | 1.1409e-05 | 1.4742e-05 | 1.6243e-05 | 1.0814e-05 | 1.7085e-05 | 1.5736e-05 | 1.5338e-05 | 1.4448e-05 | 1.4199e-05 | 1.0499e-05 | 2.1597e-05 | 1.2338e-05 | 1.3389e-05 | 1.3109e-05 | 1.3007e-05 | 1.2245e-05 | 1.6413e-05 | 1.3807e-05 | 1.3084e-05 | 1.0787e-05 | 1.4553e-05 | 1.4003e-05 | 1.4467e-05 | 1.2624e-05 | 1.7207e-05 | 1.4742e-05 | 1.4584e-05 | 1.2792e-05 | 1.6818e-05 | 1.2444e-05 | 9.1991e-06 | 1.7506e-05 | 1.6328e-05 | 1.4973e-05 | 1.662e-05 | 1.4756e-05 | 1.8663e-05 | 1.5582e-05 | 1.0889e-05 | 1.3781e-05 | 1.6752e-05 | 1.4814e-05 | 1.519e-05 | 1.3755e-05 | 1.3305e-05 | 1.4936e-05 | 1.3145e-05 | 1.8809e-05 | 1.4529e-05 | 1.5398e-05 | 1.0938e-05 | 1.6305e-05 | 1.3666e-05 | 9.2314e-06 | 1.681e-05 | 1.6159e-05 | 1.5587e-05 | 1.339e-05 | 1.4674e-05 | 1.5273e-05 | 1.6031e-05 | 1.1229e-05 | 1.1627e-05 | 1.2551e-05 | 1.3803e-05 | 1.7349e-05 | 1.2677e-05 | 1.5452e-05 | 1.6369e-05 | 1.4705e-05 | 1.1408e-05 | 1.1274e-05 | 1.2486e-05 | 1.2746e-05 | 1.3199e-05 | 1.33e-05 | 1.1239e-05 | 1.6908e-05 | 1.1722e-05 | 1.5536e-05 | 1.1978e-05 | 1.739e-05 | 1.1295e-05 | 1.5781e-05 | 1.496e-05 | 1.6384e-05 | 1.191e-05 | 1.3623e-05 | 1.176e-05 | 1.1031e-05 | 1.0624e-05 | 1.3945e-05 | 1.1261e-05 | 1.6786e-05 | 1.4909e-05 | 1.2986e-05 | 1.1708e-05 | 1.3723e-05 | 1.1738e-05 | 1.4669e-05 | 1.145e-05 | 1.8307e-05 | 1.5864e-05 | 1.5686e-05 | 1.5314e-05 | 1.6614e-05 | 1.3739e-05 | 1.7154e-05 | 1.4842e-05 | 1.6272e-05 | 1.3205e-05 | 1.1716e-05 | 1.3e-05 | 1.1997e-05 | 1.5251e-05 | 1.3403e-05 | 1.486e-05 | 1.6885e-05 | 1.479e-05 | 1.6125e-05 | 1.9003e-05 | 1.582e-05 | 1.2654e-05 | 1.4387e-05 | 9.4679e-06 | 1.6424e-05 | 1.3324e-05 | 1.6443e-05 | 1.6532e-05 | 1.5451e-05 | 1.5879e-05 | 1.2944e-05 | 1.2418e-05 | 1.4403e-05 | 1.3262e-05 | 1.6465e-05 | 1.3353e-05 | 1.3592e-05 | 1.1987e-05 | 1.245e-05 | 1.2438e-05 | 1.3618e-05 | 1.731e-05 | 1.359e-05 | 1.352e-05 | 1.318e-05 | 1.4471e-05 | 1.191e-05 | 1.0954e-05 | 1.0925e-05 | 1.4955e-05 | 1.1642e-05 | 1.2204e-05 | 1.0529e-05 | 1.1772e-05 | 1.6021e-05 | 1.6501e-05 | 1.6054e-05 | 1.7378e-05 | 1.4326e-05 | 1.7065e-05 | 1.6317e-05 | 1.7324e-05 | 1.2862e-05 | 1.4024e-05 | 1.0806e-05 | 1.1054e-05 | 1.3019e-05 | 1.1906e-05 | 1.585e-05 | 1.2971e-05 | 1.6757e-05 | 1.6534e-05 | 1.7919e-05 | 1.4974e-05 | 1.4676e-05 | 1.6315e-05 | 1.0216e-05 | 1.5726e-05 | 1.4219e-05 | 1.1645e-05 | 1.2543e-05 | 1.4352e-05 | 1.0949e-05 | 1.3284e-05 | 1.527e-05 | 1.4529e-05 | 1.7246e-05 | 1.2203e-05 | 1.0413e-05 | 1.3267e-05 | 1.3661e-05 | 1.5036e-05 | 1.2787e-05 | 1.6226e-05 | 1.6201e-05 | 1.7777e-05 | 1.2606e-05 | 9.7855e-06 | 1.3183e-05 | 1.3575e-05 | 1.4226e-05 | 1.5129e-05 | 1.3562e-05 | 1.5651e-05 | 1.5581e-05 | 1.07e-05 | 1.1089e-05 | 1.3958e-05 | 1.5646e-05 | 1.42e-05 | 1.1537e-05 | 1.5708e-05 | 1.2612e-05 | 1.5169e-05 | 1.182e-05 | 1.036e-05 | 1.4784e-05 | 1.3355e-05 | 1.2619e-05 | 1.5049e-05 | 1.2746e-05 | 9.9095e-06 | 1.6352e-05 | 1.6227e-05 | 1.4514e-05 | 1.2149e-05 | 1.5769e-05 | 1.4856e-05 | 1.6317e-05 | 1.5531e-05 | 1.2655e-05 | 1.339e-05 | 1.602e-05 | 1.2897e-05 | 1.4832e-05 | 1.1904e-05 | 1.1873e-05 | 1.2832e-05 | 1.6506e-05 | 1.4309e-05 | 1.4719e-05 | 1.4347e-05 | 1.4068e-05 | 1.3647e-05 | 1.0973e-05 | 1.1837e-05 | 1.3868e-05 | 1.253e-05 | 1.5864e-05 | 1.3957e-05 | 1.1757e-05 | 1.3351e-05 | 1.0973e-05 | 1.1946e-05 | 1.2557e-05 | 1.1325e-05 | 1.5953e-05 | 1.1107e-05 | 1.5319e-05 | 1.2594e-05 | 1.3624e-05 | 1.7689e-05 | 1.4581e-05 | 1.3603e-05 | 1.5509e-05 | 1.3129e-05 | 1.4877e-05 | 1.5802e-05 | 1.2693e-05 | 1.3763e-05 | 1.2778e-05 | 1.7229e-05 | 1.4575e-05 | 1.6596e-05 | 1.3794e-05 | 1.5669e-05 | 1.8871e-05 | 1.5628e-05 | 1.3569e-05 | 1.4867e-05 | 1.162e-05 | 1.0988e-05 | 1.7616e-05 | 1.414e-05 | 1.1709e-05 | 1.4281e-05 | 1.2687e-05 | 1.4319e-05 | 1.4168e-05 | 1.4263e-05 | 1.8061e-05 | 1.1843e-05 | 1.5868e-05 | 1.3333e-05 | 1.2623e-05 | 1.1127e-05 | 1.4262e-05 | 1.3134e-05 | 1.7577e-05 | 1.3761e-05 | 1.3554e-05 | 1.334e-05 | 1.5935e-05 | 1.7758e-05 | 1.2645e-05 | 1.6504e-05 | 1.1877e-05 | 1.3366e-05 | 1.1705e-05 | 1.7567e-05 | 1.3246e-05 | 1.236e-05 | 1.7946e-05 | 1.3004e-05 | 1.6314e-05 | 1.5141e-05 | 1.5067e-05 | 1.3423e-05 | 1.396e-05 | 1.4588e-05 | 1.87e-05 | 1.0308e-05 | 1.4023e-05 | 1.625e-05 | 1.3613e-05 | 1.5789e-05 | 1.5082e-05 | 1.5073e-05 | 1.696e-05 | 1.5173e-05 | 1.2301e-05 | 1.1149e-05 | 1.4588e-05 | 1.6524e-05 | 1.1255e-05 | 1.3512e-05 | 1.5364e-05 | 1.4549e-05 | 1.4694e-05 | 1.8037e-05 | 1.2147e-05 | 1.0805e-05 | 1.6429e-05 | 1.4661e-05 | 1.4965e-05 | 1.6051e-05 | 9.6961e-06 | 1.2136e-05 | 1.6833e-05 | 1.4566e-05 | 1.2093e-05 | 1.4724e-05 | 1.5058e-05 | 1.696e-05 | 1.2069e-05 | 1.773e-05 | 1.3261e-05 | 1.348e-05 | 1.49e-05 | 1.035e-05 | 1.2961e-05 | 1.2886e-05 | 1.8582e-05 | 1.6745e-05 | 1.4559e-05 | 1.524e-05 | 1.1772e-05 | 1.0565e-05 | 1.6207e-05 | 1.38e-05 | 1.7734e-05 | 1.4696e-05 | 1.3662e-05 | 1.4762e-05 | 1.2792e-05 | 1.6336e-05 | 1.2723e-05 | 1.4155e-05 | 1.2418e-05 | 1.3052e-05 | 1.4911e-05 | 1.2064e-05 | 1.1529e-05 | 1.1246e-05 | 1.604e-05 | 1.6609e-05 | 1.1684e-05 | 1.5344e-05 | 1.5899e-05 | 1.364e-05 | 1.5304e-05 | 1.3933e-05 | 1.5183e-05 | 1.3532e-05 | 1.4259e-05 | 1.3766e-05 | 1.5052e-05 | 1.4113e-05 | 1.3235e-05 | 1.6814e-05 | 1.2116e-05 | 1.158e-05 | 1.3691e-05 | 1.2445e-05 | 1.2192e-05 | 1.7135e-05 | 1.4299e-05 | 1.4676e-05 | 1.1388e-05 | 1.8538e-05 | 1.308e-05 | 1.2903e-05 | 1.1228e-05 | 1.7064e-05 | 1.7651e-05 | 1.0999e-05 | 1.4707e-05 | 1.3208e-05 | 1.4023e-05 | 1.3178e-05 | 1.215e-05 | 1.2428e-05 | 1.3521e-05 | 1.7716e-05 | 1.6135e-05 | 1.3649e-05 | 1.3167e-05 | 1.5683e-05 | 1.3588e-05 | 1.1068e-05 | 1.4251e-05 | 1.1975e-05 | 1.4953e-05 | 1.5442e-05 | 1.7661e-05 | 1.5012e-05 | 1.3231e-05 | 1.0542e-05 | 1.6055e-05 | 1.5085e-05 | 1.4984e-05 | 1.4885e-05 | 1.1892e-05 | 1.7154e-05 | 1.7315e-05 | 1.827e-05 | 1.1508e-05 | 1.2504e-05 | 1.2618e-05 | 1.6756e-05 | 1.2847e-05 | 1.0218e-05 | 1.4991e-05 | 1.2594e-05 | 1.5345e-05 | 1.6596e-05 | 1.9234e-05 | 1.4604e-05 | 1.384e-05 | 1.4025e-05 | 1.4037e-05 | 1.469e-05 | 1.181e-05 | 1.2676e-05 | 1.5327e-05 | 1.5118e-05 | 1.1929e-05 | 1.1652e-05 | 1.7814e-05 | 1.5416e-05 | 1.4051e-05 | 1.1398e-05 | 1.5445e-05 | 1.2994e-05 | 1.3141e-05 | 1.2597e-05 | 1.2638e-05 | 1.065e-05 | 1.4045e-05 | 1.746e-05 | 1.408e-05 | 1.5832e-05 | 1.8958e-05 | 1.0276e-05 | 1.4267e-05 | 1.1569e-05 | 1.0781e-05 | 1.3424e-05 | 1.2654e-05 | 1.6772e-05 | 1.5401e-05 | 1.3848e-05 | 1.5964e-05 | 1.4155e-05 | 1.3669e-05 | 1.5011e-05 | 1.2991e-05 | 1.1676e-05 | 1.7627e-05 | 1.673e-05 | 1.1454e-05 | 1.384e-05 | 1.448e-05 | 1.588e-05 | 1.7712e-05 | 1.7371e-05 | 1.5953e-05 | 1.3627e-05 | 1.1564e-05 | 1.3028e-05 | 1.3622e-05 | 1.7456e-05 | 1.0331e-05 | 1.3832e-05 | 1.6411e-05 | 1.5608e-05 | 1.6031e-05 | 1.4204e-05 | 1.4767e-05 | 1.3452e-05 | 1.4565e-05 | 1.3718e-05 | 1.4732e-05 | 1.4524e-05 | 1.5336e-05 | 1.0135e-05 | 1.6103e-05 | 1.4047e-05 | 1.354e-05 | 1.2765e-05 | 1.0509e-05 | 1.5455e-05 | 1.2122e-05 | 1.0641e-05 | 1.2105e-05 | 1.4731e-05 | 1.1583e-05 | 1.3052e-05 | 9.8145e-06 | 9.9216e-06 | 1.6569e-05 | 1.0894e-05 | 1.3134e-05 | 1.6038e-05 | 1.168e-05 | 1.3947e-05 | 1.7365e-05 | 1.3178e-05 | 1.4548e-05 | 1.485e-05 | 1.5517e-05 | 1.3157e-05 | 1.3149e-05 | 1.5624e-05 | 1.1712e-05 | 1.5025e-05 | 1.7327e-05 | 1.3506e-05 | 1.3153e-05 | 1.7807e-05 | 1.2076e-05 | 1.4982e-05 | 1.1621e-05 | 1.1444e-05 | 1.2288e-05 | 1.4219e-05 | 1.1575e-05 | 1.7925e-05 | 1.6607e-05 | 1.1658e-05 | 1.1711e-05 | 1.4155e-05 | 1.6704e-05 | 1.5077e-05 | 1.3194e-05 | 1.479e-05 | 1.3179e-05 | 1.3881e-05 | 1.0792e-05 | 9.196e-06 | 1.1907e-05 | 1.3823e-05 | 1.3153e-05 | 1.8696e-05 | 1.4522e-05 | 1.7245e-05 | 1.4412e-05 | 1.1045e-05 | 1.027e-05 | 1.2744e-05 | 1.4568e-05 | 1.3267e-05 | 1.3839e-05 | 1.4301e-05 | 1.2871e-05 | 1.0956e-05 | 1.3928e-05 | 1.1075e-05 | 1.1576e-05 | 1.5745e-05 | 1.6937e-05 | 1.209e-05 | 1.0882e-05 | 1.743e-05 | 1.7369e-05 | 1.3874e-05 | 1.4044e-05 | 1.5921e-05 | 1.175e-05 | 1.153e-05 | 1.8179e-05 | 1.5115e-05 | 1.2354e-05 | 1.2074e-05 | 1.3068e-05 | 1.6168e-05 | 1.2844e-05 | 1.4012e-05 | 1.2443e-05 | 1.7424e-05 | 1.4923e-05 | 1.2478e-05 | 1.4652e-05 | 1.3364e-05 | 1.7456e-05 | 1.3826e-05 | 1.3604e-05 | 1.5314e-05 | 1.3245e-05 | 1.631e-05 | 1.6051e-05 | 1.4383e-05 | 1.569e-05 | 1.4547e-05 | 1.2707e-05 | 1.3859e-05 | 1.5497e-05 | 1.735e-05 | 1.392e-05 | 1.5078e-05 | 1.3002e-05 | 1.56e-05 | 1.2754e-05 | 1.2849e-05 | 1.1087e-05 | 1.684e-05 | 1.4881e-05 | 1.6441e-05 | 1.3406e-05 | 1.1757e-05 | 1.3766e-05 | 1.0364e-05 | 1.166e-05 | 1.4095e-05 | 1.6305e-05 | 1.4044e-05 | 1.8884e-05 | 1.6211e-05 | 1.3322e-05 | 1.3555e-05 | 1.147e-05 | 1.2315e-05 | 1.5248e-05 | 1.3915e-05 | 1.4091e-05 | 1.367e-05 | 1.4244e-05 | 1.57e-05 | 1.3635e-05 | 1.5051e-05 | 1.4836e-05 | 1.6661e-05 | 1.7333e-05 | 1.5334e-05 | 1.2861e-05 | 1.1399e-05 | 1.3562e-05 | 1.4212e-05 | 1.4979e-05 | 1.3483e-05 | 1.0206e-05 | 1.5697e-05 | 1.0366e-05 | 1.914e-05 | 1.6308e-05 | 1.225e-05 | 1.6756e-05 | 1.0552e-05 | 1.4562e-05 | 1.6412e-05 | 1.4983e-05 | 1.3416e-05 | 1.8055e-05 | 1.3647e-05 | 1.2878e-05 | 1.1588e-05 | 1.5158e-05 | 1.21e-05 | 1.0407e-05 | 1.4438e-05 | 1.2969e-05 | 1.4907e-05 | 1.4368e-05 | 1.5604e-05 | 1.3958e-05 | 1.2577e-05 | 1.9878e-05 | 1.5993e-05 | 1.2873e-05 | 1.3691e-05 | 1.691e-05 | 1.0702e-05 | 1.1908e-05 | 1.3601e-05 | 1.246e-05 | 1.5906e-05 | 1.3776e-05 | 1.3066e-05 | 1.2139e-05 | 1.6477e-05 | 1.2844e-05 | 1.5763e-05 | 1.3141e-05 | 1.6159e-05 | 1.5848e-05 | 1.2754e-05 | 1.2527e-05 | 1.4073e-05 | 1.2081e-05 | 1.5775e-05 | 1.2449e-05 | 1.3795e-05 | 1.1501e-05 | 1.3362e-05 | 1.2887e-05 | 1.2364e-05 | 1.5624e-05 | 1.6019e-05 | 1.2709e-05 | 1.5769e-05 | 1.2697e-05 | 1.2781e-05 | 1.3819e-05 | 1.2062e-05 | 1.2771e-05 | 1.4513e-05 | 1.4695e-05 | 1.117e-05 | 1.2272e-05 | 1.1904e-05 | 1.3863e-05 | 1.3638e-05 | 1.1716e-05 | 1.1906e-05 | 1.2009e-05 | 1.2853e-05 | 1.2412e-05 | 1.2624e-05 | 1.2697e-05 | 1.1554e-05 | 1.1335e-05 | 1.2169e-05 | 1.4247e-05 | 1.183e-05 | 1.1597e-05 | 9.9715e-06 | 1.7744e-05 | 1.3606e-05 | 1.5009e-05 | 1.1481e-05 | 1.1489e-05 | 1.3808e-05 | 1.3139e-05 | 1.3824e-05 | 1.3614e-05 | 1.2128e-05 | 1.1756e-05 | 1.1065e-05 | 1.303e-05 | 1.336e-05 | 1.2991e-05 | 1.7839e-05 | 1.1709e-05 | 1.3644e-05 | 1.7168e-05 | 1.7816e-05 | 1.4529e-05 | 1.681e-05 | 1.1552e-05 | 1.4072e-05 | 1.2056e-05 | 1.6915e-05 | 1.7999e-05 | 1.3271e-05 | 1.3257e-05 | 1.3866e-05 | 1.1753e-05 | 1.227e-05 | 1.2624e-05 | 1.6045e-05 | 1.2646e-05 | 1.4352e-05 | 1.641e-05 | 1.4354e-05 | 1.7383e-05 | 1.5809e-05 | 1.1816e-05 | 1.1257e-05 | 1.4065e-05 | 1.3826e-05 | 1.6485e-05 | 1.2819e-05 | 1.1102e-05 | 9.9772e-06 | 1.3564e-05 | 1.6037e-05 | 1.8338e-05 | 1.5356e-05 | 1.4758e-05 | 1.6534e-05 | 1.3819e-05 | 1.2088e-05 | 1.1429e-05 | 1.6058e-05 | 1.3591e-05 | 1.1691e-05 | 1.3875e-05 | 1.6208e-05 | 1.4422e-05 | 1.2613e-05 | 1.4244e-05 | 1.0237e-05 | 1.3098e-05 | 1.7518e-05 | 1.8044e-05 | 1.591e-05 | 1.2745e-05 | 1.3121e-05 | 1.4612e-05 | 1.7654e-05 | 1.4504e-05 | 1.1263e-05 | 1.3111e-05 | 1.25e-05 | 1.5114e-05 | 1.408e-05 | 1.3368e-05 | 1.4905e-05 | 1.439e-05 | 1.4361e-05 | 1.2355e-05 | 1.6877e-05 | 1.3681e-05 | 1.3745e-05 | 1.4876e-05 | 1.8092e-05 | 1.5681e-05 | 1.054e-05 | 1.1822e-05 | 1.789e-05 | 1.4259e-05 | 1.5578e-05 | 1.5442e-05 | 1.2898e-05 | 1.1396e-05 | 1.7151e-05 | 1.397e-05 | 1.518e-05 | 1.2817e-05 | 1.2331e-05 | 1.2539e-05 | 1.2686e-05 | 1.1125e-05 | 1.3314e-05 | 1.5994e-05 | 1.3602e-05 | 1.1025e-05 | 1.1427e-05 | 1.2115e-05 | 1.343e-05 | 1.4885e-05 | 1.3042e-05 | 1.6246e-05 | 1.6359e-05 | 1.4919e-05 | 1.6136e-05 | 1.2147e-05 | 1.6996e-05 | 1.2774e-05 | 1.6335e-05 | 1.0751e-05 | 9.6833e-06 | 1.1635e-05 | 1.3927e-05 | 1.3643e-05 | 1.1777e-05 | 1.2066e-05 | 1.1328e-05 | 1.0341e-05 | 1.2478e-05 | 1.2417e-05 | 1.5008e-05 | 1.2757e-05 | 1.5564e-05 | 1.7371e-05 | 1.7151e-05 | 1.1609e-05 | 1.6201e-05 | 1.6049e-05 | 1.2854e-05 | 1.2917e-05 | 1.4634e-05 | 1.3163e-05 | 1.2707e-05 | 1.4397e-05 | 1.7666e-05 | 1.4284e-05 | 1.6049e-05 | 1.3413e-05 | 1.6789e-05 | 1.4353e-05 | 1.1613e-05 | 1.3633e-05 | 1.7521e-05 | 1.672e-05 | 1.3981e-05 | 1.2501e-05 | 1.2472e-05 | 1.1734e-05 | 1.0643e-05 | 1.6949e-05 | 1.6487e-05 | 1.1644e-05 | 1.4124e-05 | 1.8831e-05 | 1.6735e-05 | 1.613e-05 | 1.0384e-05 | 1.2905e-05 | 1.4153e-05 | 1.4221e-05 | 1.4474e-05 | 1.0659e-05 | 1.6031e-05 | 1.039e-05 | 1.5707e-05 | 1.2714e-05 | 1.4552e-05 | 1.7224e-05 | 1.2305e-05 | 1.7272e-05 | 1.7717e-05 | 1.4045e-05 | 1.1053e-05 | 1.3068e-05 | 1.4954e-05 | 1.2498e-05 | 1.203e-05 | 1.6644e-05 | 1.3099e-05 | 1.1027e-05 | 1.4569e-05 | 1.3412e-05 | 1.0958e-05 | 1.1409e-05 | 1.4975e-05 | 1.6646e-05 | 1.231e-05 | 1.5692e-05 | 1.502e-05 | 1.6282e-05 | 1.4139e-05 | 1.1994e-05 | 1.2579e-05 | 1.518e-05 | 1.3835e-05 | 1.009e-05 | 1.3531e-05 | 1.2135e-05 | 1.5974e-05 | 1.35e-05 | 1.3925e-05 | 1.4263e-05 | 1.3477e-05 | 1.2116e-05 | 1.5739e-05 | 1.2597e-05 | 1.3283e-05 | 1.7342e-05 | 1.7753e-05 | 1.5814e-05 | 1.6036e-05 | 1.4835e-05 | 1.2379e-05 | 1.3548e-05 | 1.5405e-05 | 1.1891e-05 | 1.7073e-05 | 1.3272e-05 | 1.8141e-05 | 1.2225e-05 | 1.5241e-05 | 1.2077e-05 | 1.6445e-05 | 1.2371e-05 | 1.3971e-05 | 1.1502e-05 | 9.4956e-06 | 1.3886e-05 | 1.445e-05 | 1.0975e-05 | 1.9025e-05 | 1.0999e-05 | 1.1921e-05 | 1.2833e-05 | 1.5042e-05 | 1.4249e-05 | 1.2399e-05 | 1.4187e-05 | 1.422e-05 | 1.3371e-05 | 1.5322e-05 | 1.1159e-05 | 1.6094e-05 | 1.2928e-05 | 1.3459e-05 | 8.5901e-06 | 1.1114e-05 | 1.4077e-05 | 1.2965e-05 | 1.3078e-05 | 1.659e-05 | 1.3493e-05 | 1.4273e-05 | 1.5527e-05 | 1.2837e-05 | 1.4023e-05 | 2.0928e-05 | 1.0005e-05 | 9.5062e-06 | 2.0783e-05 | 1.4939e-05 | 1.0627e-05 | 1.5304e-05 | 1.5643e-05 | 1.2495e-05 | 1.1162e-05 | 1.226e-05 | 1.3899e-05 | 1.3247e-05 | 1.6527e-05 | 1.5687e-05 | 1.3921e-05 | 1.4752e-05 | 1.3612e-05 | 1.4689e-05 | 1.3878e-05 | 1.6057e-05 | 1.1836e-05 | 1.2419e-05 | 1.6407e-05 | 1.5221e-05 | 1.2418e-05 | 1.4068e-05 | 1.6512e-05 | 1.5538e-05 | 1.3034e-05 | 1.6203e-05 | 1.3868e-05 | 1.3177e-05 | 1.1787e-05 | 1.3702e-05 | 1.4461e-05 | 1.4278e-05 | 1.5563e-05 | 1.32e-05 | 1.8712e-05 | 1.6186e-05 | 1.5539e-05 | 1.4967e-05 | 1.1457e-05 | 1.5157e-05 | 1.0804e-05 | 1.4648e-05 | 1.2552e-05 | 1.5369e-05 | 1.2363e-05 | 1.6305e-05 | 1.429e-05 | 1.6266e-05 | 1.3682e-05 | 1.0495e-05 | 1.1435e-05 | 1.5421e-05 | 1.534e-05 | 1.6185e-05 | 1.5833e-05 | 1.133e-05 | 1.6701e-05 | 1.1519e-05 | 1.0078e-05 | 1.4292e-05 | 1.4104e-05 | 1.1356e-05 | 1.6997e-05 | 1.1622e-05 | 1.1374e-05 | 1.4981e-05 | 1.1621e-05 | 1.206e-05 | 1.2064e-05 | 1.6149e-05 | 1.4146e-05 | 1.4376e-05 | 1.4456e-05 | 1.7519e-05 | 1.5782e-05 | 1.303e-05 | 1.5415e-05 | 1.3572e-05 | 1.1005e-05 | 1.126e-05 | 1.4618e-05 | 1.3038e-05 | 1.6116e-05 | 1.1458e-05 | 1.224e-05 | 1.328e-05 | 1.3035e-05 | 1.2647e-05 | 1.5515e-05 | 1.3243e-05 | 1.629e-05 | 1.0282e-05 | 1.4576e-05 | 1.8384e-05 | 1.2348e-05 | 1.3872e-05 | 1.6077e-05 | 1.1837e-05 | 1.659e-05 | 1.4729e-05 | 1.4012e-05 | 1.4142e-05 | 1.4971e-05 | 1.838e-05 | 1.8777e-05 | 1.419e-05 | 1.747e-05 | 1.5668e-05 | 1.9213e-05 | 1.571e-05 | 1.547e-05 | 1.2374e-05 | 1.5441e-05 | 1.7899e-05 | 1.6827e-05 | 1.4648e-05 | 1.4409e-05 | 1.505e-05 | 1.1925e-05 | 1.1063e-05 | 1.1768e-05 | 1.29e-05 | 1.5883e-05 | 1.6139e-05 | 1.1981e-05 | 1.1379e-05 | 9.6435e-06 | 1.2435e-05 | 1.4002e-05 | 1.265e-05 | 1.3449e-05 | 1.2797e-05 | 1.3563e-05 | 1.1822e-05 | 1.5847e-05 | 1.5309e-05 | 1.2399e-05 | 1.6524e-05 | 1.5197e-05 | 1.0431e-05 | 1.322e-05 | 1.4693e-05 | 1.5497e-05 | 1.6069e-05 | 1.7108e-05 | 1.322e-05 | 1.0711e-05 | 1.6209e-05 | 1.1444e-05 | 2.0402e-05 | 1.46e-05 | 1.2468e-05 | 1.1487e-05 | 1.3845e-05 | 1.5011e-05 | 1.1842e-05 | 1.7658e-05 | 1.3004e-05 | 1.5494e-05 | 1.4524e-05 | 1.2093e-05 | 1.3812e-05 | 1.7411e-05 | 1.5256e-05 | 1.2933e-05 | 1.242e-05 | 1.3484e-05 | 1.466e-05 | 1.6112e-05 | 1.2633e-05 | 9.5272e-06 | 1.3863e-05 | 1.3082e-05 | 1.2172e-05 | 1.6515e-05 | 1.6371e-05 | 1.3425e-05 | 1.1372e-05 | 1.6008e-05 | 1.2052e-05 | 1.3718e-05 | 1.1496e-05 | 1.3063e-05 | 1.3399e-05 | 1.4642e-05 | 1.4367e-05 | 1.2082e-05 | 1.797e-05 | 1.3038e-05 | 1.3354e-05 | 1.5632e-05 | 1.2373e-05 | 1.8675e-05 | 1.0785e-05 | 1.2813e-05 | 1.0545e-05 | 1.1987e-05 | 1.5692e-05 | 1.518e-05 | 1.5535e-05 | 1.6346e-05 | 1.1754e-05 | 1.278e-05 | 1.0953e-05 | 1.6189e-05 | 1.7531e-05 | 1.4387e-05 | 1.4745e-05 | 1.4047e-05 | 1.5225e-05 | 1.1359e-05 | 1.2459e-05 | 1.721e-05 | 1.7205e-05 | 1.219e-05 | 1.3776e-05 | 1.4594e-05 | 1.2562e-05 | 1.4872e-05 | 1.6841e-05 | 1.4692e-05 | 1.2005e-05 | 1.4278e-05 | 1.8233e-05 | 8.9922e-06 | 1.7251e-05 | 1.5326e-05 | 1.6813e-05 | 1.4226e-05 | 1.333e-05 | 1.4708e-05 | 1.514e-05 | 1.4263e-05 | 1.1963e-05 | 1.5112e-05 | 1.7803e-05 | 1.336e-05 | 1.8024e-05 | 1.1454e-05 | 1.046e-05 | 1.1881e-05 | 1.2298e-05 | 1.0941e-05 | 1.1848e-05 | 1.7138e-05 | 1.3194e-05 | 1.3292e-05 | 1.5526e-05 | 1.7393e-05 | 1.384e-05 | 1.4155e-05 | 1.3635e-05 | 1.2066e-05 | 1.3059e-05 | 9.8126e-06 | 1.3986e-05 | 1.2559e-05 | 1.3939e-05 | 1.2661e-05 | 1.2414e-05 | 1.49e-05 | 1.596e-05 | 1.9614e-05 | 2.0339e-05 | 1.1994e-05 | 1.2463e-05 | 1.4089e-05 | 9.5207e-06 | 1.5168e-05 | 1.5714e-05 | 1.2503e-05 | 1.4752e-05 | 1.6361e-05 | 1.0703e-05 | 1.5555e-05 | 1.544e-05 | 1.3525e-05 | 1.389e-05 | 1.3318e-05 | 1.4563e-05 | 1.038e-05 | 1.2693e-05 | 1.3408e-05 | 1.3609e-05 | 1.2123e-05 | 1.4425e-05 | 1.4283e-05 | 1.3203e-05 | 1.5407e-05 | 1.2922e-05 | 1.7443e-05 | 1.494e-05 | 9.6699e-06 | 1.2528e-05 | 1.1724e-05 | 1.52e-05 | 1.5428e-05 | 1.7364e-05 | 1.4856e-05 | 1.4353e-05 | 1.7609e-05 | 1.2417e-05 | 1.7803e-05 | 1.4914e-05 | 1.1852e-05 | 1.6642e-05 | 1.2707e-05 | 1.9125e-05 | 1.396e-05 | 1.5668e-05 | 1.3363e-05 | 1.456e-05 | 1.3752e-05 | 1.2757e-05 | 1.9088e-05 | 1.5394e-05 | 1.3143e-05 | 1.342e-05 | 1.5395e-05 | 1.4013e-05 | 1.138e-05 | 1.614e-05 | 1.2691e-05 | 1.0239e-05 | 1.2018e-05 | 1.5273e-05 | 1.141e-05 | 1.4542e-05 | 1.7205e-05 | 1.4502e-05 | 1.3667e-05 | 1.4313e-05 | 1.4101e-05 | 1.365e-05 | 1.629e-05 | 1.3122e-05 | 1.6378e-05 | 1.2177e-05 | 1.5419e-05 | 1.4867e-05 | 1.2094e-05 | 1.42e-05 | 1.1901e-05 | 1.1627e-05 | 1.5995e-05 | 1.7845e-05 | 1.6282e-05 | 1.6595e-05 | 1.1523e-05 | 1.592e-05 | 9.9324e-06 | 1.7396e-05 | 1.3275e-05 | 1.381e-05 | 1.6483e-05 | 1.2699e-05 | 1.7081e-05 | 1.4e-05 | 1.4105e-05 | 1.5385e-05 | 1.1334e-05 | 1.0581e-05 | 1.4271e-05 | 1.4328e-05 | 1.6648e-05 | 1.3597e-05 | 1.4609e-05 | 1.3732e-05 | 1.4829e-05 | 1.6996e-05 | 1.5055e-05 | 1.5026e-05 | 1.0336e-05 | 1.0831e-05 | 9.8213e-06 | 1.5818e-05 | 1.411e-05 | 1.9454e-05 | 1.7667e-05 | 1.4431e-05 | 1.1508e-05 | 1.0402e-05 | 1.4578e-05 | 1.5858e-05 | 1.4051e-05 | 1.5426e-05 | 1.7919e-05 | 1.082e-05 | 1.3563e-05 | 1.513e-05 | 1.456e-05 | 1.5204e-05 | 1.3877e-05 | 1.6362e-05 | 1.4649e-05 | 1.2589e-05 | 1.4646e-05 | 1.4335e-05 | 1.1459e-05 | 1.619e-05 | 1.3255e-05 | 1.2718e-05 | 1.2853e-05 | 1.2934e-05 | 1.5584e-05 | 1.6096e-05 | 1.6789e-05 | 1.2488e-05 | 1.2382e-05 | 1.1506e-05 | 1.2387e-05 | 1.483e-05 | 1.4499e-05 | 1.1972e-05 | 1.2342e-05 | 1.3898e-05 | 1.005e-05 | 1.5873e-05 | 1.4577e-05 | 1.3635e-05 | 1.4054e-05 | 1.5778e-05 | 1.7315e-05 | 8.8005e-06 | 1.817e-05 | 1.2694e-05 | 1.6755e-05 | 1.2623e-05 | 1.6726e-05 | 1.2245e-05 | 1.016e-05 | 1.5004e-05 | 1.6903e-05 | 1.1832e-05 | 1.6147e-05 | 1.1148e-05 | 1.2689e-05 | 1.5185e-05 | 1.4283e-05 | 1.518e-05 | 1.5237e-05 | 9.8748e-06 | 1.6193e-05 | 1.0454e-05 | 2.0094e-05 | 1.7204e-05 | 1.3909e-05 | 1.5102e-05 | 1.3575e-05 | 1.0818e-05 | 9.851e-06 | 1.4732e-05 | 1.638e-05 | 1.6267e-05 | 1.209e-05 | 1.3476e-05 | 1.281e-05 | 1.7099e-05 | 1.9626e-05 | 1.4526e-05 | 1.4079e-05 | 1.3972e-05 | 1.7005e-05 | 1.2257e-05 | 1.2921e-05 | 1.3754e-05 | 1.7099e-05 | 1.2586e-05 | 1.2831e-05 | 1.2549e-05 | 1.3303e-05 | 1.5612e-05 | 1.6911e-05 | 1.4615e-05 | 1.5519e-05 | 1.3863e-05 | 1.0623e-05 | 1.7118e-05 | 1.0066e-05 | 1.4572e-05 | 1.5651e-05 | 1.3878e-05 | 1.6605e-05 | 1.4571e-05 | 1.1957e-05 | 1.6526e-05 | 1.3755e-05 | 1.1689e-05 | 1.4136e-05 | 1.9892e-05 | 1.1664e-05 | 1.704e-05 | 1.6167e-05 | 1.4153e-05 | 1.1748e-05 | 1.2804e-05 | 2.059e-05 | 1.6829e-05 | 1.5357e-05 | 1.3574e-05 | 1.3354e-05 | 1.3789e-05 | 1.5012e-05 | 9.8473e-06 | 1.5788e-05 | 1.5319e-05 | 1.4223e-05 | 1.4352e-05 | 1.3005e-05 | 1.5379e-05 | 1.2475e-05 | 1.5082e-05 | 1.1272e-05 | 1.4337e-05 | 1.8653e-05 | 1.6206e-05 | 1.0273e-05 | 1.3777e-05 | 1.1775e-05 | 1.325e-05 | 1.3368e-05 | 1.4991e-05 | 1.4749e-05 | 1.1793e-05 | 1.3042e-05 | 1.5487e-05 | 1.1278e-05 | 1.4951e-05 | 1.6577e-05 | 1.4502e-05 | 1.6654e-05 | 1.4395e-05 | 1.5009e-05 | 1.6917e-05 | 1.4203e-05 | 1.4679e-05 | 1.3147e-05 | 1.7048e-05 | 1.4302e-05 | 2.0382e-05 | 1.5707e-05 | 1.3108e-05 | 1.1873e-05 | 1.2781e-05 | 1.6391e-05 | 1.2985e-05 | 1.2895e-05 | 1.2482e-05 | 1.2995e-05 | 1.2461e-05 | 1.3208e-05 | 1.1468e-05 | 1.4319e-05 | 1.2811e-05 | 1.5864e-05 | 1.2661e-05 | 1.2929e-05 | 1.5602e-05 | 1.2967e-05 | 1.1224e-05 | 1.3848e-05 | 1.9272e-05 | 1.5699e-05 | 1.5268e-05 | 1.4422e-05 | 1.2578e-05 | 1.8043e-05 | 1.2943e-05 | 1.2129e-05 | 1.6517e-05 | 1.4349e-05 | 1.2988e-05 | 1.5689e-05 | 1.4827e-05 | 1.7365e-05 | 1.3821e-05 | 1.7034e-05 | 1.4126e-05 | 1.2321e-05 | 1.3615e-05 | 1.7731e-05 | 1.0996e-05 | 1.3187e-05 | 1.3978e-05 | 1.2005e-05 | 1.6665e-05 | 1.7556e-05 | 1.6311e-05 | 1.4229e-05 | 1.3817e-05 | 1.9417e-05 | 9.6125e-06 | 1.1809e-05 | 9.5805e-06 | 1.4107e-05 | 1.5084e-05 | 1.3418e-05 | 1.3583e-05 | 1.3334e-05 | 1.3626e-05 | 1.3721e-05 | 1.1926e-05 | 1.5395e-05 | 1.8092e-05 | 9.7743e-06 | 1.4598e-05 | 1.5708e-05 | 1.2553e-05 | 8.9643e-06 | 1.2328e-05 | 1.3284e-05 | 1.3461e-05 | 1.5064e-05 | 1.7894e-05 | 1.6126e-05 | 1.5063e-05 | 1.1432e-05 | 1.4482e-05 | 1.3675e-05 | 1.2231e-05 | 1.1163e-05 | 1.2858e-05 | 1.8628e-05 | 1.4215e-05 | 1.613e-05 | 1.3631e-05 | 1.6835e-05 | 1.4638e-05 | 1.3365e-05 | 1.6316e-05 | 9.9701e-06 | 1.4219e-05 | 1.1341e-05 | 9.2195e-06 | 1.4593e-05 | 1.5031e-05 | 1.2236e-05 | 1.0858e-05 | 1.3221e-05 | 1.3918e-05 | 1.285e-05 | 1.2918e-05 | 1.6309e-05 | 1.4065e-05 | 1.4624e-05 | 1.531e-05 | 1.24e-05 | 1.5718e-05 | 1.1562e-05 | 1.9461e-05 | 1.3538e-05 | 1.3045e-05 | 1.5477e-05 | 1.4113e-05 | 1.4977e-05 | 1.2827e-05 | 1.3143e-05 | 1.2832e-05 | 1.2624e-05 | 1.4419e-05 | 1.3495e-05 | 1.7127e-05 | 1.2927e-05 | 1.286e-05 | 1.3315e-05 | 1.7747e-05 | 1.4371e-05 | 1.3948e-05 | 1.4988e-05 | 1.0801e-05 | 1.4099e-05 | 1.3812e-05 | 1.3154e-05 | 1.2123e-05 | 1.1588e-05 | 1.2583e-05 | 1.1182e-05 | 1.2469e-05 | 1.4605e-05 | 1.913e-05 | 1.3501e-05 | 1.0484e-05 | 1.438e-05 | 1.2972e-05 | 1.5428e-05 | 1.7048e-05 | 1.5148e-05 | 1.3899e-05 | 1.0204e-05 | 1.7635e-05 | 1.5265e-05 | 1.5846e-05 | 1.3821e-05 | 1.2582e-05 | 1.3389e-05 | 1.3377e-05 | 1.2599e-05 | 1.3239e-05 | 1.6693e-05 | 1.6747e-05 | 1.2976e-05 | 1.4849e-05 | 1.4695e-05 | 1.2504e-05 | 1.7218e-05 | 1.155e-05 | 1.3421e-05 | 1.8321e-05 | 1.6778e-05 | 1.5171e-05 | 1.2896e-05 | 1.6345e-05 | 1.586e-05 | 1.2039e-05 | 1.3989e-05 | 1.6052e-05 | 1.6063e-05 | 1.3983e-05 | 1.2638e-05 | 1.1316e-05 | 1.3564e-05 | 1.1871e-05 | 1.2707e-05 | 1.4135e-05 | 1.7273e-05 | 1.2649e-05 | 1.3936e-05 | 1.4664e-05 | 1.5563e-05 | 1.6492e-05 | 1.8098e-05 | 1.647e-05 | 1.2596e-05 | 1.4556e-05 | 1.4061e-05 | 1.7392e-05 | 1.1859e-05 | 1.9543e-05 | 1.4326e-05 | 1.3711e-05 | 1.3703e-05 | 1.0702e-05 | 1.3251e-05 | 1.5888e-05 | 1.5986e-05 | 1.1692e-05 | 1.1299e-05 | 1.4129e-05 | 1.1801e-05 | 1.368e-05 | 1.0613e-05 | 1.0982e-05 | 1.2631e-05 | 9.9265e-06 | 1.2037e-05 | 1.8429e-05 | 1.2313e-05 | 1.6127e-05 | 1.4668e-05 | 1.2019e-05 | 1.413e-05 | 1.3802e-05 | 1.6032e-05 | 1.7229e-05 | 1.6334e-05 | 1.2235e-05 | 1.6717e-05 | 1.0494e-05 | 1.868e-05 | 1.3275e-05 | 1.1708e-05 | 1.3174e-05 | 1.7036e-05 | 1.2719e-05 | 1.5285e-05 | 1.2611e-05 | 1.3588e-05 | 1.3192e-05 | 1.3635e-05 | 1.2657e-05 | 1.7589e-05 | 1.5744e-05 | 1.2204e-05 | 1.7374e-05 | 1.4787e-05 | 1.3176e-05 | 1.3532e-05 | 1.2565e-05 | 1.8421e-05 | 1.4296e-05 | 1.6259e-05 | 1.5549e-05 | 1.6568e-05 | 1.6434e-05 | 1.3849e-05 | 1.2102e-05 | 1.352e-05 | 1.3078e-05 | 1.4201e-05 | 1.2199e-05 | 1.1654e-05 | 1.0664e-05 | 1.7554e-05 | 1.4935e-05 | 9.1401e-06 | 1.2887e-05 | 1.4998e-05 | 1.4388e-05 | 1.3307e-05 | 1.648e-05 | 1.3215e-05 | 1.2064e-05 | 1.5962e-05 | 1.4709e-05 | 1.5892e-05 | 1.3725e-05 | 1.1935e-05 | 1.4232e-05 | 1.1365e-05 | 9.6542e-06 | 1.4014e-05 | 1.6669e-05 | 1.3007e-05 | 1.7649e-05 | 1.6711e-05 | 1.5805e-05 | 1.0872e-05 | 1.0989e-05 | 1.7562e-05 | 1.9825e-05 | 1.3485e-05 | 1.0547e-05 | 1.2264e-05 | 1.4286e-05 | 1.2853e-05 | 1.0776e-05 | 1.2571e-05 | 1.3624e-05 | 1.4131e-05 | 1.1695e-05 | 1.3164e-05 | 1.5748e-05 | 1.3762e-05 | 1.4108e-05 | 1.3802e-05 | 1.6789e-05 | 1.6248e-05 | 1.2517e-05 | 1.6094e-05 | 1.7961e-05 | 1.5315e-05 | 1.171e-05 | 1.7325e-05 | 1.1124e-05 | 1.4246e-05 | 1.573e-05 | 1.6166e-05 | 1.5602e-05 | 1.0748e-05 | 1.5066e-05 | 1.4718e-05 | 1.8563e-05 | 1.4548e-05 | 1.3553e-05 | 1.0725e-05 | 1.2743e-05 | 1.6446e-05 | 9.888e-06 | 1.2093e-05 | 1.3267e-05 | 1.2567e-05 | 1.0889e-05 | 1.709e-05 | 1.6163e-05 | 1.3915e-05 | 1.4486e-05 | 1.4312e-05 | 1.3054e-05 | 1.2692e-05 | 1.621e-05 | 1.4181e-05 | 1.2668e-05 | 1.1768e-05 | 1.5302e-05 | 1.3239e-05 | 1.7896e-05 | 1.1015e-05 | 1.4799e-05 | 1.1298e-05 | 1.0426e-05 | 1.2531e-05 | 1.5765e-05 | 1.6125e-05 | 1.7536e-05 | 1.297e-05 | 1.4047e-05 | 1.4723e-05 | 9.7105e-06 | 1.3469e-05 | 1.8529e-05 | 1.1937e-05 | 1.3552e-05 | 1.1989e-05 | 1.166e-05 | 1.0386e-05 | 1.6086e-05 | 1.4039e-05 | 1.3574e-05 | 1.3792e-05 | 1.0784e-05 | 1.5465e-05 | 1.0423e-05 | 1.1346e-05 | 1.0742e-05 | 1.0681e-05 | 1.3535e-05 | 1.2191e-05 | 1.3638e-05 | 1.3527e-05 | 1.324e-05 | 1.7086e-05 | 1.3012e-05 | 1.0739e-05 | 1.8867e-05 | 1.2694e-05 | 1.5253e-05 | 1.1696e-05 | 1.326e-05 | 1.1795e-05 | 1.5947e-05 | 1.3241e-05 | 1.6365e-05 | 1.3929e-05 | 1.9929e-05 | 8.6063e-06 | 1.4247e-05 | 1.5218e-05 | 1.6832e-05 | 1.3315e-05 | 1.2911e-05 | 1.5525e-05 | 1.1412e-05 | 1.7779e-05 | 1.5208e-05 | 1.5215e-05 | 1.6134e-05 | 1.8257e-05 | 1.8805e-05 | 1.5403e-05 | 1.2101e-05 | 1.8932e-05 | 1.8634e-05 | 1.6141e-05 | 1.317e-05 | 1.342e-05 | 1.0324e-05 | 1.6446e-05 | 1.3122e-05 | 1.6861e-05 | 1.5975e-05 | 1.1192e-05 | 1.2933e-05 | 1.6486e-05 | 1.1542e-05 | 1.1881e-05 | 1.4462e-05 | 1.3779e-05 | 1.4941e-05 | 1.5256e-05 | 1.7106e-05 | 8.9696e-06 | 1.2677e-05 | 1.1769e-05 | 1.2446e-05 | 1.3877e-05 | 1.5843e-05 | 1.6093e-05 | 1.512e-05 | 1.8972e-05 | 1.4143e-05 | 1.3121e-05 | 1.5985e-05 | 1.593e-05 | 1.6299e-05 | 1.5183e-05 | 1.112e-05 | 1.3809e-05 | 1.0823e-05 | 1.3536e-05 | 1.3037e-05 | 1.3683e-05 | 1.0638e-05 | 1.7068e-05 | 1.1322e-05 | 1.3136e-05 | 1.7578e-05 | 1.4456e-05 | 1.3055e-05 | 1.3878e-05 | 1.529e-05 | 1.654e-05 | 1.1044e-05 | 1.2923e-05 | 1.2478e-05 | 1.4788e-05 | 1.4596e-05 | 1.5359e-05 | 1.7063e-05 | 1.3524e-05 | 1.4161e-05 | 1.2401e-05 | 1.2076e-05 | 1.7518e-05 | 1.1348e-05 | 1.251e-05 | 1.0499e-05 | 1.4309e-05 | 1.4474e-05 | 1.9901e-05 | 1.3762e-05 | 1.7705e-05 | 1.2303e-05 | 1.7023e-05 | 1.8381e-05 | 1.339e-05 | 1.574e-05 | 1.1154e-05 | 1.5355e-05 | 1.3219e-05 | 1.0293e-05 | 1.4518e-05 | 1.7562e-05 | 1.6159e-05 | 1.3757e-05 | 1.5227e-05 | 1.4333e-05 | 1.3365e-05 | 1.028e-05 | 1.2358e-05 | 1.4107e-05 | 1.3822e-05 | 1.2785e-05 | 1.1419e-05 | 1.1861e-05 | 1.5728e-05 | 1.5531e-05 | 1.3941e-05 | 1.4146e-05 | 1.717e-05 | 1.2381e-05 | 1.6878e-05 | 1.5723e-05 | 1.5283e-05 | 1.3618e-05 | 1.4397e-05 | 1.7683e-05 | 1.2754e-05 | 1.2409e-05 | 1.5584e-05 | 1.2457e-05 | 1.3447e-05 | 1.9231e-05 | 1.3101e-05 | 1.2092e-05 | 1.2362e-05 | 1.4811e-05 | 1.9306e-05 | 1.5346e-05 | 1.5647e-05 | 1.1665e-05 | 1.5707e-05 | 1.4538e-05 | 1.2428e-05 | 1.2505e-05 | 1.3878e-05 | 1.4569e-05 | 1.0558e-05 | 1.332e-05 | 1.4834e-05 | 1.5291e-05 | 1.1085e-05 | 1.3855e-05 | 1.6711e-05 | 1.2092e-05 | 1.3627e-05 | 1.839e-05 | 1.1052e-05 | 1.3003e-05 | 1.8187e-05 | 1.5445e-05 | 1.0649e-05 | 1.6328e-05 | 1.4577e-05 | 1.1752e-05 | 1.4589e-05 | 1.6225e-05 | 1.5615e-05 | 1.2577e-05 | 1.7796e-05 | 1.5273e-05 | 1.6065e-05 | 1.1592e-05 | 1.4801e-05 | 1.2451e-05 | 1.2677e-05 | 1.5618e-05 | 1.6322e-05 | 1.5095e-05 | 1.7172e-05 | 1.4318e-05 | 1.0644e-05 | 1.5929e-05 | 1.413e-05 | 1.5346e-05 | 1.6491e-05 | 1.5176e-05 | 1.5847e-05 | 1.4616e-05 | 1.2358e-05 | 1.124e-05 | 1.2372e-05 | 1.3878e-05 | 1.3961e-05 | 1.5545e-05 | 1.5934e-05 | 1.1299e-05 | 1.2953e-05 | 1.1514e-05 | 1.3824e-05 | 1.3737e-05 | 1.8009e-05 | 1.4097e-05 | 1.7254e-05 | 1.5505e-05 | 1.4345e-05 | 1.619e-05 | 1.6326e-05 | 1.4276e-05 | 1.1281e-05 | 1.3189e-05 | 1.3069e-05 | 1.6688e-05 | 1.1711e-05 | 1.5699e-05 | 1.2763e-05 | 1.5201e-05 | 1.0303e-05 | 1.2654e-05 | 1.9176e-05 | 1.5553e-05 | 1.6654e-05 | 2.0387e-05 | 1.2921e-05 | 1.4777e-05 | 1.5328e-05 | 1.7535e-05 | 1.2829e-05 | 1.3301e-05 | 1.3876e-05 | 1.6147e-05 | 1.1336e-05 | 1.475e-05 | 1.1143e-05 | 1.452e-05 | 1.536e-05 | 1.4871e-05 | 1.5096e-05 | 1.8116e-05 | 1.6929e-05 | 1.4956e-05 | 1.2217e-05 | 1.4247e-05 | 1.4404e-05 | 1.3792e-05 | 1.8127e-05 | 1.2634e-05 | 1.1871e-05 | 1.6868e-05 | 1.3531e-05 | 1.9793e-05 | 1.489e-05 | 1.3532e-05 | 1.8448e-05 | 1.4494e-05 | 1.5295e-05 | 1.2006e-05 | 1.2166e-05 | 1.5113e-05 | 1.4534e-05 | 1.4835e-05 | 1.2944e-05 | 1.2308e-05 | 1.6559e-05 | 1.22e-05 | 1.7339e-05 | 1.1958e-05 | 1.377e-05 | 1.1284e-05 | 1.2976e-05 | 1.1459e-05 | 1.627e-05 | 1.3219e-05 | 1.6835e-05 | 1.2188e-05 | 1.4738e-05 | 1.6034e-05 | 1.5755e-05 | 1.392e-05 | 1.4331e-05 | 1.8439e-05 | 1.4709e-05 | 1.1657e-05 | 1.4554e-05 | 1.1879e-05 | 1.4402e-05 | 1.5823e-05 | 1.5357e-05 | 1.1353e-05 | 1.2974e-05 | 1.7905e-05 | 1.6359e-05 | 1.0137e-05 | 1.3639e-05 | 1.8201e-05 | 1.6482e-05 | 1.2898e-05 | 1.2263e-05 | 1.1213e-05 | 1.7488e-05 | 1.6747e-05 | 1.3203e-05 | 1.6612e-05 | 1.2209e-05 | 1.194e-05 | 1.4716e-05 | 1.1827e-05 | 1.3106e-05 | 1.1621e-05 | 1.7434e-05 | 1.4977e-05 | 1.3623e-05 | 1.1438e-05 | 1.6581e-05 | 1.3522e-05 | 1.1738e-05 | 1.2806e-05 | 1.316e-05 | 1.2321e-05 | 1.4161e-05 | 1.3116e-05 | 1.3377e-05 | 1.5894e-05 | 1.3536e-05 | 1.5213e-05 | 1.2388e-05 | 1.245e-05 | 1.5167e-05 | 1.6513e-05 | 1.8041e-05 | 1.118e-05 | 1.172e-05 | 1.2006e-05 | 1.4553e-05 | 1.5311e-05 | 1.1568e-05 | 1.7171e-05 | 1.362e-05 | 1.7205e-05 | 1.6931e-05 | 1.5249e-05 | 1.2172e-05 | 1.3799e-05 | 1.3687e-05 | 1.1538e-05 | 1.2566e-05 | 1.2097e-05 | 1.321e-05 | 1.2427e-05 | 1.2401e-05 | 1.4951e-05 | 1.0221e-05 | 1.6248e-05 | 1.5646e-05 | 1.4253e-05 | 1.3484e-05 | 1.6349e-05 | 1.5402e-05 | 1.2928e-05 | 1.3294e-05 | 1.3448e-05 | 9.7799e-06 | 1.4072e-05 | 1.3937e-05 | 1.6711e-05 | 1.2418e-05 | 1.6784e-05 | 1.7471e-05 | 1.4219e-05 | 1.0644e-05 | 1.5035e-05 | 1.2571e-05 | 1.0823e-05 | 1.4314e-05 | 1.2641e-05 | 1.2383e-05 | 1.1998e-05 | 1.0895e-05 | 1.2547e-05 | 1.1656e-05 | 1.2828e-05 | 1.7413e-05 | 1.5344e-05 | 1.3548e-05 | 1.4372e-05 | 1.2332e-05 | 1.5692e-05 | 1.1663e-05 | 1.7358e-05 | 1.2269e-05 | 1.4031e-05 | 1.3761e-05 | 1.3453e-05 | 1.4956e-05 | 9.986e-06 | 1.5572e-05 | 1.1345e-05 | 1.1878e-05 | 1.4025e-05 | 1.6299e-05 | 1.5874e-05 | 1.1774e-05 | 1.2716e-05 | 1.2413e-05 | 1.4073e-05 | 1.6783e-05 | 1.5462e-05 | 1.499e-05 | 1.3375e-05 | 1.5657e-05 | 1.6151e-05 | 1.7646e-05 | 1.2346e-05 | 1.0175e-05 | 1.8077e-05 | 1.6015e-05 | 1.515e-05 | 1.4254e-05 | 1.053e-05 | 1.2066e-05 | 1.49e-05 | 1.2436e-05 | 9.4598e-06 | 1.1843e-05 | 1.6626e-05 | 1.401e-05 | 1.4643e-05 | 1.6791e-05 | 1.6867e-05 | 1.8627e-05 | 1.4381e-05 | 1.2438e-05 | 1.7805e-05 | 1.5579e-05 | 1.4137e-05 | 1.5213e-05 | 1.5375e-05 | 1.476e-05 | 1.692e-05 | 1.8009e-05 | 1.3945e-05 | 1.448e-05 | 1.3977e-05 | 1.4018e-05 | 1.1847e-05 | 1.4218e-05 | 1.5218e-05 | 1.153e-05 | 1.2901e-05 | 1.0232e-05 | 1.3668e-05 | 1.3683e-05 | 1.1919e-05 | 1.5402e-05 | 1.1051e-05 | 1.3576e-05 | 1.2369e-05 | 1.6419e-05 | 1.1659e-05 | 1.5224e-05 | 1.0456e-05 | 1.4033e-05 | 1.4071e-05 | 1.1168e-05 | 1.077e-05 | 1.2123e-05 | 1.5848e-05 | 1.4012e-05 | 1.7467e-05 | 1.3677e-05 | 1.3091e-05 | 1.5237e-05 | 1.3747e-05 | 1.8061e-05 | 1.1271e-05 | 1.264e-05 | 1.4707e-05 | 1.648e-05 | 1.7826e-05 | 1.4525e-05 | 1.6711e-05 | 1.1381e-05 | 1.5025e-05 | 1.7438e-05 | 1.6515e-05 | 1.0754e-05 | 1.0041e-05 | 1.3098e-05 | 1.4347e-05 | 1.3834e-05 | 1.3428e-05 | 1.5161e-05 | 1.5922e-05 | 1.4449e-05 | 1.5948e-05 | 1.3542e-05 | 1.2171e-05 | 1.1878e-05 | 1.3453e-05 | 1.1819e-05 | 1.9431e-05 | 1.5266e-05 | 1.189e-05 | 1.741e-05 | 1.0234e-05 | 1.7777e-05 | 1.2567e-05 | 1.5949e-05 | 1.4715e-05 | 1.7225e-05 | 1.1475e-05 | 1.6525e-05 | 1.4298e-05 | 1.5167e-05 | 1.5467e-05 | 1.1336e-05 | 1.6107e-05 | 1.4895e-05 | 1.5089e-05 | 1.6065e-05 | 1.3687e-05 | 1.3234e-05 | 1.8663e-05 | 1.165e-05 | 1.4225e-05 | 1.626e-05 | 1.0793e-05 | 1.663e-05 | 1.2782e-05 | 1.8269e-05 | 1.2167e-05 | 1.6951e-05 | 1.3992e-05 | 1.5431e-05 | 1.4944e-05 | 1.1077e-05 | 1.2583e-05 | 1.5678e-05 | 1.3726e-05 | 1.5765e-05 | 1.6674e-05 | 1.6445e-05 | 1.1453e-05 | 1.692e-05 | 1.5317e-05 | 1.8017e-05 | 1.8931e-05 | 1.3971e-05 | 1.2738e-05 | 1.077e-05 | 1.2676e-05 | 9.993e-06 | 1.7816e-05 | 1.2004e-05 | 1.6525e-05 | 1.533e-05 | 1.2141e-05 | 1.5429e-05 | 1.3679e-05 | 1.937e-05 | 1.4123e-05 | 1.1325e-05 | 1.3704e-05 | 1.3431e-05 | 1.3218e-05 | 1.6337e-05 | 1.0731e-05 | 1.3784e-05 | 1.4228e-05 | 1.7862e-05 | 1.1623e-05 | 1.3128e-05 | 1.1409e-05 | 1.3657e-05 | 1.3272e-05 | 1.3428e-05 | 1.6087e-05 | 1.7509e-05 | 1.2303e-05 | 1.072e-05 | 1.3771e-05 | 1.559e-05 | 1.438e-05 | 1.4968e-05 | 1.1742e-05 | 1.3589e-05 | 1.7107e-05 | 1.4008e-05 | 1.2267e-05 | 1.6105e-05 | 1.2478e-05 | 1.2686e-05 | 1.0872e-05 | 1.6735e-05 | 1.2293e-05 | 1.5513e-05 | 1.5417e-05 | 1.4551e-05 | 1.5606e-05 | 1.5496e-05 | 1.3455e-05 | 1.2259e-05 | 1.2397e-05 | 1.3212e-05 | 1.2419e-05 | 1.0058e-05 | 1.7515e-05 | 1.5111e-05 | 1.5845e-05 | 1.2046e-05 | 1.1869e-05 | 2.0246e-05 | 1.3691e-05 | 1.3994e-05 | 1.7679e-05 | 1.4925e-05 | 1.3738e-05 | 1.4333e-05 | 1.7416e-05 | 1.5833e-05 | 1.2101e-05 | 1.1626e-05 | 1.4642e-05 | 1.1753e-05 | 1.6422e-05 | 1.8318e-05 | 1.5914e-05 | 1.3357e-05 | 1.4159e-05 | 1.2454e-05 | 1.7019e-05 | 1.1793e-05 | 1.2201e-05 | 1.1995e-05 | 1.3482e-05 | 1.2218e-05 | 1.6541e-05 | 1.4226e-05 | 1.5405e-05 | 1.2965e-05 | 1.3707e-05 | 1.2961e-05 | 1.3361e-05 | 1.2568e-05 | 1.2916e-05 | 1.7482e-05 | 1.4968e-05 | 1.5987e-05 | 1.4409e-05 | 1.6757e-05 | 1.2437e-05 | 1.1813e-05 | 1.2198e-05 | 1.5634e-05 | 1.3428e-05 | 1.1752e-05 | 1.1594e-05 | 1.1488e-05 | 1.1084e-05 | 1.8395e-05 | 1.0703e-05 | 1.4931e-05 | 1.4016e-05 | 1.6435e-05 | 1.1512e-05 | 1.5594e-05 | 1.5912e-05 | 1.0622e-05 | 1.5542e-05 | 1.6151e-05 | 1.2022e-05 | 1.226e-05 | 1.885e-05 | 1.436e-05 | 1.636e-05 | 1.384e-05 | 1.7337e-05 | 1.4035e-05 | 1.4467e-05 | 1.3906e-05 | 1.6603e-05 | 1.4824e-05 | 1.2616e-05 | 1.3124e-05 | 1.6046e-05 | 1.4982e-05 | 1.0604e-05 | 1.217e-05 | 1.0536e-05 | 1.7017e-05 | 1.5676e-05 | 1.0059e-05 | 1.7322e-05 | 1.2278e-05 | 1.1665e-05 | 1.4805e-05 | 1.3756e-05 | 1.2543e-05 | 1.6175e-05 | 1.1358e-05 | 1.0344e-05 | 1.0969e-05 | 1.2092e-05 | 1.0687e-05 | 1.6513e-05 | 1.6335e-05 | 1.619e-05 | 1.3015e-05 | 1.5075e-05 | 1.1906e-05 | 1.5816e-05 | 1.5158e-05 | 1.2593e-05 | 1.4357e-05 | 1.1477e-05 | 1.5659e-05 | 1.517e-05 | 1.434e-05 | 1.1521e-05 | 1.2027e-05 | 1.3062e-05 | 1.6106e-05 | 1.4582e-05 | 1.155e-05 | 1.7996e-05 | 1.048e-05 | 1.906e-05 | 1.4442e-05 | 1.3581e-05 | 1.4429e-05 | 1.6264e-05 | 1.5487e-05 | 1.6187e-05 | 1.1947e-05 | 1.3506e-05 | 1.5519e-05 | 1.4268e-05 | 1.6594e-05 | 1.2075e-05 | 1.6397e-05 | 1.2553e-05 | 1.683e-05 | 1.3003e-05 | 1.8672e-05 | 1.2254e-05 | 1.1395e-05 | 1.3467e-05 | 1.6739e-05 | 1.4786e-05 | 1.0232e-05 | 1.7045e-05 | 1.4878e-05 | 1.0201e-05 | 1.4276e-05 | 1.2298e-05 | 1.2092e-05 | 1.6761e-05 | 1.1322e-05 | 1.2192e-05 | 1.6291e-05 | 1.4093e-05 | 9.378e-06 | 1.6411e-05 | 1.261e-05 | 1.2439e-05 | 1.7618e-05 | 1.191e-05 | 1.5444e-05 | 1.3837e-05 | 1.4572e-05 | 1.7115e-05 | 1.4789e-05 | 1.4905e-05 | 1.531e-05 | 1.2927e-05 | 1.9047e-05 | 1.597e-05 | 1.5793e-05 | 1.3425e-05 | 1.4583e-05 | 1.5604e-05 | 1.4118e-05 | 1.5538e-05 | 1.2118e-05 | 1.4445e-05 | 1.5584e-05 | 1.445e-05 | 1.094e-05 | 1.5367e-05 | 1.5985e-05 | 1.6998e-05 | 1.1414e-05 | 1.1556e-05 | 1.6615e-05 | 1.1942e-05 | 1.2614e-05 | 1.3248e-05 | 1.4863e-05 | 1.6492e-05 | 1.7175e-05 | 1.1156e-05 | 1.431e-05 | 9.8357e-06 | 1.9608e-05 | 1.512e-05 | 1.5415e-05 | 1.481e-05 | 1.7468e-05 | 1.2504e-05 | 1.2667e-05 | 1.2003e-05 | 1.2129e-05 | 1.3548e-05 | 1.2708e-05 | 1.1689e-05 | 1.6293e-05 | 1.1097e-05 | 1.0191e-05 | 1.6979e-05 | 1.3521e-05 | 1.3052e-05 | 1.2019e-05 | 1.1743e-05 | 1.6368e-05 | 1.671e-05 | 1.2668e-05 | 1.2682e-05 | 1.2195e-05 | 1.3909e-05 | 1.5946e-05 | 1.1921e-05 | 1.1812e-05 | 1.339e-05 | 1.6142e-05 | 1.3346e-05 | 1.2263e-05 | 1.602e-05 | 9.7291e-06 | 1.3117e-05 | 1.5512e-05 | 1.35e-05 | 1.0742e-05 | 1.1673e-05 | 1.289e-05 | 1.5196e-05 | 1.7186e-05 | 1.253e-05 | 1.613e-05 | 1.3589e-05 | 1.2938e-05 | 1.3225e-05 | 1.5574e-05 | 1.3032e-05 | 1.2096e-05 | 1.1379e-05 | 1.2539e-05 | 1.4383e-05 | 1.253e-05 | 1.3765e-05 | 1.2616e-05 | 1.5787e-05 | 1.8682e-05 | 1.3566e-05 | 1.3018e-05 | 1.718e-05 | 1.4062e-05 | 1.5789e-05 | 1.4283e-05 | 1.3062e-05 | 1.7518e-05 | 1.1733e-05 | 1.2214e-05 | 9.8316e-06 | 1.6593e-05 | 1.8473e-05 | 1.3972e-05 | 1.5263e-05 | 1.4975e-05 | 1.3834e-05 | 1.1398e-05 | 1.3628e-05 | 1.1679e-05 | 1.3037e-05 | 1.5695e-05 | 1.2488e-05 | 1.0998e-05 | 1.7193e-05 | 1.7174e-05 | 1.5737e-05 | 1.6766e-05 | 1.2444e-05 | 1.2451e-05 | 1.1182e-05 | 1.4456e-05 | 1.5611e-05 | 1.5756e-05 | 1.6408e-05 | 1.4795e-05 | 1.2784e-05 | 1.3951e-05 | 1.4426e-05 | 1.3657e-05 | 9.4673e-06 | 1.3977e-05 | 1.0335e-05 | 1.3723e-05 | 1.2267e-05 | 1.4119e-05 | 1.4554e-05 | 1.5008e-05 | 1.2202e-05 | 1.1293e-05 | 1.2334e-05 | 1.3848e-05 | 1.0853e-05 | 1.4865e-05 | 1.5967e-05 | 1.8044e-05 | 1.6048e-05 | 1.2595e-05 | 1.118e-05 | 1.4577e-05 | 1.259e-05 | 1.4436e-05 | 1.4113e-05 | 1.2303e-05 | 1.1971e-05 | 1.4396e-05 | 1.6255e-05 | 1.3029e-05 | 1.3009e-05 | 1.2584e-05 | 1.3858e-05 | 1.1548e-05 | 1.588e-05 | 1.4046e-05 | 1.1739e-05 | 1.7145e-05 | 1.3645e-05 | 1.5074e-05 | 1.419e-05 | 1.2251e-05 | 1.7293e-05 | 1.3203e-05 | 1.0753e-05 | 1.2037e-05 | 1.5504e-05 | 1.6734e-05 | 1.2083e-05 | 1.4199e-05 | 1.1553e-05 | 1.3847e-05 | 1.3995e-05 | 1.3079e-05 | 1.0491e-05 | 1.4486e-05 | 1.1565e-05 | 9.8896e-06 | 1.2999e-05 | 1.4032e-05 | 1.3508e-05 | 1.8828e-05 | 1.4206e-05 | 1.2027e-05 | 1.5558e-05 | 1.9593e-05 | 1.1965e-05 | 1.4333e-05 | 1.0978e-05 | 1.3513e-05 | 1.5443e-05 | 1.4064e-05 | 1.6017e-05 | 1.5656e-05 | 1.6783e-05 | 1.201e-05 | 1.2084e-05 | 1.2554e-05 | 1.4473e-05 | 1.5847e-05 | 1.4501e-05 | 1.6397e-05 | 1.6053e-05 | 1.6811e-05 | 1.5202e-05 | 1.8137e-05 | 1.3307e-05 | 1.4383e-05 | 1.0549e-05 | 1.393e-05 | 1.4489e-05 | 1.168e-05 | 1.2189e-05 | 1.3269e-05 | 1.638e-05 | 1.5386e-05 | 1.5524e-05 | 1.6841e-05 | 1.5281e-05 | 1.6691e-05 | 1.2119e-05 | 1.4293e-05 | 1.5306e-05 | 1.3823e-05 | 1.2259e-05 | 1.2102e-05 | 1.1053e-05 | 1.5705e-05 | 1.6181e-05 | 1.3454e-05 | 1.3449e-05 | 1.7143e-05 | 1.4203e-05 | 1.2692e-05 | 1.4507e-05 | 1.6415e-05 | 1.6223e-05 | 1.6373e-05 | 1.2393e-05 | 1.1129e-05 | 1.4366e-05 | 1.2633e-05 | 1.3939e-05 | 1.414e-05 | 1.7842e-05 | 1.3388e-05 | 1.5264e-05 | 1.1871e-05 | 1.5975e-05 | 1.6848e-05 | 1.6115e-05 | 1.3053e-05 | 1.3396e-05 | 1.328e-05 | 1.5841e-05 | 1.5092e-05 | 1.2472e-05 | 1.233e-05 | 1.1584e-05 | 1.3231e-05 | 1.7602e-05 | 1.4133e-05 | 1.1808e-05 | 1.329e-05 | 1.3973e-05 | 1.2599e-05 | 1.3515e-05 | 1.2616e-05 | 1.1241e-05 | 1.8142e-05 | 1.0688e-05 | 1.0926e-05 | 1.2821e-05 | 1.1569e-05 | 1.758e-05 | 1.823e-05 | 1.1253e-05 | 1.4156e-05 | 1.2987e-05 | 1.5264e-05 | 1.2996e-05 | 1.6844e-05 | 1.4678e-05 | 1.4849e-05 | 1.7195e-05 | 1.3681e-05 | 1.1363e-05 | 1.7013e-05 | 1.4341e-05 | 1.1965e-05 | 1.2831e-05 | 1.4767e-05 | 1.3825e-05 | 1.3616e-05 | 1.4425e-05 | 1.167e-05 | 1.1686e-05 | 1.1399e-05 | 1.0555e-05 | 1.4925e-05 | 1.1421e-05 | 1.8025e-05 | 1.5323e-05 | 1.5633e-05 | 1.5604e-05 | 1.3599e-05 | 1.2902e-05 | 1.6545e-05 | 1.7755e-05 | 1.1605e-05 | 1.5226e-05 | 1.4358e-05 | 1.4555e-05 | 1.3932e-05 | 1.329e-05 | 1.5832e-05 | 1.2909e-05 | 1.3831e-05 | 1.297e-05 | 1.3717e-05 | 1.0429e-05 | 1.3495e-05 | 1.3907e-05 | 1.442e-05 | 1.2261e-05 | 1.505e-05 | 1.1524e-05 | 1.3779e-05 | 1.3051e-05 | 1.2398e-05 | 1.1195e-05 | 1.2241e-05 | 1.5678e-05 | 1.7676e-05 | 8.9871e-06 | 1.4621e-05 | 1.2938e-05 | 1.4732e-05 | 1.826e-05 | 1.3173e-05 | 1.6329e-05 | 1.4469e-05 | 1.5288e-05 | 1.501e-05 | 1.4546e-05 | 1.3577e-05 | 1.6387e-05 | 1.4836e-05 | 1.5332e-05 | 1.6149e-05 | 1.7625e-05 | 1.5593e-05 | 1.2454e-05 | 1.601e-05 | 1.6587e-05 | 1.2616e-05 | 1.3276e-05 | 1.1404e-05 | 1.448e-05 | 1.2929e-05 | 1.5801e-05 | 1.0925e-05 | 1.2454e-05 | 1.3032e-05 | 1.5242e-05 | 1.6218e-05 | 1.5727e-05 | 1.2668e-05 | 1.4382e-05 | 1.6404e-05 | 1.3207e-05 | 1.2013e-05 | 1.3855e-05 | 1.3415e-05 | 1.1003e-05 | 1.6946e-05 | 1.0807e-05 | 1.3569e-05 | 1.7758e-05 | 1.6042e-05 | 1.5396e-05 | 1.4677e-05 | 1.7624e-05 | 1.5247e-05 | 1.3477e-05 | 1.2324e-05 | 1.2157e-05 | 1.6194e-05 | 1.4412e-05 | 1.3709e-05 | 1.3729e-05 | 1.6444e-05 | 1.4818e-05 | 1.6564e-05 | 1.2164e-05 | 1.4671e-05 | 1.3981e-05 | 1.3419e-05 | 1.6542e-05 | 1.1499e-05 | 1.542e-05 | 1.1776e-05 | 1.4529e-05 | 1.2159e-05 | 1.1328e-05 | 1.2229e-05 | 1.1546e-05 | 1.2569e-05 | 1.5406e-05 | 1.3572e-05 | 1.2116e-05 | 1.3198e-05 | 1.5165e-05 | 1.5918e-05 | 1.4723e-05 | 1.5158e-05 | 1.7518e-05 | 1.5058e-05 | 1.1723e-05 | 1.5255e-05 | 1.4949e-05 | 1.5005e-05 | 1.1395e-05 | 1.633e-05 | 1.7304e-05 | 1.4393e-05 | 1.7832e-05 | 1.3305e-05 | 1.4021e-05 | 1.7611e-05 | 1.5551e-05 | 1.2949e-05 | 1.1745e-05 | 1.0898e-05 | 1.1301e-05 | 1.7204e-05 | 1.1224e-05 | 1.6114e-05 | 1.8258e-05 | 1.3918e-05 | 1.3023e-05 | 1.2875e-05 | 1.7066e-05 | 1.5982e-05 | 1.3085e-05 | 1.2578e-05 | 1.1782e-05 | 1.2271e-05 | 1.5621e-05 | 1.5403e-05 | 1.2393e-05 | 1.3337e-05 | 1.4448e-05 | 1.4554e-05 | 1.9042e-05 | 1.603e-05 | 1.6756e-05 | 1.4056e-05 | 1.1012e-05 | 1.7912e-05 | 1.7276e-05 | 1.5431e-05 | 1.4222e-05 | 1.1657e-05 | 1.6925e-05 | 1.3938e-05 | 1.4552e-05 | 1.5116e-05 | 1.4059e-05 | 1.2067e-05 | 1.2163e-05 | 1.3846e-05 | 1.4759e-05 | 1.6661e-05 | 1.3769e-05 | 1.3486e-05 | 1.5815e-05 | 1.9595e-05 | 1.3623e-05 | 1.778e-05 | 1.4076e-05 | 1.1976e-05 | 1.1955e-05 | 1.6541e-05 | 1.0203e-05 | 1.0972e-05 | 1.0442e-05 | 1.0573e-05 | 1.5025e-05 | 1.1113e-05 | 1.169e-05 | 1.792e-05 | 1.5343e-05 | 1.6368e-05 | 1.1351e-05 | 1.6988e-05 | 1.8881e-05 | 1.8472e-05 | 1.2612e-05 | 1.0884e-05 | 1.3768e-05 | 1.6155e-05 | 1.5794e-05 | 1.4206e-05 | 1.4322e-05 | 1.8148e-05 | 1.5089e-05 | 1.2846e-05 | 1.4406e-05 | 1.2949e-05 | 1.7749e-05 | 1.141e-05 | 1.714e-05 | 1.2533e-05 | 1.4888e-05 | 1.4669e-05 | 1.2726e-05 | 1.6309e-05 | 1.5279e-05 | 1.2207e-05 | 1.2115e-05 | 1.3315e-05 | 1.8853e-05 | 1.1993e-05 | 1.5384e-05 | 1.2374e-05 | 1.3921e-05 | 1.7193e-05 | 1.7926e-05 | 1.1298e-05 | 1.214e-05 | 1.2885e-05 | 1.6913e-05 | 1.1872e-05 | 1.4329e-05 | 1.3673e-05 | 1.1781e-05 | 1.5344e-05 | 1.6602e-05 | 1.6199e-05 | 1.3883e-05 | 1.1998e-05 | 1.4856e-05 | 1.4628e-05 | 1.7925e-05 | 1.4178e-05 | 1.5927e-05 | 1.7283e-05 | 1.3767e-05 | 1.2444e-05 | 1.2835e-05 | 1.6105e-05 | 1.4073e-05 | 1.1016e-05 | 1.5581e-05 | 1.6246e-05 | 1.3588e-05 | 1.4979e-05 | 1.3628e-05 | 1.2643e-05 | 1.4346e-05 | 1.2627e-05 | 1.5908e-05 | 1.5348e-05 | 1.4723e-05 | 1.7258e-05 | 1.2662e-05 | 1.2273e-05 | 1.1774e-05 | 1.476e-05 | 1.2774e-05 | 1.5995e-05 | 9.71e-06 | 1.3654e-05 | 1.3707e-05 | 1.067e-05 | 1.7532e-05 | 1.4906e-05 | 1.2109e-05 | 1.7799e-05 | 1.48e-05 | 1.2606e-05 | 1.2198e-05 | 1.2068e-05 | 1.3137e-05 | 1.4209e-05 | 1.4292e-05 | 1.5952e-05 | 1.3641e-05 | 1.6946e-05 | 1.3768e-05 | 1.6069e-05 | 1.3008e-05 | 1.6188e-05 | 1.4442e-05 | 1.045e-05 | 1.5314e-05 | 1.3317e-05 | 1.6593e-05 | 1.1772e-05 | 1.6239e-05 | 1.2013e-05 | 1.7344e-05 | 1.419e-05 | 9.5347e-06 | 1.3715e-05 | 1.5587e-05 | 1.0041e-05 | 1.5033e-05 | 1.4062e-05 | 1.6834e-05 | 1.6218e-05 | 1.2758e-05 | 1.4487e-05 | 1.618e-05 | 1.2183e-05 | 1.223e-05 | 1.3307e-05 | 1.775e-05 | 1.5034e-05 | 1.1706e-05 | 1.1184e-05 | 1.0268e-05 | 1.4583e-05 | 1.121e-05 | 1.9067e-05 | 1.2618e-05 | 1.6037e-05 | 1.4069e-05 | 1.4419e-05 | 1.315e-05 | 1.6648e-05 | 1.4352e-05 | 1.1409e-05 | 1.4607e-05 | 1.3255e-05 | 1.313e-05 | 1.1114e-05 | 1.34e-05 | 1.6638e-05 | 1.0151e-05 | 1.6843e-05 | 1.0951e-05 | 1.1225e-05 | 1.0196e-05 | 1.8528e-05 | 1.2925e-05 | 1.347e-05 | 1.2649e-05 | 1.1591e-05 | 1.011e-05 | 1.5506e-05 | 1.1553e-05 | 1.5899e-05 | 1.1964e-05 | 1.411e-05 | 1.6178e-05 | 1.5985e-05 | 1.0472e-05 | 1.4515e-05 | 1.0121e-05 | 1.5998e-05 | 1.1965e-05 | 1.4131e-05 | 1.1874e-05 | 1.5296e-05 | 1.3822e-05 | 1.6015e-05 | 1.4991e-05 | 1.2547e-05 | 1.8541e-05 | 1.1955e-05 | 1.492e-05 | 1.2666e-05 | 1.4993e-05 | 1.0661e-05 | 1.6877e-05 | 1.2811e-05 | 1.284e-05 | 1.5628e-05 | 1.7822e-05 | 9.7852e-06 | 1.546e-05 | 1.4003e-05 | 1.7561e-05 | 1.4005e-05 | 1.5531e-05 | 1.4201e-05 | 1.8255e-05 | 1.2527e-05 | 1.3475e-05 | 1.2633e-05 | 1.065e-05 | 1.1109e-05 | 1.838e-05 | 1.5423e-05 | 1.3331e-05 | 1.265e-05 | 1.1075e-05 | 1.2272e-05 | 1.4224e-05 | 1.0471e-05 | 1.1181e-05 | 1.1436e-05 | 1.679e-05 | 1.3353e-05 | 1.7565e-05 | 1.4071e-05 | 1.4066e-05 | 1.3591e-05 | 1.7712e-05 | 1.3646e-05 | 1.6349e-05 | 1.2936e-05 | 1.2516e-05 | 1.7137e-05 | 1.5219e-05 | 1.2876e-05 | 1.9024e-05 | 1.583e-05 | 1.4564e-05 | 1.2794e-05 | 1.7039e-05 | 1.6132e-05 | 1.0942e-05 | 1.4497e-05 | 1.3252e-05 | 1.5579e-05 | 1.2295e-05 | 1.5401e-05 | 1.3084e-05 | 1.3064e-05 | 1.8087e-05 | 1.183e-05 | 1.3758e-05 | 1.2429e-05 | 1.6354e-05 | 1.4632e-05 | 1.5775e-05 | 1.6274e-05 | 1.4785e-05 | 1.2905e-05 | 1.4608e-05 | 1.2267e-05 | 1.2895e-05 | 1.4114e-05 | 1.1481e-05 | 1.4973e-05 | 1.2615e-05 | 1.6085e-05 | 1.4599e-05 | 1.3865e-05 | 1.7279e-05 | 1.375e-05 | 1.6206e-05 | 1.2252e-05 | 1.6306e-05 | 1.3505e-05 | 1.4117e-05 | 1.2011e-05 | 1.4274e-05 | 2.0024e-05 | 1.3251e-05 | 1.2466e-05 | 1.4187e-05 | 1.305e-05 | 1.3623e-05 | 1.4671e-05 | 1.9126e-05 | 1.0598e-05 | 1.5694e-05 | 1.6122e-05 | 1.39e-05 | 1.1953e-05 | 1.0673e-05 | 1.5032e-05 | 1.8072e-05 | 1.3251e-05 | 1.5885e-05 | 1.7311e-05 | 1.2557e-05 | 1.6026e-05 | 1.7107e-05 | 1.277e-05 | 1.4453e-05 | 1.6795e-05 | 1.4066e-05 | 1.8204e-05 | 1.4615e-05 | 1.3404e-05 | 1.4501e-05 | 1.293e-05 | 1.1727e-05 | 1.4068e-05 | 1.1933e-05 | 1.3234e-05 | 1.5611e-05 | 1.3276e-05 | 1.3956e-05 | 1.3892e-05 | 1.5824e-05 | 1.8048e-05 | 1.6953e-05 | 1.9181e-05 | 1.4084e-05 | 1.1975e-05 | 1.3362e-05 | 1.322e-05 | 1.2058e-05 | 1.3685e-05 | 1.6014e-05 | 1.7514e-05 | 1.3743e-05 | 1.3675e-05 | 1.1537e-05 | 1.2762e-05 | 1.404e-05 | 1.3398e-05 | 1.3146e-05 | 1.5341e-05 | 1.1829e-05 | 1.3601e-05 | 1.2897e-05 | 1.1924e-05 | 1.7514e-05 | 1.8258e-05 | 1.2003e-05 | 1.0615e-05 | 1.8454e-05 | 1.7591e-05 | 1.2637e-05 | 1.1277e-05 | 1.7417e-05 | 1.2584e-05 | 1.3341e-05 | 1.0582e-05 | 1.2436e-05 | 1.3899e-05 | 9.8398e-06 | 1.174e-05 | 1.058e-05 | 1.6715e-05 | 1.3573e-05 | 1.3554e-05 | 1.8343e-05 | 1.5156e-05 | 1.2185e-05 | 1.5021e-05 | 1.6814e-05 | 1.4376e-05 | 1.3735e-05 | 1.3515e-05 | 1.1086e-05 | 1.542e-05 | 1.7263e-05 | 9.5073e-06 | 1.0582e-05 | 1.3894e-05 | 1.3653e-05 | 1.8522e-05 | 1.7506e-05 | 1.7329e-05 | 1.7125e-05 | 1.0411e-05 | 1.2737e-05 | 1.0676e-05 | 1.5708e-05 | 1.1575e-05 | 1.5299e-05 | 1.3404e-05 | 1.3195e-05 | 1.7623e-05 | 1.2398e-05 | 1.3469e-05 | 1.1901e-05 | 1.2467e-05 | 1.6637e-05 | 1.5246e-05 | 1.5331e-05 | 1.4748e-05 | 1.4096e-05 | 1.1642e-05 | 1.2153e-05 | 1.2172e-05 | 1.3493e-05 | 1.1838e-05 | 1.5208e-05 | 1.6819e-05 | 1.4988e-05 | 1.321e-05 | 1.2405e-05 | 1.0305e-05 | 1.5988e-05 | 1.1863e-05 | 1.3548e-05 | 1.1649e-05 | 1.1377e-05 | 1.4252e-05 | 1.5989e-05 | 1.6642e-05 | 1.2828e-05 | 1.3863e-05 | 1.6955e-05 | 1.4095e-05 | 1.5633e-05 | 1.5947e-05 | 1.4598e-05 | 1.3964e-05 | 1.209e-05 | 1.5529e-05 | 1.4525e-05 | 1.6208e-05 | 1.1333e-05 | 1.21e-05 | 2.0094e-05 | 1.1462e-05 | 1.4557e-05 | 1.0191e-05 | 1.6795e-05 | 1.5802e-05 | 1.1597e-05 | 1.38e-05 | 1.6283e-05 | 1.2697e-05 | 1.3018e-05 | 1.3954e-05 | 1.8232e-05 | 1.3762e-05 | 1.2122e-05 | 1.2987e-05 | 1.8054e-05 | 1.5105e-05 | 1.4035e-05 | 1.235e-05 | 1.3526e-05 | 1.4445e-05 | 1.5778e-05 | 1.6799e-05 | 1.2261e-05 | 1.4454e-05 | 1.002e-05 | 1.1574e-05 | 1.2506e-05 | 1.8236e-05 | 1.6675e-05 | 1.5819e-05 | 1.6675e-05 | 1.0772e-05 | 1.4919e-05 | 1.18e-05 | 8.5338e-06 | 1.5162e-05 | 1.8172e-05 | 1.6234e-05 | 1.4927e-05 | 1.5559e-05 | 1.299e-05 | 1.2561e-05 | 1.3205e-05 | 1.2616e-05 | 1.441e-05 | 1.3132e-05 | 1.2846e-05 | 1.2431e-05 | 1.4663e-05 | 1.206e-05 | 1.7262e-05 | 1.5177e-05 | 1.4874e-05 | 1.0389e-05 | 1.8383e-05 | 1.2758e-05 | 1.6619e-05 | 1.4643e-05 | 1.3671e-05 | 1.8227e-05 | 1.6109e-05 | 1.4387e-05 | 1.571e-05 | 7.8795e-06 | 1.5092e-05 | 1.4002e-05 | 1.5782e-05 | 1.3626e-05 | 1.677e-05 | 1.6701e-05 | 1.2318e-05 | 1.1969e-05 | 1.4378e-05 | 1.4516e-05 | 1.3017e-05 | 1.321e-05 | 1.0775e-05 | 1.2955e-05 | 1.3668e-05 | 1.6416e-05 | 1.4361e-05 | 1.2113e-05 | 1.185e-05 | 1.1919e-05 | 1.2759e-05 | 1.3099e-05 | 1.6761e-05 | 1.505e-05 | 1.401e-05 | 1.2118e-05 | 1.6941e-05 | 1.4886e-05 | 1.2444e-05 | 1.7444e-05 | 1.824e-05 | 1.4893e-05 | 1.5802e-05 | 1.7198e-05 | 1.2025e-05 | 1.78e-05 | 1.1872e-05 | 1.7664e-05 | 1.3647e-05 | 1.6385e-05 | 1.2994e-05 | 1.6076e-05 | 1.3494e-05 | 1.8947e-05 | 1.4638e-05 | 1.7691e-05 | 1.2823e-05 | 1.1294e-05 | 1.3138e-05 | 1.3958e-05 | 1.5907e-05 | 1.4377e-05 | 1.2096e-05 | 1.2471e-05 | 1.4893e-05 | 1.24e-05 | 1.3673e-05 | 1.1717e-05 | 1.4199e-05 | 1.0698e-05 | 1.4972e-05 | 1.1057e-05 | 1.2244e-05 | 1.293e-05 | 1.328e-05 | 1.7201e-05 | 1.3184e-05 | 1.7437e-05 | 1.2183e-05 | 1.2742e-05 | 1.8036e-05 | 1.4747e-05 | 1.7109e-05 | 1.2685e-05 | 1.2874e-05 | 1.4536e-05 | 1.275e-05 | 1.5935e-05 | 1.6144e-05 | 1.4529e-05 | 1.0774e-05 | 1.6003e-05 | 1.3197e-05 | 1.3495e-05 | 1.1948e-05 | 1.852e-05 | 1.5283e-05 | 1.3857e-05 | 1.9875e-05 | 1.4631e-05 | 1.8098e-05 | 1.2996e-05 | 1.7581e-05 | 1.6384e-05 | 1.7496e-05 | 1.0141e-05 | 1.664e-05 | 1.5609e-05 | 1.3705e-05 | 1.5152e-05 | 1.4175e-05 | 1.3517e-05 | 1.3647e-05 | 1.123e-05 | 1.4855e-05 | 1.6798e-05 | 1.4375e-05 | 1.1417e-05 | 1.56e-05 | 1.4284e-05 | 1.5506e-05 | 1.4846e-05 | 1.457e-05 | 1.3491e-05 | 1.4622e-05 | 1.3425e-05 | 1.7385e-05 | 1.5141e-05 | 1.5002e-05 | 1.8755e-05 | 1.609e-05 | 1.6439e-05 | 1.625e-05 | 1.7392e-05 | 1.4907e-05 | 1.4081e-05 | 1.2441e-05 | 1.5716e-05 | 1.515e-05 | 1.2388e-05 | 1.529e-05 | 1.2522e-05 | 1.4885e-05 | 1.6797e-05 | 1.4077e-05 | 1.5807e-05 | 1.3295e-05 | 1.6222e-05 | 1.5447e-05 | 1.2635e-05 | 1.3234e-05 | 1.3163e-05 | 1.5951e-05 | 1.5111e-05 | 1.7518e-05 | 1.5676e-05 | 1.4253e-05 | 1.1854e-05 | 1.2459e-05 | 1.5431e-05 | 1.4412e-05 | 1.5976e-05 | 1.5212e-05 | 1.3769e-05 | 1.2303e-05 | 1.0927e-05 | 1.4146e-05 | 1.1476e-05 | 1.5464e-05 | 1.4931e-05 | 1.7201e-05 | 1.4139e-05 | 1.6335e-05 | 1.0392e-05 | 1.543e-05 | 1.1245e-05 | 1.4219e-05 | 1.4211e-05 | 1.3566e-05 | 1.5962e-05 | 1.4838e-05 | 1.7893e-05 | 1.7279e-05 | 1.4402e-05 | 1.2469e-05 | 1.1318e-05 | 1.6434e-05 | 1.0012e-05 | 1.4449e-05 | 1.2945e-05 | 9.5747e-06 | 1.3355e-05 | 1.8369e-05 | 1.4014e-05 | 1.7734e-05 | 1.0879e-05 | 1.3589e-05 | 1.5758e-05 | 1.2651e-05 | 1.2685e-05 | 1.5036e-05 | 1.1235e-05 | 1.361e-05 | 1.4729e-05 | 1.3576e-05 | 1.7574e-05 | 1.3324e-05 | 1.618e-05 | 1.258e-05 | 1.2832e-05 | 1.1952e-05 | 1.5713e-05 | 1.4541e-05 | 1.7532e-05 | 1.1513e-05 | 1.4618e-05 | 1.3478e-05 | 1.6897e-05 | 1.6294e-05 | 1.4425e-05 | 1.3533e-05 | 1.5911e-05 | 1.2508e-05 | 1.7506e-05 | 1.244e-05 | 1.3928e-05 | 1.1197e-05 | 1.6117e-05 | 1.3002e-05 | 1.1371e-05 | 1.5272e-05 | 1.3127e-05 | 1.3552e-05 | 9.9863e-06 | 1.5698e-05 | 1.6069e-05 | 1.7179e-05 | 1.3582e-05 | 1.3378e-05 | 1.0462e-05 | 1.6944e-05 | 1.2687e-05 | 2.0942e-05 | 1.7033e-05 | 1.4522e-05 | 1.1404e-05 | 1.1231e-05 | 1.5739e-05 | 1.2136e-05 | 1.2499e-05 | 1.1631e-05 | 1.2285e-05 | 1.8878e-05 | 1.3294e-05 | 1.284e-05 | 1.5389e-05 | 1.6033e-05 | 1.2918e-05 | 1.6556e-05 | 1.8372e-05 | 1.3729e-05 | 1.5598e-05 | 1.2732e-05 | 1.1337e-05 | 1.5628e-05 | 1.3957e-05 | 1.5424e-05 | 1.0422e-05 | 1.1666e-05 | 1.5696e-05 | 1.506e-05 | 1.3406e-05 | 1.1649e-05 | 1.2853e-05 | 1.3934e-05 | 1.0728e-05 | 1.1273e-05 | 1.0413e-05 | 1.6694e-05 | 1.1949e-05 | 1.1985e-05 | 1.787e-05 | 1.4461e-05 | 1.3946e-05 | 1.0697e-05 | 1.6473e-05 | 1.3579e-05 | 1.5637e-05 | 1.5528e-05 | 1.2354e-05 | 1.663e-05 | 1.3163e-05 | 1.2738e-05 | 1.5866e-05 | 1.3646e-05 | 1.3809e-05 | 1.7506e-05 | 9.856e-06 | 1.1117e-05 | 1.5549e-05 | 1.5581e-05 | 1.766e-05 | 1.6005e-05 | 1.2792e-05 | 1.413e-05 | 1.1905e-05 | 1.1423e-05 | 1.2509e-05 | 1.4504e-05 | 1.1994e-05 | 1.122e-05 | 1.1085e-05 | 1.6997e-05 | 1.4871e-05 | 1.3702e-05 | 1.2606e-05 | 1.1134e-05 | 1.3671e-05 | 1.0481e-05 | 1.8383e-05 | 1.1294e-05 | 1.5744e-05 | 1.6231e-05 | 1.5652e-05 | 1.5945e-05 | 1.6765e-05 | 1.3716e-05 | 1.3123e-05 | 1.3964e-05 | 1.2982e-05 | 1.2767e-05 | 1.6234e-05 | 1.2538e-05 | 1.2385e-05 | 1.8214e-05 | 1.7411e-05 | 1.2372e-05 | 1.1896e-05 | 1.576e-05 | 1.3266e-05 | 1.6486e-05 | 1.3903e-05 | 1.1434e-05 | 1.5891e-05 | 1.4465e-05 | 1.0885e-05 | 1.2071e-05 | 1.2874e-05 | 1.1324e-05 | 1.5627e-05 | 1.6454e-05 | 1.3163e-05 | 1.464e-05 | 1.6868e-05 | 1.191e-05 | 1.5952e-05 | 1.5747e-05 | 1.5389e-05 | 1.1754e-05 | 1.0739e-05 | 1.4363e-05 | 1.0402e-05 | 1.2276e-05 | 1.5808e-05 | 1.3529e-05 | 1.2212e-05 | 1.6954e-05 | 1.4183e-05 | 1.4716e-05 | 1.3124e-05 | 1.3532e-05 | 1.2251e-05 | 1.1772e-05 | 1.0657e-05 | 1.5657e-05 | 1.516e-05 | 1.3973e-05 | 1.2934e-05 | 1.0343e-05 | 1.4465e-05 | 1.5134e-05 | 1.5073e-05 | 1.4892e-05 | 1.7573e-05 | 1.7962e-05 | 1.31e-05 | 1.5414e-05 | 1.3028e-05 | 1.306e-05 | 1.1735e-05 | 1.6282e-05 | 1.2532e-05 | 1.4583e-05 | 1.3602e-05 | 1.0328e-05 | 1.6022e-05 | 1.5065e-05 | 1.5828e-05 | 1.2399e-05 | 1.5262e-05 | 1.241e-05 | 1.3695e-05 | 1.4348e-05 | 1.296e-05 | 1.3031e-05 | 1.2414e-05 | 1.6543e-05 | 1.1568e-05 | 1.1472e-05 | 1.3915e-05 | 1.5767e-05 | 1.076e-05 | 1.3299e-05 | 1.2114e-05 | 1.4725e-05 | 1.3524e-05 | 1.7389e-05 | 1.2696e-05 | 1.5886e-05 | 1.2747e-05 | 1.7226e-05 | 1.2859e-05 | 1.6954e-05 | 1.5349e-05 | 1.4242e-05 | 1.8482e-05 | 1.5195e-05 | 1.7857e-05 | 2.1598e-05 | 1.6633e-05 | 1.5939e-05 | 1.2756e-05 | 1.9129e-05 | 1.5614e-05 | 1.4046e-05 | 1.2057e-05 | 1.2903e-05 | 1.5316e-05 | 1.4715e-05 | 1.3422e-05 | 1.8226e-05 | 1.4453e-05 | 1.6045e-05 | 1.5492e-05 | 1.3414e-05 | 1.261e-05 | 1.3624e-05 | 1.4072e-05 | 1.9727e-05 | 1.42e-05 | 1.0906e-05 | 1.4034e-05 | 1.4638e-05 | 1.0804e-05 | 1.1236e-05 | 1.2021e-05 | 1.684e-05 | 1.2953e-05 | 1.4395e-05 | 1.5528e-05 | 1.3309e-05 | 1.7347e-05 | 1.3831e-05 | 1.2847e-05 | 1.5506e-05 | 1.2674e-05 | 1.8012e-05 | 1.46e-05 | 1.7976e-05 | 1.2472e-05 | 1.5376e-05 | 1.1001e-05 | 1.4965e-05 | 1.1719e-05 | 1.6269e-05 | 1.561e-05 | 1.8567e-05 | 1.8162e-05 | 1.3058e-05 | 1.4976e-05 | 1.9026e-05 | 1.4445e-05 | 1.2044e-05 | 1.2405e-05 | 1.3442e-05 | 1.4898e-05 | 1.2174e-05 | 9.649e-06 | 1.3335e-05 | 1.2712e-05 | 1.2659e-05 | 1.2481e-05 | 1.2513e-05 | 1.8956e-05 | 1.1339e-05 | 1.2826e-05 | 1.0863e-05 | 1.7456e-05 | 1.3114e-05 | 1.1289e-05 | 1.6493e-05 | 1.4414e-05 | 1.4094e-05 | 1.2432e-05 | 1.7393e-05 | 1.4035e-05 | 1.3062e-05 | 1.5169e-05 | 1.2654e-05 | 1.2241e-05 | 1.7891e-05 | 1.2009e-05 | 1.5795e-05 | 1.3564e-05 | 1.1463e-05 | 1.5305e-05 | 1.223e-05 | 1.2579e-05 | 1.4311e-05 | 1.2225e-05 | 1.4689e-05 | 1.1031e-05 | 1.4324e-05 | 1.2753e-05 | 1.417e-05 | 1.331e-05 | 1.5976e-05 | 1.2728e-05 | 1.2673e-05 | 1.3224e-05 | 1.0137e-05 | 1.8009e-05 | 1.294e-05 | 1.2129e-05 | 1.5289e-05 | 1.2746e-05 | 1.058e-05 | 1.093e-05 | 1.9485e-05 | 1.7681e-05 | 9.8061e-06 | 1.3714e-05 | 1.3137e-05 | 1.2797e-05 | 1.4342e-05 | 1.6708e-05 | 1.398e-05 | 1.4458e-05 | 1.4269e-05 | 1.6361e-05 | 1.4766e-05 | 1.7327e-05 | 1.3204e-05 | 1.251e-05 | 1.9071e-05 | 1.6345e-05 | 1.5456e-05 | 1.8313e-05 | 1.804e-05 | 1.3038e-05 | 1.6042e-05 | 1.2254e-05 | 1.434e-05 | 1.5056e-05 | 1.7389e-05 | 1.3961e-05 | 1.1076e-05 | 1.402e-05 | 1.3287e-05 | 1.9354e-05 | 1.856e-05 | 1.0956e-05 | 1.227e-05 | 1.7405e-05 | 1.3883e-05 | 1.3942e-05 | 1.5257e-05 | 1.8013e-05 | 1.4101e-05 | 1.439e-05 | 1.2616e-05 | 1.8127e-05 | 1.3542e-05 | 1.4468e-05 | 1.3718e-05 | 1.4916e-05 | 1.7843e-05 | 1.2625e-05 | 1.4226e-05 | 1.6911e-05 | 1.5363e-05 | 1.3405e-05 | 1.148e-05 | 1.7e-05 | 1.4835e-05 | 1.2544e-05 | 1.5715e-05 | 1.6337e-05 | 1.2976e-05 | 1.1022e-05 | 1.0342e-05 | 1.4449e-05 | 1.1927e-05 | 1.2907e-05 | 1.12e-05 | 1.1498e-05 | 1.5771e-05 | 1.4108e-05 | 1.694e-05 | 1.6596e-05 | 1.4421e-05 | 1.1298e-05 | 1.1481e-05 | 1.5732e-05 | 1.3458e-05 | 1.3173e-05 | 1.4593e-05 | 1.0192e-05 | 1.1972e-05 | 1.7108e-05 | 1.2496e-05 | 1.6618e-05 | 1.6494e-05 | 1.614e-05 | 1.5053e-05 | 1.2961e-05 | 1.2043e-05 | 1.2573e-05 | 1.3153e-05 | 1.5925e-05 | 1.3467e-05 | 1.6055e-05 | 1.6909e-05 | 1.2249e-05 | 1.1291e-05 | 1.0668e-05 | 1.8228e-05 | 1.3921e-05 | 1.5257e-05 | 1.2462e-05 | 1.5412e-05 | 1.7892e-05 | 1.76e-05 | 1.636e-05 | 1.2247e-05 | 9.8588e-06 | 1.0532e-05 | 9.8557e-06 | 1.7826e-05 | 1.124e-05 | 1.7686e-05 | 1.5485e-05 | 1.3151e-05 | 1.2584e-05 | 1.2102e-05 | 1.3849e-05 | 1.5956e-05 | 1.6344e-05 | 1.5589e-05 | 1.8689e-05 | 1.0763e-05 | 1.6865e-05 | 1.5767e-05 | 1.7189e-05 | 1.3238e-05 | 1.3131e-05 | 1.2933e-05 | 1.2367e-05 | 1.0411e-05 | 1.6867e-05 | 1.2491e-05 | 1.5392e-05 | 1.3811e-05 | 1.2959e-05 | 1.5304e-05 | 1.2208e-05 | 1.4304e-05 | 1.477e-05 | 1.2641e-05 | 1.5803e-05 | 1.3842e-05 | 1.0978e-05 | 1.5883e-05 | 1.4745e-05 | 1.4855e-05 | 1.686e-05 | 1.4074e-05 | 1.5097e-05 | 1.5401e-05 | 1.6952e-05 | 1.3056e-05 | 1.3653e-05 | 1.3548e-05 | 1.3001e-05 | 1.2008e-05 | 1.0863e-05 | 1.4817e-05 | 1.7105e-05 | 1.184e-05 | 1.2437e-05 | 1.0766e-05 | 1.4676e-05 | 1.2002e-05 | 1.2569e-05 | 1.1444e-05 | 1.757e-05 | 1.4263e-05 | 1.2296e-05 | 1.6285e-05 | 1.6478e-05 | 1.4411e-05 | 1.0292e-05 | 1.0783e-05 | 1.4102e-05 | 1.4891e-05 | 1.2218e-05 | 1.4001e-05 | 1.3168e-05 | 1.4251e-05 | 1.7932e-05 | 1.2455e-05 | 1.3722e-05 | 1.3315e-05 | 1.6398e-05 | 1.4663e-05 | 1.2562e-05 | 1.7114e-05 | 1.6509e-05 | 1.5445e-05 | 1.0872e-05 | 1.0474e-05 | 1.7079e-05 | 1.8017e-05 | 1.4774e-05 | 1.3453e-05 | 1.8804e-05 | 8.9705e-06 | 1.1131e-05 | 1.249e-05 | 1.223e-05 | 1.8731e-05 | 1.235e-05 | 1.6234e-05 | 1.4008e-05 | 1.5171e-05 | 1.7612e-05 | 1.7528e-05 | 1.3492e-05 | 1.1477e-05 | 1.5576e-05 | 1.5414e-05 | 1.3428e-05 | 1.1521e-05 | 1.1404e-05 | 1.5902e-05 | 1.4067e-05 | 1.601e-05 | 1.3858e-05 | 1.0972e-05 | 1.453e-05 | 1.2397e-05 | 1.2774e-05 | 1.6428e-05 | 1.1031e-05 | 1.5702e-05 | 1.6302e-05 | 1.7506e-05 | 1.2875e-05 | 1.4238e-05 | 1.683e-05 | 1.6581e-05 | 1.6372e-05 | 1.6064e-05 | 1.5363e-05 | 1.7311e-05 | 1.588e-05 | 9.6802e-06 | 1.0938e-05 | 1.3732e-05 | 1.6691e-05 | 1.417e-05 | 1.6187e-05 | 1.337e-05 | 1.3935e-05 | 1.5977e-05 | 1.6729e-05 | 1.3122e-05 | 1.7e-05 | 1.5285e-05 | 1.1962e-05 | 1.269e-05 | 1.0403e-05 | 1.1615e-05 | 1.1173e-05 | 1.431e-05 | 1.1015e-05 | 1.1683e-05 | 1.5812e-05 | 1.5509e-05 | 1.5339e-05 | 1.4608e-05 | 1.456e-05 | 1.1313e-05 | 1.4047e-05 | 1.1513e-05 | 1.2829e-05 | 1.236e-05 | 1.2552e-05 | 1.829e-05 | 1.3629e-05 | 1.3986e-05 | 1.4721e-05 | 1.2436e-05 | 1.476e-05 | 1.3776e-05 | 1.5126e-05 | 1.6497e-05 | 1.411e-05 | 1.4248e-05 | 1.2584e-05 | 1.0316e-05 | 1.2196e-05 | 1.5449e-05 | 1.2249e-05 | 1.4969e-05 | 1.9839e-05 | 1.4685e-05 | 1.4163e-05 | 1.2305e-05 | 1.3857e-05 | 1.5188e-05 | 1.3679e-05 | 1.6792e-05 | 1.6708e-05 | 1.2027e-05 | 1.5623e-05 | 1.4908e-05 | 1.8006e-05 | 1.3872e-05 | 1.5365e-05 | 1.179e-05 | 1.5568e-05 | 1.1917e-05 | 1.5366e-05 | 1.5528e-05 | 1.7852e-05 | 1.4252e-05 | 1.3549e-05 | 1.1608e-05 | 1.3568e-05 | 1.622e-05 | 1.7165e-05 | 1.4052e-05 | 1.3195e-05 | 1.1671e-05 | 1.0731e-05 | 1.3503e-05 | 1.3001e-05 | 1.4774e-05 | 1.2979e-05 | 1.8014e-05 | 1.2258e-05 | 1.4414e-05 | 1.5942e-05 | 1.6859e-05 | 1.5803e-05 | 1.4562e-05 | 1.4362e-05 | 1.1202e-05 | 1.2646e-05 | 1.2513e-05 | 1.1694e-05 | 1.5351e-05 | 1.3324e-05 | 1.1817e-05 | 1.0309e-05 | 1.7825e-05 | 1.6239e-05 | 1.3036e-05 | 1.5997e-05 | 1.6386e-05 | 1.6028e-05 | 1.1885e-05 | 1.4981e-05 | 1.4425e-05 | 1.2765e-05 | 1.3633e-05 | 1.5721e-05 | 2.01e-05 | 1.7192e-05 | 1.5882e-05 | 1.3314e-05 | 1.6711e-05 | 1.4064e-05 | 1.433e-05 | 1.5432e-05 | 1.3004e-05 | 1.5671e-05 | 1.0484e-05 | 1.7425e-05 | 1.6048e-05 | 1.3215e-05 | 1.2888e-05 | 1.3451e-05 | 1.0958e-05 | 1.5802e-05 | 1.4072e-05 | 1.538e-05 | 9.676e-06 | 1.0949e-05 | 1.5085e-05 | 1.5994e-05 | 1.1432e-05 | 1.897e-05 | 1.5046e-05 | 1.7691e-05 | 1.5103e-05 | 1.2937e-05 | 1.5787e-05 | 1.0929e-05 | 1.3046e-05 | 1.4536e-05 | 1.8386e-05 | 1.3898e-05 | 1.2209e-05 | 1.468e-05 | 1.3197e-05 | 1.2328e-05 | 1.3968e-05 | 1.2219e-05 | 1.3063e-05 | 1.519e-05 | 9.9358e-06 | 1.4779e-05 | 1.6954e-05 | 1.5823e-05 | 1.6238e-05 | 1.3345e-05 | 1.3307e-05 | 9.3627e-06 | 1.1646e-05 | 1.7074e-05 | 1.469e-05 | 1.203e-05 | 1.2432e-05 | 1.6657e-05 | 1.2986e-05 | 1.382e-05 | 1.227e-05 | 1.4398e-05 | 1.6038e-05 | 1.2082e-05 | 1.1727e-05 | 1.3483e-05 | 1.6497e-05 | 1.0148e-05 | 1.6433e-05 | 1.4972e-05 | 1.2301e-05 | 1.233e-05 | 1.581e-05 | 1.2912e-05 | 1.4867e-05 | 1.4675e-05 | 1.5698e-05 | 1.6945e-05 | 1.4239e-05 | 1.5839e-05 | 1.5153e-05 | 1.5778e-05 | 1.5102e-05 | 1.3062e-05 | 1.4711e-05 | 1.4247e-05 | 1.5011e-05 | 1.1792e-05 | 1.1654e-05 | 1.1277e-05 | 1.1444e-05 | 1.1138e-05 | 1.0218e-05 | 1.215e-05 | 1.1683e-05 | 1.327e-05 | 1.5539e-05 | 1.7602e-05 | 9.6455e-06 | 1.132e-05 | 1.6383e-05 | 1.2416e-05 | 1.9257e-05 | 1.4606e-05 | 1.7244e-05 | 1.3103e-05 | 1.9008e-05 | 1.324e-05 | 1.5177e-05 | 1.5847e-05 | 1.5273e-05 | 1.1887e-05 | 1.4467e-05 | 1.7162e-05 | 1.4792e-05 | 1.3448e-05 | 1.4056e-05 | 1.5559e-05 | 1.4946e-05 | 1.6528e-05 | 1.4155e-05 | 1.7222e-05 | 1.2513e-05 | 1.4748e-05 | 1.3219e-05 | 1.4694e-05 | 1.2862e-05 | 1.2874e-05 | 1.6314e-05 | 1.8222e-05 | 1.7357e-05 | 1.4834e-05 | 1.6341e-05 | 1.1602e-05 | 1.1559e-05 | 1.4777e-05 | 1.2645e-05 | 1.0951e-05 | 1.5011e-05 | 1.1941e-05 | 1.199e-05 | 1.4158e-05 | 1.1511e-05 | 1.4432e-05 | 1.8086e-05 | 1.2254e-05 | 1.5654e-05 | 1.3405e-05 | 1.5779e-05 | 1.3068e-05 | 1.804e-05 | 1.1292e-05 | 1.2742e-05 | 1.12e-05 | 1.54e-05 | 1.2206e-05 | 1.8702e-05 | 9.9841e-06 | 1.1027e-05 | 1.877e-05 | 1.1749e-05 | 1.582e-05 | 1.3303e-05 | 1.5979e-05 | 1.1038e-05 | 1.6512e-05 | 1.5038e-05 | 1.3307e-05 | 1.3974e-05 | 1.4129e-05 | 1.6666e-05 | 1.4026e-05 | 1.6719e-05 | 1.6185e-05 | 1.64e-05 | 1.5427e-05 | 1.62e-05 | 1.5067e-05 | 1.6113e-05 | 1.7826e-05 | 1.4855e-05 | 1.1013e-05 | 1.6993e-05 | 1.2676e-05 | 1.5918e-05 | 1.3249e-05 | 1.2579e-05 | 1.7804e-05 | 1.2619e-05 | 1.5761e-05 | 1.2844e-05 | 1.3119e-05 | 1.136e-05 | 1.5003e-05 | 1.3507e-05 | 1.2887e-05 | 9.2826e-06 | 1.3374e-05 | 1.4512e-05 | 1.2325e-05 | 9.63e-06 | 1.6339e-05 | 1.4322e-05 | 1.5374e-05 | 1.5271e-05 | 1.742e-05 | 9.6622e-06 | 1.6608e-05 | 1.4207e-05 | 1.498e-05 | 1.1378e-05 | 1.4744e-05 | 1.1907e-05 | 1.3072e-05 | 1.5433e-05 | 1.4969e-05 | 1.7475e-05 | 1.3393e-05 | 1.46e-05 | 1.8877e-05 | 1.3184e-05 | 1.494e-05 | 1.5364e-05 | 1.1592e-05 | 1.0312e-05 | 1.3094e-05 | 1.4956e-05 | 1.6741e-05 | 1.158e-05 | 1.6035e-05 | 1.223e-05 | 1.578e-05 | 1.556e-05 | 1.8759e-05 | 1.4743e-05 | 1.1852e-05 | 1.4749e-05 | 1.0351e-05 | 1.6899e-05 | 1.1964e-05 | 1.5579e-05 | 1.519e-05 | 1.7356e-05 | 1.7647e-05 | 1.6212e-05 | 1.0668e-05 | 1.2783e-05 | 1.3963e-05 | 1.4174e-05 | 1.588e-05 | 1.2545e-05 | 1.4813e-05 | 1.6627e-05 | 1.1716e-05 | 1.4973e-05 | 1.2678e-05 | 1.5007e-05 | 1.5673e-05 | 1.6663e-05 | 1.6606e-05 | 1.2277e-05 | 1.4557e-05 | 1.0156e-05 | 1.4124e-05 | 1.1676e-05 | 1.3554e-05 | 1.1496e-05 | 1.346e-05 | 2.0373e-05 | 1.1036e-05 | 1.3273e-05 | 1.3686e-05 | 1.6346e-05 | 1.2285e-05 | 1.0783e-05 | 1.6988e-05 | 1.207e-05 | 1.7119e-05 | 1.2187e-05 | 2.0357e-05 | 1.5352e-05 | 1.7083e-05 | 1.4127e-05 | 1.2338e-05 | 1.1053e-05 | 1.5617e-05 | 1.4374e-05 | 1.3293e-05 | 1.6729e-05 | 1.1759e-05 | 1.4867e-05 | 1.0423e-05 | 1.7488e-05 | 1.0761e-05 | 9.0032e-06 | 1.1923e-05 | 1.1423e-05 | 1.2184e-05 | 1.6496e-05 | 1.1088e-05 | 1.4785e-05 | 1.3234e-05 | 1.5345e-05 | 1.5195e-05 | 1.375e-05 | 1.2114e-05 | 1.2437e-05 | 1.4168e-05 | 1.0436e-05 | 1.2814e-05 | 1.641e-05 | 1.4558e-05 | 1.4725e-05 | 1.237e-05 | 1.3724e-05 | 1.4496e-05 | 1.764e-05 | 1.124e-05 | 1.7929e-05 | 1.8988e-05 | 1.5593e-05 | 1.438e-05 | 1.5848e-05 | 1.3984e-05 | 1.2175e-05 | 1.5775e-05 | 1.6117e-05 | 1.2638e-05 | 1.6976e-05 | 1.4535e-05 | 1.2389e-05 | 1.7471e-05 | 1.6201e-05 | 1.6032e-05 | 1.4057e-05 | 1.1467e-05 | 1.3562e-05 | 1.2188e-05 | 1.5861e-05 | 1.3361e-05 | 1.4356e-05 | 1.065e-05 | 1.1614e-05 | 1.1309e-05 | 1.6763e-05 | 1.8655e-05 | 1.1857e-05 | 1.3475e-05 | 1.4961e-05 | 1.018e-05 | 1.2269e-05 | 1.494e-05 | 1.2952e-05 | 1.2343e-05 | 1.4976e-05 | 1.2339e-05 | 1.286e-05 | 1.1604e-05 | 1.2834e-05 | 1.3276e-05 | 1.606e-05 | 1.3648e-05 | 1.2096e-05 | 1.6322e-05 | 1.3197e-05 | 1.1708e-05 | 1.6931e-05 | 1.3315e-05 | 1.4341e-05 | 1.4393e-05 | 1.4601e-05 | 1.8208e-05 | 1.4089e-05 | 1.1755e-05 | 1.3124e-05 | 1.3636e-05 | 1.5226e-05 | 1.6562e-05 | 1.3328e-05 | 1.4879e-05 | 1.642e-05 | 1.5487e-05 | 1.4568e-05 | 1.5014e-05 | 1.4757e-05 | 1.2059e-05 | 1.2792e-05 | 1.9035e-05 | 1.3064e-05 | 1.4831e-05 | 1.1371e-05 | 1.5878e-05 | 1.6091e-05 | 1.5005e-05 | 1.3208e-05 | 1.3463e-05 | 1.2879e-05 | 1.6346e-05 | 1.2755e-05 | 1.2085e-05 | 1.7378e-05 | 1.2974e-05 | 1.3617e-05 | 1.466e-05 | 1.1946e-05 | 1.2487e-05 | 1.4895e-05 | 1.4639e-05 | 1.784e-05 | 1.1147e-05 | 1.5365e-05 | 1.1395e-05 | 1.6067e-05 | 1.8446e-05 | 1.1324e-05 | 1.5173e-05 | 1.1893e-05 | 1.5341e-05 | 1.614e-05 | 1.5783e-05 | 1.6064e-05 | 1.2269e-05 | 1.338e-05 | 1.652e-05 | 1.828e-05 | 1.5486e-05 | 1.2815e-05 | 1.2164e-05 | 1.7234e-05 | 1.1767e-05 | 1.4368e-05 | 1.7474e-05 | 1.6515e-05 | 1.287e-05 | 1.0479e-05 | 1.2849e-05 | 1.6722e-05 | 1.1763e-05 | 1.6538e-05 | 1.1773e-05 | 1.1862e-05 | 1.266e-05 | 1.6271e-05 | 1.4639e-05 | 1.1415e-05 | 1.3147e-05 | 1.4152e-05 | 1.3788e-05 | 1.2955e-05 | 1.3215e-05 | 1.1315e-05 | 1.6766e-05 | 1.4468e-05 | 1.6665e-05 | 1.6048e-05 | 1.2103e-05 | 1.5085e-05 | 1.5975e-05 | 1.3523e-05 | 1.4458e-05 | 1.5174e-05 | 1.28e-05 | 1.2168e-05 | 1.8794e-05 | 1.5196e-05 | 1.4374e-05 | 1.7877e-05 | 1.5341e-05 | 1.1972e-05 | 1.7222e-05 | 1.7907e-05 | 1.5869e-05 | 1.3683e-05 | 1.5599e-05 | 1.6771e-05 | 1.4567e-05 | 1.4465e-05 | 1.1325e-05 | 1.708e-05 | 1.1443e-05 | 1.3322e-05 | 1.6355e-05 | 1.1406e-05 | 1.5117e-05 | 1.5994e-05 | 1.0804e-05 | 1.3087e-05 | 1.6485e-05 | 1.0993e-05 | 1.8058e-05 | 1.5416e-05 | 1.2308e-05 | 1.7267e-05 | 1.5163e-05 | 1.4825e-05 | 1.1031e-05 | 9.5182e-06 | 1.4452e-05 | 1.3063e-05 | 1.355e-05 | 1.1398e-05 | 1.1928e-05 | 1.568e-05 | 1.6536e-05 | 1.4328e-05 | 1.8849e-05 | 1.2798e-05 | 1.6114e-05 | 1.7243e-05 | 1.5163e-05 | 1.3599e-05 | 1.629e-05 | 1.3432e-05 | 1.244e-05 | 1.5408e-05 | 1.4378e-05 | 1.4798e-05 | 1.6206e-05 | 1.5746e-05 | 1.3853e-05 | 1.3627e-05 | 1.9134e-05 | 1.79e-05 | 1.1724e-05 | 1.1552e-05 | 1.8424e-05 | 1.4992e-05 | 1.6589e-05 | 1.716e-05 | 1.4216e-05 | 1.4645e-05 | 1.254e-05 | 1.5339e-05 | 1.5309e-05 | 1.1069e-05 | 1.5977e-05 | 1.1341e-05 | 1.4019e-05 | 1.3188e-05 | 1.6325e-05 | 1.621e-05 | 1.3553e-05 | 1.3664e-05 | 1.112e-05 | 1.7326e-05 | 1.3456e-05 | 1.3314e-05 | 1.1093e-05 | 2.0663e-05 | 1.4313e-05 | 1.1494e-05 | 1.5732e-05 | 2.0627e-05 | 1.6615e-05 | 1.5723e-05 | 1.8409e-05 | 1.6077e-05 | 1.4751e-05 | 1.1095e-05 | 1.1148e-05 | 1.3423e-05 | 1.5885e-05 | 1.2971e-05 | 1.1073e-05 | 1.2241e-05 | 1.5315e-05 | 1.7766e-05 | 1.1957e-05 | 1.0432e-05 | 1.8398e-05 | 1.2958e-05 | 1.2928e-05 | 1.4573e-05 | 1.9375e-05 | 1.4563e-05 | 1.3805e-05 | 1.6914e-05 | 1.2917e-05 | 1.5981e-05 | 1.7393e-05 | 1.4255e-05 | 1.0318e-05 | 1.7074e-05 | 1.1442e-05 | 1.5656e-05 | 1.6354e-05 | 1.9114e-05 | 1.2089e-05 | 1.2102e-05 | 1.2588e-05 | 1.4215e-05 | 1.4178e-05 | 1.3766e-05 | 1.3994e-05 | 1.1944e-05 | 1.4216e-05 | 1.1564e-05 | 1.4713e-05 | 1.3788e-05 | 1.473e-05 | 1.3787e-05 | 1.0643e-05 | 1.4861e-05 | 1.4712e-05 | 1.5108e-05 | 1.2326e-05 | 1.4382e-05 | 1.6469e-05 | 1.3477e-05 | 1.753e-05 | 1.3948e-05 | 1.8178e-05 | 1.4092e-05 | 1.2921e-05 | 1.5972e-05 | 1.2346e-05 | 1.4307e-05 | 1.5057e-05 | 1.2909e-05 | 1.6552e-05 | 1.4261e-05 | 1.4e-05 | 1.7562e-05 | 1.4728e-05 | 1.3563e-05 | 1.0717e-05 | 1.5705e-05 | 1.7529e-05 | 1.6761e-05 | 1.1673e-05 | 1.1594e-05 | 1.0305e-05 | 1.2942e-05 | 1.6639e-05 | 1.3083e-05 | 1.5114e-05 | 1.524e-05 | 1.6316e-05 | 1.3475e-05 | 1.3491e-05 | 1.4009e-05 | 1.6959e-05 | 1.5115e-05 | 1.4375e-05 | 1.2749e-05 | 1.4142e-05 | 1.3455e-05 | 1.5843e-05 | 1.04e-05 | 1.1061e-05 | 1.4208e-05 | 1.2445e-05 | 1.5208e-05 | 1.2471e-05 | 1.0914e-05 | 1.5244e-05 | 1.7552e-05 | 1.3555e-05 | 1.7331e-05 | 9.9114e-06 | 1.5424e-05 | 1.6235e-05 | 1.7936e-05 | 1.4663e-05 | 1.432e-05 | 1.5159e-05 | 1.1684e-05 | 1.5112e-05 | 1.481e-05 | 1.2913e-05 | 1.434e-05 | 1.247e-05 | 1.4755e-05 | 1.5733e-05 | 1.4338e-05 | 1.2996e-05 | 1.5344e-05 | 1.3614e-05 | 1.1727e-05 | 1.4751e-05 | 1.4362e-05 | 1.3517e-05 | 9.8156e-06 | 1.5521e-05 | 1.268e-05 | 1.4066e-05 | 1.3293e-05 | 1.1669e-05 | 1.2575e-05 | 1.2867e-05 | 1.6912e-05 | 1.0625e-05 | 1.2141e-05 | 1.2295e-05 | 1.414e-05 | 1.2061e-05 | 1.2964e-05 | 1.7082e-05 | 1.5397e-05 | 1.3562e-05 | 1.5975e-05 | 1.5169e-05 | 1.6536e-05 | 1.5922e-05 | 1.4903e-05 | 1.1039e-05 | 1.4266e-05 | 1.3615e-05 | 1.3335e-05 | 1.7632e-05 | 1.1078e-05 | 1.3208e-05 | 1.5292e-05 | 1.1064e-05 | 1.2111e-05 | 1.7934e-05 | 1.4024e-05 | 1.2357e-05 | 1.6107e-05 | 1.5634e-05 | 1.4729e-05 | 1.5593e-05 | 1.6877e-05 | 1.1853e-05 | 1.1801e-05 | 1.4989e-05 | 1.0513e-05 | 1.8293e-05 | 1.7351e-05 | 1.3229e-05 | 1.2248e-05 | 1.3349e-05 | 1.3095e-05 | 1.3881e-05 | 1.3174e-05 | 1.6402e-05 | 1.0515e-05 | 1.4232e-05 | 1.5363e-05 | 1.7055e-05 | 1.1541e-05 | 1.3239e-05 | 1.7151e-05 | 1.6294e-05 | 1.5155e-05 | 1.3126e-05 | 1.2433e-05 | 1.6925e-05 | 1.6477e-05 | 1.5792e-05 | 8.3905e-06 | 1.1099e-05 | 1.4721e-05 | 1.0168e-05 | 1.4956e-05 | 1.3427e-05 | 9.5893e-06 | 1.7638e-05 | 1.0958e-05 | 1.0236e-05 | 9.0472e-06 | 1.5979e-05 | 1.1782e-05 | 1.2784e-05 | 1.6716e-05 | 1.5844e-05 | 1.2062e-05 | 1.5183e-05 | 1.2233e-05 | 1.3818e-05 | 1.1833e-05 | 1.4228e-05 | 1.554e-05 | 1.4559e-05 | 1.5556e-05 | 1.1341e-05 | 1.1296e-05 | 1.5651e-05 | 1.3006e-05 | 1.6103e-05 | 1.2771e-05 | 1.8204e-05 | 1.2434e-05 | 1.6348e-05 | 1.4842e-05 | 1.2606e-05 | 1.5547e-05 | 1.314e-05 | 1.3749e-05 | 1.2969e-05 | 1.8883e-05 | 1.7283e-05 | 1.9217e-05 | 1.4725e-05 | 1.6184e-05 | 1.0475e-05 | 1.3881e-05 | 1.5052e-05 | 1.4593e-05 | 1.2332e-05 | 1.5546e-05 | 1.8246e-05 | 1.5839e-05 | 1.4099e-05 | 1.7658e-05 | 1.4043e-05 | 1.3051e-05 | 1.4205e-05 | 1.4358e-05 | 1.6291e-05 | 1.3256e-05 | 1.3134e-05 | 1.2584e-05 | 1.5741e-05 | 1.3011e-05 | 1.0455e-05 | 1.2429e-05 | 1.4245e-05 | 1.5268e-05 | 1.3752e-05 | 1.1841e-05 | 1.3682e-05 | 1.6025e-05 | 1.7651e-05 | 1.6107e-05 | 1.6116e-05 | 1.5655e-05 | 1.17e-05 | 1.3832e-05 | 1.1825e-05 | 1.1961e-05 | 1.3913e-05 | 1.424e-05 | 1.5376e-05 | 1.603e-05 | 1.4301e-05 | 1.5531e-05 | 1.3597e-05 | 1.4633e-05 | 1.3322e-05 | 1.0006e-05 | 1.4649e-05 | 1.3301e-05 | 1.3599e-05 | 1.1339e-05 | 1.2037e-05 | 1.3906e-05 | 2.0045e-05 | 1.3276e-05 | 1.4215e-05 | 1.3206e-05 | 1.9226e-05 | 1.5539e-05 | 1.6821e-05 | 1.7665e-05 | 1.6797e-05 | 1.7042e-05 | 1.5429e-05 | 1.6086e-05 | 1.429e-05 | 1.3027e-05 | 1.6529e-05 | 1.6224e-05 | 1.5074e-05 | 1.5387e-05 | 1.4675e-05 | 1.1763e-05 | 1.3904e-05 | 1.5363e-05 | 1.4743e-05 | 1.6153e-05 | 1.5027e-05 | 1.2727e-05 | 1.4292e-05 | 1.2025e-05 | 1.1316e-05 | 1.3311e-05 | 1.3133e-05 | 1.6821e-05 | 1.4593e-05 | 1.4141e-05 | 1.4012e-05 | 1.2575e-05 | 1.5218e-05 | 1.2037e-05 | 1.3936e-05 | 1.7948e-05 | 1.6305e-05 | 1.5004e-05 | 1.2951e-05 | 1.2322e-05 | 1.3676e-05 | 1.407e-05 | 2.0627e-05 | 9.6281e-06 | 1.2989e-05 | 1.0618e-05 | 1.2702e-05 | 1.4169e-05 | 1.3668e-05 | 1.1959e-05 | 1.5869e-05 | 1.4341e-05 | 1.4294e-05 | 1.3893e-05 | 1.2154e-05 | 1.2424e-05 | 1.4224e-05 | 1.6417e-05 | 1.2913e-05 | 1.5906e-05 | 1.5822e-05 | 1.2708e-05 | 1.1601e-05 | 1.5033e-05 | 1.1421e-05 | 1.7251e-05 | 1.2312e-05 | 1.7091e-05 | 1.2409e-05 | 1.5102e-05 | 1.1581e-05 | 1.696e-05 | 1.6008e-05 | 1.7311e-05 | 1.5335e-05 | 1.4532e-05 | 1.2804e-05 | 1.7083e-05 | 1.2403e-05 | 1.1997e-05 | 1.6493e-05 | 1.191e-05 | 1.4198e-05 | 1.605e-05 | 1.2903e-05 | 1.7438e-05 | 1.8642e-05 | 1.3691e-05 | 1.8354e-05 | 1.4914e-05 | 7.6427e-06 | 1.2889e-05 | 1.3317e-05 | 1.5279e-05 | 1.2034e-05 | 1.2889e-05 | 1.0169e-05 | 1.7198e-05 | 1.4054e-05 | 1.2366e-05 | 1.6016e-05 | 1.1024e-05 | 1.6515e-05 | 1.8705e-05 | 1.0356e-05 | 1.5374e-05 | 1.1434e-05 | 1.3688e-05 | 1.5864e-05 | 1.3879e-05 | 1.6144e-05 | 1.2174e-05 | 1.6851e-05 | 1.2371e-05
Overall dilution rate | φ | /s |  |  |  |  | φ | 0.0012261 | 0.0012289 | 0.0012146 | 0.0012282 | 0.0012304 | 0.001227 | 0.0012197 | 0.0012384 | 0.0012841 | 0.0012225 | 0.0012342 | 0.0012273 | 0.0012336 | 0.0012241 | 0.00123 | 0.0012261 | 0.0012269 | 0.0012276 | 0.0012264 | 0.001222 | 0.0012367 | 0.0012226 | 0.0012247 | 0.0012235 | 0.0012229 | 0.001227 | 0.0012247 | 0.0012241 | 0.0012283 | 0.0012219 | 0.0012341 | 0.0012246 | 0.0012316 | 0.0012223 | 0.0012144 | 0.0012208 | 0.0012208 | 0.0012376 | 0.0012225 | 0.0012197 | 0.0012305 | 0.001228 | 0.0012279 | 0.0012386 | 0.0012316 | 0.0012346 | 0.0012169 | 0.0050876 | 0.0012161 | 0.0012294 | 0.0012344 | 0.0012162 | 0.0012187 | 0.0012405 | 0.0013088 | 0.0012169 | 0.0012199 | 0.0012212 | 0.0012311 | 0.0012284 | 0.0012263 | 0.0012282 | 0.0012297 | 0.0012207 | 0.0012212 | 0.0012338 | 0.0012345 | 0.0012267 | 0.0012233 | 0.0012281 | 0.0012309 | 0.0012302 | 0.0012308 | 0.0012303 | 0.0068746 | 0.001228 | 0.0012248 | 0.0012137 | 0.0012981 | 0.0012322 | 0.0012275 | 0.0012204 | 0.0012342 | 0.0012534 | 0.0012145 | 0.001219 | 0.001231 | 0.0012283 | 0.0012295 | 0.0012264 | 0.0012187 | 0.0012217 | 0.0012322 | 0.001225 | 0.0012208 | 0.0012294 | 0.0012245 | 0.0012274 | 0.0012267 | 0.0012285 | 0.0012256 | 0.0012236 | 0.0012299 | 0.0012229 | 0.001231 | 0.0012332 | 0.0012199 | 0.0012221 | 0.0012309 | 0.0012237 | 0.0012223 | 0.0012159 | 0.0012302 | 0.001221 | 0.0012341 | 0.0012226 | 0.0012695 | 0.0012225 | 0.0012251 | 0.0012172 | 0.00122 | 0.0012313 | 0.0012451 | 0.0012183 | 0.0012193 | 0.0012304 | 0.0012306 | 0.0012339 | 0.0015547 | 0.0012185 | 0.0017139 | 0.0012269 | 0.0012334 | 0.0012189 | 0.0012695 | 0.0012221 | 0.0012449 | 0.0012349 | 0.0012336 | 0.0012197 | 0.0012166 | 0.0012197 | 0.0012266 | 0.0012252 | 0.0012201 | 0.0012304 | 0.0012246 | 0.0012214 | 0.0012251 | 0.0012297 | 0.0012251 | 0.0012228 | 0.0012313 | 0.0012179 | 0.0012246 | 0.0012213 | 0.0012215 | 0.0012244 | 0.0012232 | 0.0012197 | 0.001234 | 0.0012264 | 0.0012326 | 0.0012164 | 0.001219 | 0.0012241 | 0.0012204 | 0.0012207 | 0.0012247 | 0.0012199 | 0.0012314 | 0.0012376 | 0.0012247 | 0.0012331 | 0.0012263 | 0.0012197 | 0.0012557 | 0.0012276 | 0.0012193 | 0.0012769 | 0.0012162 | 0.0012202 | 0.0012202 | 0.0012161 | 0.0012275 | 0.0012341 | 0.0012317 | 0.0013772 | 0.0012318 | 0.0012238 | 0.0012195 | 0.0012513 | 0.0012358 | 0.0012233 | 0.0012241 | 0.001234 | 0.0012142 | 0.0012397 | 0.0012288 | 0.0012306 | 0.0012213 | 0.0012206 | 0.0012281 | 0.0012176 | 0.0012254 | 0.0012202 | 0.0012301 | 0.0012183 | 0.0012196 | 0.0012266 | 0.0012264 | 0.0012212 | 0.0012179 | 0.0012252 | 0.0017516 | 0.0012313 | 0.0012237 | 0.0012435 | 0.0012254 | 0.0012166 | 0.0012191 | 0.0012228 | 0.0012202 | 0.0012317 | 0.0012216 | 0.0012169 | 0.0012243 | 0.0012273 | 0.0012207 | 0.0012486 | 0.0012779 | 0.0012196 | 0.001221 | 0.0012315 | 0.00123 | 0.0012268 | 0.0012211 | 0.0012207 | 0.0012241 | 0.0012444 | 0.0012148 | 0.0012286 | 0.0012271 | 0.0012164 | 0.001234 | 0.0012703 | 0.0012358 | 0.0012282 | 0.0012193 | 0.0012201 | 0.0012273 | 0.00122 | 0.0012265 | 0.0012319 | 0.0012248 | 0.0012259 | 0.0012284 | 0.0012294 | 0.0012195 | 0.0012345 | 0.0012218 | 0.0012321 | 0.0012441 | 0.0012256 | 0.001221 | 0.0012237 | 0.0012319 | 0.0012224 | 0.0012312 | 0.0012188 | 0.0012169 | 0.001224 | 0.0012235 | 0.001226 | 0.0012195 | 0.0012286 | 0.0012229 | 0.0012223 | 0.0012256 | 0.0012237 | 0.0012236 | 0.0012271 | 0.0012188 | 0.0012292 | 0.0012239 | 0.0012272 | 0.001231 | 0.0012231 | 0.001232 | 0.0012158 | 0.0012257 | 0.0012187 | 0.0012207 | 0.0012159 | 0.001373 | 0.0012688 | 0.0012159 | 0.0012725 | 0.0012294 | 0.0012244 | 0.0012282 | 0.0012283 | 0.0012247 | 0.001232 | 0.0012219 | 0.001221 | 0.0012274 | 0.0012219 | 0.0012278 | 0.0012204 | 0.0012249 | 0.0012253 | 0.001218 | 0.001229 | 0.0012231 | 0.0012139 | 0.0012305 | 0.0012296 | 0.0012222 | 0.0012197 | 0.0012232 | 0.001217 | 0.0012247 | 0.001219 | 0.0012366 | 0.0012323 | 0.0012235 | 0.0012315 | 0.0012308 | 0.0012346 | 0.001223 | 0.0012324 | 0.0012612 | 0.0012469 | 0.001225 | 0.0012344 | 0.0012205 | 0.0012279 | 0.0012238 | 0.0012258 | 0.0012205 | 0.0014147 | 0.0012174 | 0.0012258 | 0.001225 | 0.0012404 | 0.001225 | 0.0012195 | 0.0012199 | 0.0012505 | 0.0012353 | 0.0012289 | 0.0012338 | 0.0012305 | 0.0012285 | 0.0012248 | 0.0012208 | 0.0012348 | 0.0012333 | 0.0012188 | 0.0012343 | 0.0012288 | 0.007772 | 0.0029727 | 0.0012231 | 0.0012342 | 0.0012764 | 0.0012335 | 0.0012306 | 0.0012173 | 0.0012299 | 0.001222 | 0.0012181 | 0.0012225 | 0.0012241 | 0.00123 | 0.0012234 | 0.0012295 | 0.0012287 | 0.0012261 | 0.0012306 | 0.0012237 | 0.0012337 | 0.0013105 | 0.0012201 | 0.0025855 | 0.0012272 | 0.0012176 | 0.0014199 | 0.001227 | 0.001314 | 0.0012284 | 0.0012141 | 0.0012168 | 0.0012191 | 0.0012305 | 0.0012273 | 0.0012456 | 0.0012287 | 0.0012305 | 0.0012288 | 0.0013195 | 0.0012278 | 0.0012147 | 0.0012362 | 0.0012241 | 0.0012266 | 0.0012272 | 0.0012181 | 0.0012306 | 0.0012232 | 0.0012262 | 0.0012298 | 0.0012261 | 0.0012247 | 0.0012311 | 0.0012268 | 0.0012195 | 0.0012197 | 0.0012245 | 0.001224 | 0.0012315 | 0.0013085 | 0.0012296 | 0.0012244 | 0.001223 | 0.0012192 | 0.0012249 | 0.0012181 | 0.001225 | 0.0012282 | 0.0012354 | 0.0012272 | 0.0012235 | 0.001235 | 0.0012273 | 0.0012198 | 0.0012185 | 0.0014946 | 0.001228 | 0.0012329 | 0.0012272 | 0.001224 | 0.0012752 | 0.0012312 | 0.0012348 | 0.0012467 | 0.0012304 | 0.0012236 | 0.0012334 | 0.0012184 | 0.0012229 | 0.0012328 | 0.0012197 | 0.0012163 | 0.0012262 | 0.0012239 | 0.0012279 | 0.0012223 | 0.0012227 | 0.0012288 | 0.001232 | 0.0012208 | 0.001234 | 0.0012471 | 0.0012217 | 0.0012236 | 0.0012336 | 0.0012178 | 0.0012321 | 0.0012352 | 0.0012284 | 0.0012334 | 0.001222 | 0.0012172 | 0.001234 | 0.0012224 | 0.0012246 | 0.0012331 | 0.0012323 | 0.0012184 | 0.0012328 | 0.0012398 | 0.0012317 | 0.0012294 | 0.001221 | 0.0012212 | 0.001229 | 0.001231 | 0.0012293 | 0.0012287 | 0.0012346 | 0.0012239 | 0.0012262 | 0.001219 | 0.0012293 | 0.0012248 | 0.0012246 | 0.0012256 | 0.0012219 | 0.0012303 | 0.0012246 | 0.0012225 | 0.0012221 | 0.0012304 | 0.0012218 | 0.0012254 | 0.0012274 | 0.0012324 | 0.0012243 | 0.0012178 | 0.0012323 | 0.001217 | 0.0012184 | 0.0012355 | 0.0012233 | 0.0012276 | 0.0012296 | 0.0012136 | 0.0012317 | 0.001225 | 0.0012294 | 0.0012341 | 0.001232 | 0.0012244 | 0.0012253 | 0.0012222 | 0.0012241 | 0.0012218 | 0.0012289 | 0.0012182 | 0.0012219 | 0.0012238 | 0.0012355 | 0.0012329 | 0.0012198 | 0.0012151 | 0.0012153 | 0.0012194 | 0.0012222 | 0.0012319 | 0.0012286 | 0.0012281 | 0.0012242 | 0.0012285 | 0.0012276 | 0.001222 | 0.0013135 | 0.0012239 | 0.0012601 | 0.0012221 | 0.0012238 | 0.0012224 | 0.0012326 | 0.0012171 | 0.0012187 | 0.0012267 | 0.0012303 | 0.0012232 | 0.0012294 | 0.0012298 | 0.0014363 | 0.0012375 | 0.0012183 | 0.0012193 | 0.0012288 | 0.0012225 | 0.0012327 | 0.0012284 | 0.0014266 | 0.0012303 | 0.0012285 | 0.0012524 | 0.0012193 | 0.0012285 | 0.0012327 | 0.001232 | 0.0012183 | 0.001223 | 0.0012222 | 0.0012329 | 0.0012271 | 0.001225 | 0.0012292 | 0.0012335 | 0.0012356 | 0.0012254 | 0.0012165 | 0.0012273 | 0.0012416 | 0.0012233 | 0.0012203 | 0.0012193 | 0.0014207 | 0.0012148 | 0.0012322 | 0.0012242 | 0.0012308 | 0.0012392 | 0.0012325 | 0.0012225 | 0.0012268 | 0.0012266 | 0.0012305 | 0.0012195 | 0.0012301 | 0.0012325 | 0.0012262 | 0.0012291 | 0.0012273 | 0.0012298 | 0.0012334 | 0.0012194 | 0.0012247 | 0.001219 | 0.0012312 | 0.001221 | 0.0012287 | 0.0015224 | 0.0012227 | 0.0012163 | 0.0012361 | 0.0012267 | 0.001233 | 0.0012287 | 0.0012306 | 0.0012261 | 0.0012247 | 0.0012256 | 0.0012312 | 0.0012221 | 0.0029239 | 0.0012222 | 0.0012411 | 0.0016495 | 0.0012311 | 0.0012264 | 0.0012286 | 0.001224 | 0.0012382 | 0.0012252 | 0.0012346 | 0.0012293 | 0.0012307 | 0.0012326 | 0.0012258 | 0.0012429 | 0.0012272 | 0.00123 | 0.0012325 | 0.0012278 | 0.0012252 | 0.0012184 | 0.0012273 | 0.0012266 | 0.0012202 | 0.0012239 | 0.0012217 | 0.0012213 | 0.0012293 | 0.0012249 | 0.0012158 | 0.001221 | 0.001483 | 0.0012184 | 0.0012165 | 0.0012203 | 0.0012246 | 0.0013022 | 0.001215 | 0.0012311 | 0.0012559 | 0.001233 | 0.0012264 | 0.00123 | 0.0013386 | 0.0012242 | 0.0012278 | 0.0012334 | 0.0012275 | 0.0012208 | 0.0012319 | 0.0012308 | 0.0012188 | 0.0012278 | 0.0012542 | 0.0012284 | 0.0012212 | 0.0012396 | 0.0012314 | 0.0012329 | 0.0012414 | 0.0012628 | 0.0012327 | 0.001222 | 0.0012277 | 0.0012264 | 0.0012276 | 0.001232 | 0.0012185 | 0.0012276 | 0.0012189 | 0.0012185 | 0.0012344 | 0.0012314 | 0.0012329 | 0.0012811 | 0.0012287 | 0.0012305 | 0.0012419 | 0.0012239 | 0.0012211 | 0.0012323 | 0.0012173 | 0.0012245 | 0.0012337 | 0.0012205 | 0.0012281 | 0.0012298 | 0.0012309 | 0.001232 | 0.0012191 | 0.0012243 | 0.0012166 | 0.0012283 | 0.0012278 | 0.0012228 | 0.001254 | 0.0012321 | 0.0012243 | 0.0012365 | 0.0012326 | 0.0012292 | 0.0012221 | 0.0012213 | 0.0012292 | 0.0012178 | 0.0012286 | 0.0012225 | 0.0012267 | 0.0012228 | 0.0012196 | 0.0012335 | 0.0012201 | 0.0012202 | 0.0012518 | 0.0012274 | 0.0012258 | 0.0012263 | 0.0016487 | 0.0012229 | 0.0012189 | 0.0012465 | 0.0012262 | 0.0012202 | 0.0012247 | 0.0012303 | 0.0012368 | 0.0012264 | 0.0012299 | 0.0012186 | 0.0012306 | 0.0012218 | 0.0012471 | 0.0012176 | 0.0012203 | 0.00122 | 0.0012245 | 0.0013024 | 0.0012225 | 0.0012475 | 0.0012206 | 0.001237 | 0.001224 | 0.0012262 | 0.0012436 | 0.001221 | 0.0012345 | 0.0012168 | 0.0012191 | 0.0012266 | 0.0012349 | 0.0012286 | 0.0012353 | 0.0012198 | 0.0012288 | 0.0012217 | 0.0012295 | 0.0012434 | 0.0012282 | 0.001219 | 0.0012353 | 0.0012338 | 0.0012284 | 0.0012199 | 0.0012393 | 0.0012179 | 0.0012288 | 0.0012208 | 0.0012321 | 0.0012168 | 0.0012264 | 0.0012318 | 0.0012155 | 0.0012246 | 0.0012327 | 0.0012282 | 0.0012255 | 0.0012189 | 0.0012256 | 0.0012189 | 0.0012232 | 0.0012261 | 0.001217 | 0.0012743 | 0.0012247 | 0.0012311 | 0.0012261 | 0.0012298 | 0.001256 | 0.0012635 | 0.0012205 | 0.001226 | 0.0012668 | 0.0012491 | 0.00123 | 0.0012253 | 0.0012294 | 0.0012342 | 0.0012284 | 0.0012194 | 0.0012275 | 0.0012242 | 0.001219 | 0.0012238 | 0.0012419 | 0.0012317 | 0.0013186 | 0.0012263 | 0.0012212 | 0.0012235 | 0.0012238 | 0.0012349 | 0.0012122 | 0.0013258 | 0.0012257 | 0.0012257 | 0.0012301 | 0.0012346 | 0.0014558 | 0.0012216 | 0.0012254 | 0.0012272 | 0.0012318 | 0.0012254 | 0.0012157 | 0.0012168 | 0.0012236 | 0.0012322 | 0.0012148 | 0.0012273 | 0.001219 | 0.0012247 | 0.001233 | 0.0012303 | 0.001226 | 0.0012306 | 0.0012404 | 0.0012303 | 0.00122 | 0.0012346 | 0.0012336 | 0.0012271 | 0.0012236 | 0.0012374 | 0.0012226 | 0.0012226 | 0.0012277 | 0.0012238 | 0.0012252 | 0.0012235 | 0.0012251 | 0.0012251 | 0.0012268 | 0.0012266 | 0.0012254 | 0.001221 | 0.0012297 | 0.0012384 | 0.0012323 | 0.0012312 | 0.0012298 | 0.0012436 | 0.0012294 | 0.0012206 | 0.0012303 | 0.0012267 | 0.001229 | 0.0012148 | 0.0012167 | 0.0012275 | 0.0012394 | 0.0012258 | 0.0012335 | 0.0012157 | 0.0012249 | 0.0012363 | 0.0012206 | 0.0012293 | 0.001219 | 0.0012271 | 0.001231 | 0.0012222 | 0.001221 | 0.0012259 | 0.0012306 | 0.0012238 | 0.0012416 | 0.0012394 | 0.0012157 | 0.0012242 | 0.0012186 | 0.0012272 | 0.0012229 | 0.0012225 | 0.0012256 | 0.0012248 | 0.0012436 | 0.0012339 | 0.0012334 | 0.0012522 | 0.0012312 | 0.0012243 | 0.001237 | 0.0012176 | 0.0012274 | 0.0012142 | 0.0012274 | 0.0012346 | 0.001219 | 0.0012206 | 0.0012254 | 0.0013416 | 0.0012211 | 0.0012222 | 0.0012313 | 0.0012148 | 0.0012556 | 0.001384 | 0.0012205 | 0.0012315 | 0.0012221 | 0.001231 | 0.0012239 | 0.0012292 | 0.0012221 | 0.0012308 | 0.001224 | 0.0012286 | 0.0012259 | 0.001216 | 0.0012223 | 0.0012185 | 0.0012327 | 0.001222 | 0.0027234 | 0.0012346 | 0.0012169 | 0.0012158 | 0.0012265 | 0.0012219 | 0.0012164 | 0.001223 | 0.0012184 | 0.0012203 | 0.0013102 | 0.0012246 | 0.0012313 | 0.0012244 | 0.0012158 | 0.0012248 | 0.0012145 | 0.001225 | 0.0012197 | 0.0012247 | 0.0012319 | 0.0012239 | 0.0012259 | 0.0012223 | 0.0012176 | 0.0012372 | 0.0012201 | 0.0012157 | 0.0012214 | 0.0012229 | 0.0012175 | 0.0012252 | 0.0012308 | 0.0012336 | 0.001224 | 0.0012234 | 0.0012223 | 0.0012306 | 0.0012605 | 0.001229 | 0.0012272 | 0.0012268 | 0.001226 | 0.001234 | 0.001231 | 0.0012172 | 0.0012153 | 0.0012257 | 0.0012311 | 0.0012192 | 0.0012346 | 0.00122 | 0.0012487 | 0.0012136 | 0.0012199 | 0.001231 | 0.0012209 | 0.0012302 | 0.001235 | 0.0014719 | 0.0012221 | 0.0012345 | 0.00123 | 0.0012234 | 0.0012267 | 0.0012245 | 0.001233 | 0.0012247 | 0.0012349 | 0.0012248 | 0.0012184 | 0.0012219 | 0.0012338 | 0.0012244 | 0.0012359 | 0.0012321 | 0.0012263 | 0.0012237 | 0.0012321 | 0.0012296 | 0.0012305 | 0.0012245 | 0.0012194 | 0.001222 | 0.0012325 | 0.0012278 | 0.0012299 | 0.0012224 | 0.0012236 | 0.0012921 | 0.0012311 | 0.0012253 | 0.0012315 | 0.0012271 | 0.0012185 | 0.0012149 | 0.001229 | 0.0012169 | 0.0012333 | 0.0012343 | 0.0012213 | 0.0012351 | 0.0043868 | 0.0012132 | 0.0012226 | 0.0012297 | 0.0012241 | 0.0012137 | 0.0012272 | 0.0016479 | 0.0012301 | 0.0012282 | 0.00123 | 0.0012275 | 0.0012754 | 0.0012263 | 0.0012289 | 0.0012185 | 0.0012239 | 0.0017341 | 0.0012365 | 0.0012261 | 0.001222 | 0.0029489 | 0.001218 | 0.0012303 | 0.0012321 | 0.0012305 | 0.0012237 | 0.0012249 | 0.0012199 | 0.0012583 | 0.0012238 | 0.0012316 | 0.0012242 | 0.0012251 | 0.0012303 | 0.0012926 | 0.0012254 | 0.0012329 | 0.0012233 | 0.0012281 | 0.0012302 | 0.0012338 | 0.001228 | 0.0012249 | 0.0012533 | 0.0012289 | 0.0012164 | 0.0012316 | 0.0012149 | 0.0012282 | 0.0012266 | 0.0012262 | 0.0012341 | 0.0012312 | 0.001233 | 0.0012595 | 0.0012255 | 0.0012235 | 0.0012149 | 0.0012255 | 0.001224 | 0.0012222 | 0.001225 | 0.0012223 | 0.0012197 | 0.0012668 | 0.0012274 | 0.0012268 | 0.0012384 | 0.0012186 | 0.0012168 | 0.0012195 | 0.0012251 | 0.0012252 | 0.0012333 | 0.0012357 | 0.0015044 | 0.0012193 | 0.0012199 | 0.0012126 | 0.0012218 | 0.0012229 | 0.0012275 | 0.0012177 | 0.0012304 | 0.0012255 | 0.001218 | 0.0012305 | 0.0013988 | 0.0012314 | 0.0012222 | 0.0012327 | 0.0012202 | 0.0012156 | 0.0012202 | 0.0012284 | 0.0012193 | 0.0012229 | 0.00123 | 0.0012158 | 0.0012216 | 0.0017952 | 0.0012279 | 0.0012327 | 0.0012357 | 0.0012346 | 0.0012208 | 0.001363 | 0.0012201 | 0.0012311 | 0.0012258 | 0.0012332 | 0.0012227 | 0.001228 | 0.0012188 | 0.0012226 | 0.0012211 | 0.0012337 | 0.0012157 | 0.0012248 | 0.0012332 | 0.0012299 | 0.0012257 | 0.0016436 | 0.0012237 | 0.0012314 | 0.0012181 | 0.001233 | 0.0012169 | 0.0013095 | 0.0012182 | 0.0012281 | 0.0012259 | 0.0012308 | 0.0012276 | 0.0012196 | 0.001233 | 0.0012183 | 0.001222 | 0.0012232 | 0.0012165 | 0.0012338 | 0.0012295 | 0.0012206 | 0.0012283 | 0.0012337 | 0.001238 | 0.0012211 | 0.0012281 | 0.0012287 | 0.0012233 | 0.001231 | 0.0012312 | 0.0012312 | 0.0012287 | 0.0012264 | 0.0012306 | 0.0012254 | 0.001228 | 0.0012334 | 0.0012194 | 0.0012165 | 0.0012329 | 0.0012328 | 0.001235 | 0.0012157 | 0.0012184 | 0.0012223 | 0.0014295 | 0.001228 | 0.0012358 | 0.0012288 | 0.0012319 | 0.0012233 | 0.0012287 | 0.0012205 | 0.0012272 | 0.0012597 | 0.0012258 | 0.0012321 | 0.0012214 | 0.0012211 | 0.001232 | 0.0012325 | 0.0012194 | 0.0012219 | 0.0012361 | 0.0012155 | 0.0012269 | 0.0012315 | 0.0012155 | 0.0012321 | 0.0013483 | 0.0012296 | 0.0012289 | 0.0012328 | 0.0012204 | 0.0012266 | 0.0012255 | 0.0012207 | 0.0012479 | 0.0012233 | 0.0012292 | 0.0012158 | 0.0012259 | 0.001218 | 0.0012234 | 0.0012266 | 0.0012218 | 0.0012299 | 0.0012159 | 0.0012215 | 0.0012238 | 0.0012417 | 0.0012159 | 0.0012326 | 0.0012169 | 0.0012319 | 0.0012324 | 0.0012226 | 0.0012332 | 0.0012296 | 0.0012222 | 0.0012236 | 0.0012351 | 0.0012241 | 0.0012217 | 0.0012288 | 0.0012224 | 0.0012375 | 0.0012335 | 0.0012203 | 0.0012694 | 0.0012225 | 0.0012226 | 0.0012217 | 0.0012159 | 0.0012285 | 0.0012255 | 0.0012242 | 0.0012235 | 0.0012314 | 0.0012306 | 0.0012531 | 0.0012362 | 0.0012306 | 0.0012272 | 0.0012165 | 0.0012289 | 0.0012219 | 0.0012313 | 0.0012343 | 0.0012157 | 0.0012335 | 0.0012347 | 0.0012307 | 0.0012537 | 0.0012163 | 0.0012179 | 0.0012173 | 0.0012301 | 0.0012181 | 0.00122 | 0.0012373 | 0.0012292 | 0.0012155 | 0.0012276 | 0.0012248 | 0.0012241 | 0.0012211 | 0.0012246 | 0.0012171 | 0.0012257 | 0.0012238 | 0.001216 | 0.0012238 | 0.0012222 | 0.0012293 | 0.001222 | 0.0012231 | 0.0012225 | 0.0012243 | 0.0012283 | 0.0012246 | 0.0012223 | 0.0012753 | 0.0012327 | 0.0012211 | 0.0012203 | 0.0012302 | 0.0012242 | 0.0012293 | 0.0012551 | 0.0012183 | 0.0012299 | 0.0012246 | 0.0012136 | 0.0012901 | 0.001232 | 0.001218 | 0.0012261 | 0.0012254 | 0.0013729 | 0.0012268 | 0.0016713 | 0.0012216 | 0.0012223 | 0.0012233 | 0.0012309 | 0.0012195 | 0.0012312 | 0.0012242 | 0.0012199 | 0.0013803 | 0.0012214 | 0.0012293 | 0.0012241 | 0.0012236 | 0.0012354 | 0.0012223 | 0.00122 | 0.0012236 | 0.0012383 | 0.0012164 | 0.0012175 | 0.0012248 | 0.0012306 | 0.0012295 | 0.0012792 | 0.0012248 | 0.0012288 | 0.0012229 | 0.0012167 | 0.0012147 | 0.0012291 | 0.0012312 | 0.0012252 | 0.0012311 | 0.0012178 | 0.0012297 | 0.0012201 | 0.0012335 | 0.00123 | 0.0012283 | 0.0012277 | 0.0012526 | 0.0012268 | 0.0012258 | 0.0012248 | 0.0012221 | 0.0012256 | 0.0012178 | 0.0013306 | 0.0012484 | 0.0012723 | 0.0012149 | 0.0012255 | 0.0012239 | 0.0012265 | 0.0012306 | 0.001227 | 0.0012321 | 0.0012284 | 0.0012262 | 0.0012687 | 0.0012287 | 0.0012127 | 0.0012649 | 0.0012288 | 0.0012232 | 0.0012162 | 0.0012293 | 0.0012269 | 0.0012207 | 0.00123 | 0.0012154 | 0.0012218 | 0.0012326 | 0.0012206 | 0.0012292 | 0.0012635 | 0.0012279 | 0.0012214 | 0.001226 | 0.0012413 | 0.00122 | 0.0012212 | 0.0012238 | 0.0012184 | 0.0016407 | 0.001225 | 0.0012287 | 0.0012319 | 0.0012326 | 0.0012235 | 0.0012251 | 0.0012192 | 0.0012256 | 0.0012312 | 0.0022149 | 0.0012303 | 0.001227 | 0.0012213 | 0.0012217 | 0.0012308 | 0.0012282 | 0.0012335 | 0.0012388 | 0.0012492 | 0.0012196 | 0.0012255 | 0.0012319 | 0.0012321 | 0.0012252 | 0.001223 | 0.0012168 | 0.0012537 | 0.0012168 | 0.0012241 | 0.0012317 | 0.0012284 | 0.0012305 | 0.0012279 | 0.0012293 | 0.0012196 | 0.0012273 | 0.0012285 | 0.0012155 | 0.0012367 | 0.0012135 | 0.0012182 | 0.0012268 | 0.001218 | 0.0012197 | 0.0012259 | 0.0012277 | 0.0012682 | 0.0012256 | 0.0012201 | 0.0012154 | 0.0012737 | 0.001319 | 0.0012271 | 0.0012219 | 0.0012298 | 0.0012211 | 0.0012306 | 0.001224 | 0.0012287 | 0.001226 | 0.0012171 | 0.0012271 | 0.0012489 | 0.0012249 | 0.001218 | 0.0012229 | 0.0012201 | 0.00122 | 0.0012268 | 0.001218 | 0.0012314 | 0.0012201 | 0.0012298 | 0.0012242 | 0.0012246 | 0.0012152 | 0.0012314 | 0.0012241 | 0.0012231 | 0.0012276 | 0.0012299 | 0.0012183 | 0.0012198 | 0.001234 | 0.0012219 | 0.0012174 | 0.001233 | 0.0012279 | 0.001227 | 0.0012323 | 0.001214 | 0.0012188 | 0.0012216 | 0.0012178 | 0.0012333 | 0.00122 | 0.0012352 | 0.0012212 | 0.001231 | 0.0012257 | 0.0013594 | 0.0012228 | 0.0012141 | 0.0012265 | 0.0012179 | 0.0012309 | 0.0012324 | 0.0012758 | 0.0012263 | 0.0012224 | 0.0012215 | 0.0012279 | 0.0012204 | 0.0012425 | 0.001248 | 0.0012229 | 0.0012159 | 0.001222 | 0.0012354 | 0.0012272 | 0.0012248 | 0.0012246 | 0.0012191 | 0.0012309 | 0.0012161 | 0.0013933 | 0.0012179 | 0.0012194 | 0.0012282 | 0.00123 | 0.0012232 | 0.0012297 | 0.0012266 | 0.001236 | 0.001215 | 0.0012225 | 0.0012343 | 0.0012217 | 0.0012263 | 0.0012174 | 0.0012337 | 0.001215 | 0.0012333 | 0.0012309 | 0.0012206 | 0.0012327 | 0.0012271 | 0.0012235 | 0.0012304 | 0.0012248 | 0.0012319 | 0.0012206 | 0.0012294 | 0.0012239 | 0.0012248 | 0.0012301 | 0.0012216 | 0.0012276 | 0.0012294 | 0.0012246 | 0.0012346 | 0.0012171 | 0.0013636 | 0.0012172 | 0.0012257 | 0.0012283 | 0.0012246 | 0.0012917 | 0.0012352 | 0.0012128 | 0.001218 | 0.0012327 | 0.0012275 | 0.0012303 | 0.0012479 | 0.0012333 | 0.0012215 | 0.0012265 | 0.00122 | 0.0012258 | 0.0012357 | 0.0012171 | 0.0012297 | 0.0012275 | 0.0012175 | 0.0012323 | 0.0012235 | 0.001221 | 0.0012286 | 0.0012862 | 0.0012233 | 0.001223 | 0.0012251 | 0.001226 | 0.0012262 | 0.0012196 | 0.0012285 | 0.0012269 | 0.0012305 | 0.0012253 | 0.0012233 | 0.0012178 | 0.0012354 | 0.0012309 | 0.0012148 | 0.0012291 | 0.0012199 | 0.0012226 | 0.0012184 | 0.001217 | 0.0012466 | 0.0012314 | 0.0012256 | 0.0012155 | 0.0022009 | 0.0012267 | 0.0012797 | 0.0013144 | 0.0012246 | 0.0012255 | 0.0012278 | 0.0012219 | 0.0012295 | 0.0012369 | 0.0012207 | 0.0012204 | 0.0012268 | 0.001231 | 0.0012242 | 0.0012181 | 0.0012171 | 0.0013329 | 0.0012197 | 0.0012313 | 0.0012399 | 0.0012272 | 0.0012266 | 0.0012275 | 0.0012168 | 0.0012268 | 0.0012165 | 0.0012166 | 0.0012234 | 0.0012401 | 0.0012288 | 0.0012322 | 0.0012296 | 0.0012229 | 0.0012165 | 0.0012301 | 0.0012243 | 0.0012362 | 0.0012259 | 0.0012165 | 0.0012329 | 0.0012317 | 0.0012383 | 0.0012136 | 0.0012307 | 0.0012205 | 0.00123 | 0.0012267 | 0.0012277 | 0.0012266 | 0.0012323 | 0.0012228 | 0.0012183 | 0.0012217 | 0.0012256 | 0.0012227 | 0.0012235 | 0.0012217 | 0.0013049 | 0.0012356 | 0.0012242 | 0.0012328 | 0.0012355 | 0.001216 | 0.0012317 | 0.0012202 | 0.001222 | 0.001228 | 0.0012258 | 0.0012195 | 0.0012277 | 0.0012359 | 0.0012367 | 0.0016107 | 0.0012207 | 0.0012336 | 0.0012277 | 0.0012275 | 0.001218 | 0.0013086 | 0.0012231 | 0.00123 | 0.0012224 | 0.0012209 | 0.0012205 | 0.0012262 | 0.0012182 | 0.0012276 | 0.0012257 | 0.0012254 | 0.0012205 | 0.0012215 | 0.0012202 | 0.0012337 | 0.0012165 | 0.0012271 | 0.0012298 | 0.0012168 | 0.0012381 | 0.0012254 | 0.0012153 | 0.0012246 | 0.0012153 | 0.0012215 | 0.0012232 | 0.0012291 | 0.0012295 | 0.0012282 | 0.0022924 | 0.0013262 | 0.001231 | 0.0014604 | 0.0012236 | 0.0012268 | 0.0012198 | 0.0012273 | 0.0012223 | 0.001222 | 0.001228 | 0.0012351 | 0.0012174 | 0.0012939 | 0.0012283 | 0.00123 | 0.0012358 | 0.0012279 | 0.0012328 | 0.0012302 | 0.0012186 | 0.0012195 | 0.0012155 | 0.001221 | 0.001405 | 0.008565 | 0.0012391 | 0.0012291 | 0.0012283 | 0.0012292 | 0.0012185 | 0.0012477 | 0.0012341 | 0.0012296 | 0.0012178 | 0.0012213 | 0.0012191 | 0.0012219 | 0.0012276 | 0.0012277 | 0.0012162 | 0.0012307 | 0.00122 | 0.0012239 | 0.0012283 | 0.0012266 | 0.0012294 | 0.0012211 | 0.0012666 | 0.0012168 | 0.0012218 | 0.0012155 | 0.0012293 | 0.001218 | 0.0012213 | 0.0012299 | 0.0023529 | 0.001222 | 0.0012234 | 0.0012306 | 0.0012204 | 0.0012199 | 0.0012228 | 0.0012208 | 0.0012392 | 0.0012265 | 0.0012172 | 0.0012327 | 0.001225 | 0.0012285 | 0.0012256 | 0.0012309 | 0.0012197 | 0.0012284 | 0.0012256 | 0.0012177 | 0.0012216 | 0.0012226 | 0.0012245 | 0.0012167 | 0.0012158 | 0.001536 | 0.0012219 | 0.0012287 | 0.0012224 | 0.0012299 | 0.0012256 | 0.0012225 | 0.0012191 | 0.0012335 | 0.0012309 | 0.0012239 | 0.0012182 | 0.0012202 | 0.0012218 | 0.0012142 | 0.0012203 | 0.0012239 | 0.0012281 | 0.001226 | 0.0012283 | 0.0012349 | 0.0012293 | 0.0012219 | 0.0012224 | 0.0012381 | 0.0012201 | 0.0012331 | 0.0012329 | 0.0013123 | 0.0012203 | 0.001226 | 0.0012442 | 0.0012313 | 0.0012212 | 0.0012161 | 0.0012275 | 0.0012258 | 0.001215 | 0.0012245 | 0.0012257 | 0.0012138 | 0.0012145 | 0.0012276 | 0.0012177 | 0.0012356 | 0.0012177 | 0.0012303 | 0.0012279 | 0.0012281 | 0.0012159 | 0.0012202 | 0.001223 | 0.0012283 | 0.0012335 | 0.0012347 | 0.0012302 | 0.0012272 | 0.0012456 | 0.0012234 | 0.0012204 | 0.0012297 | 0.0012334 | 0.001213 | 0.0012287 | 0.0012305 | 0.001218 | 0.0012344 | 0.001236 | 0.0012656 | 0.0012229 | 0.0012171 | 0.0012252 | 0.0012313 | 0.0012148 | 0.0012238 | 0.0012199 | 0.0012302 | 0.0012194 | 0.0012272 | 0.0014778 | 0.0012332 | 0.0012284 | 0.0012293 | 0.0031004 | 0.0012336 | 0.0012365 | 0.0012283 | 0.0012277 | 0.0012225 | 0.0012296 | 0.0012273 | 0.001224 | 0.0012203 | 0.0012217 | 0.0012234 | 0.0012174 | 0.0012147 | 0.0012319 | 0.0012156 | 0.0012193 | 0.0012151 | 0.0012162 | 0.0012251 | 0.0012259 | 0.0012271 | 0.0012165 | 0.0012168 | 0.0012298 | 0.0012293 | 0.0012322 | 0.0012223 | 0.0012299 | 0.0012207 | 0.0012197 | 0.0012289 | 0.0012374 | 0.0012234 | 0.0012329 | 0.0012238 | 0.0012296 | 0.0012153 | 0.0012117 | 0.0012218 | 0.0012247 | 0.0012181 | 0.0012341 | 0.0012611 | 0.0012324 | 0.0012326 | 0.0012253 | 0.0012308 | 0.0012241 | 0.0012289 | 0.0012256 | 0.0012233 | 0.0012305 | 0.0012219 | 0.0012701 | 0.0012331 | 0.0012146 | 0.0013063 | 0.001221 | 0.0012239 | 0.0012218 | 0.0012271 | 0.0012245 | 0.001235 | 0.0012274 | 0.0012155 | 0.0012314 | 0.0012194 | 0.0012216 | 0.0012181 | 0.0012136 | 0.0012144 | 0.0012284 | 0.0012319 | 0.0012342 | 0.0012229 | 0.0012235 | 0.0012201 | 0.001226 | 0.0012206 | 0.0012261 | 0.0012194 | 0.0012345 | 0.0012218 | 0.0012146 | 0.0012205 | 0.0012349 | 0.0012286 | 0.001235 | 0.0012284 | 0.001231 | 0.0012124 | 0.0012318 | 0.0012341 | 0.0012253 | 0.0012355 | 0.00122 | 0.0012313 | 0.0012156 | 0.0012307 | 0.0012307 | 0.0012339 | 0.0012352 | 0.0012167 | 0.0012241 | 0.0012353 | 0.0012273 | 0.0012277 | 0.0012268 | 0.0012254 | 0.0012318 | 0.0012386 | 0.0012344 | 0.0012303 | 0.0012258 | 0.0012256 | 0.0012209 | 0.0012301 | 0.0012352 | 0.0012207 | 0.0016329 | 0.0012247 | 0.0012239 | 0.001229 | 0.0012204 | 0.0012372 | 0.0013533 | 0.001215 | 0.0012386 | 0.0012176 | 0.0013257 | 0.0013006 | 0.0012183 | 0.0012229 | 0.0012192 | 0.0012187 | 0.0012164 | 0.0012315 | 0.0012331 | 0.0012235 | 0.0012163 | 0.0012481 | 0.0012313 | 0.0012269 | 0.0012257 | 0.0012268 | 0.0012464 | 0.0012219 | 0.0012213 | 0.0012204 | 0.0012326 | 0.0012298 | 0.0012228 | 0.0012222 | 0.0012246 | 0.0012275 | 0.0012319 | 0.0012227 | 0.0012287 | 0.0012329 | 0.0012608 | 0.0012289 | 0.0012304 | 0.0012245 | 0.001217 | 0.0012235 | 0.0012205 | 0.0012392 | 0.0012171 | 0.0012201 | 0.0012231 | 0.001216 | 0.0012257 | 0.0012229 | 0.001218 | 0.0012281 | 0.001227 | 0.0012199 | 0.0012248 | 0.0012299 | 0.0012299 | 0.0012271 | 0.001236 | 0.0012225 | 0.0012333 | 0.0012279 | 0.0012359 | 0.0012238 | 0.0012286 | 0.0012319 | 0.0012304 | 0.0012192 | 0.0012248 | 0.0012177 | 0.0012307 | 0.0012151 | 0.0012178 | 0.0012315 | 0.0012287 | 0.0012286 | 0.0012313 | 0.0017078 | 0.0012212 | 0.0012258 | 0.0012177 | 0.0012157 | 0.0012331 | 0.0012225 | 0.0012179 | 0.0012233 | 0.0012842 | 0.0012178 | 0.0012316 | 0.0012594 | 0.0012328 | 0.0012383 | 0.0012282 | 0.0012215 | 0.0012302 | 0.0012307 | 0.0012286 | 0.0012184 | 0.0012239 | 0.0012295 | 0.0012147 | 0.0012258 | 0.0012221 | 0.0082497 | 0.0013244 | 0.0012421 | 0.0012356 | 0.0012167 | 0.0012267 | 0.0012273 | 0.0012327 | 0.0012129 | 0.0012379 | 0.0012231 | 0.0041574 | 0.0012288 | 0.0012288 | 0.0012319 | 0.0012292 | 0.0012305 | 0.0012299 | 0.0012311 | 0.001223 | 0.0012197 | 0.0012176 | 0.0012253 | 0.0012371 | 0.0012164 | 0.0012163 | 0.0012308 | 0.0012646 | 0.0013177 | 0.0012151 | 0.001224 | 0.001219 | 0.0012304 | 0.0012252 | 0.0012203 | 0.0012274 | 0.0012466 | 0.001229 | 0.0012281 | 0.0012663 | 0.0012313 | 0.0012309 | 0.0012355 | 0.0012286 | 0.0012288 | 0.0012431 | 0.0012151 | 0.0012152 | 0.0012183 | 0.0012264 | 0.0012287 | 0.0012279 | 0.0012342 | 0.0060263 | 0.001214 | 0.0012332 | 0.0012324 | 0.001216 | 0.0012212 | 0.0012225 | 0.0012266 | 0.0012265 | 0.0012337 | 0.0012255 | 0.0012336 | 0.0012301 | 0.0013123 | 0.0012284 | 0.0012317 | 0.001231 | 0.0012273 | 0.0012198 | 0.0012285 | 0.0012332 | 0.0012218 | 0.0012502 | 0.0012285 | 0.0012459 | 0.0012307 | 0.0012231 | 0.0012273 | 0.0012421 | 0.0012323 | 0.0012272 | 0.0012301 | 0.0012259 | 0.0012261 | 0.0012337 | 0.0012291 | 0.0012215 | 0.0012313 | 0.0012173 | 0.0012276 | 0.0012225 | 0.001223 | 0.0012272 | 0.0012587 | 0.001219 | 0.0012855 | 0.0013577 | 0.0012215 | 0.0012245 | 0.0012327 | 0.0012343 | 0.0012285 | 0.0012487 | 0.0012233 | 0.0012245 | 0.0012194 | 0.0012192 | 0.0012239 | 0.0012223 | 0.001229 | 0.0012195 | 0.0012371 | 0.0012269 | 0.0012289 | 0.0012256 | 0.0012342 | 0.0012425 | 0.0012298 | 0.0012282 | 0.001302 | 0.0012284 | 0.0012335 | 0.0012291 | 0.0012256 | 0.0012311 | 0.001231 | 0.0012175 | 0.0012216 | 0.0012174 | 0.0012322 | 0.0012204 | 0.0012275 | 0.0012199 | 0.0012304 | 0.0012346 | 0.0012325 | 0.0012272 | 0.0012312 | 0.0012351 | 0.0012173 | 0.0012199 | 0.0012254 | 0.0012302 | 0.0012275 | 0.0012296 | 0.0012196 | 0.0012179 | 0.0012204 | 0.0012165 | 0.0012339 | 0.0012169 | 0.0012321 | 0.0012314 | 0.0012205 | 0.0012207 | 0.0012133 | 0.0012247 | 0.0012221 | 0.0012225 | 0.0012222 | 0.0012271 | 0.0012328 | 0.0012281 | 0.0012284 | 0.0012393 | 0.0012313 | 0.0012289 | 0.0012246 | 0.0012281 | 0.0012647 | 0.0012234 | 0.0012303 | 0.0012272 | 0.0012232 | 0.0012325 | 0.0012249 | 0.001259 | 0.0012282 | 0.001224 | 0.0012218 | 0.0012254 | 0.0012318 | 0.0012183 | 0.0012412 | 0.0014835 | 0.0012172 | 0.0012266 | 0.0012173 | 0.0012169 | 0.0012237 | 0.0012194 | 0.0012448 | 0.0012236 | 0.0012228 | 0.0012382 | 0.0012162 | 0.0012424 | 0.0012292 | 0.0012241 | 0.0013057 | 0.0012217 | 0.0012186 | 0.0012369 | 0.0012153 | 0.0013505 | 0.0012156 | 0.0012271 | 0.0012219 | 0.0012287 | 0.0012342 | 0.0012287 | 0.0012196 | 0.0012242 | 0.0012191 | 0.0012217 | 0.0012362 | 0.0012211 | 0.0012181 | 0.0012202 | 0.0012401 | 0.0012252 | 0.001223 | 0.0012208 | 0.0012163 | 0.0012194 | 0.0012243 | 0.001237 | 0.0012721 | 0.0012335 | 0.0012262 | 0.0012234 | 0.001236 | 0.0012467 | 0.001225 | 0.0012312 | 0.0012366 | 0.0012242 | 0.0012202 | 0.0012342 | 0.0012294 | 0.001229 | 0.0012322 | 0.0012278 | 0.0012346 | 0.0012245 | 0.0012213 | 0.0012212 | 0.0012328 | 0.0012347 | 0.0012268 | 0.0012274 | 0.0012237 | 0.0012232 | 0.0017269 | 0.0012393 | 0.0012295 | 0.0012706 | 0.0012298 | 0.0012326 | 0.0012222 | 0.0012205 | 0.0012225 | 0.001247 | 0.010238 | 0.0012644 | 0.0012255 | 0.0012186 | 0.0012273 | 0.0012274 | 0.0012154 | 0.001226 | 0.0012263 | 0.001222 | 0.0012293 | 0.0012153 | 0.0012281 | 0.0012176 | 0.0012237 | 0.0012319 | 0.0012328 | 0.0012288 | 0.0012325 | 0.0012326 | 0.0013802 | 0.0012314 | 0.0012165 | 0.0012273 | 0.0012196 | 0.0013081 | 0.0012342 | 0.0012192 | 0.0012257 | 0.0012191 | 0.0012258 | 0.0012218 | 0.0012368 | 0.0012184 | 0.0012405 | 0.0012361 | 0.0012303 | 0.0012261 | 0.0012231 | 0.0012228 | 0.001224 | 0.001218 | 0.0012268 | 0.0012272 | 0.0012286 | 0.0012661 | 0.0012249 | 0.0012245 | 0.0012833 | 0.0012219 | 0.0012315 | 0.0012298 | 0.0012286 | 0.0050424 | 0.0012272 | 0.0013549 | 0.0012335 | 0.0012193 | 0.0012214 | 0.001231 | 0.0012249 | 0.0012278 | 0.0012279 | 0.001237 | 0.0012184 | 0.0014032 | 0.0012166 | 0.0012296 | 0.0012122 | 0.0012412 | 0.0012279 | 0.0012262 | 0.0012238 | 0.001229 | 0.0012325 | 0.0012302 | 0.0012274 | 0.0012303 | 0.0012192 | 0.0015106 | 0.0012557 | 0.0012349 | 0.0012922 | 0.0012216 | 0.0012317 | 0.0012226 | 0.0012206 | 0.0012216 | 0.0012353 | 0.0012228 | 0.0012323 | 0.0012279 | 0.0012283 | 0.0012403 | 0.0012245 | 0.0012201 | 0.0012335 | 0.0012267 | 0.0012346 | 0.0012216 | 0.0012252 | 0.0012226 | 0.0013552 | 0.0012255 | 0.0012286 | 0.0012274 | 0.0012564 | 0.0012295 | 0.00123 | 0.0012234 | 0.0012238 | 0.0012245 | 0.0012241 | 0.0014328 | 0.0012187 | 0.0012204 | 0.0012367 | 0.0012314 | 0.0012308 | 0.0013796 | 0.0012705 | 0.0012367 | 0.0017776 | 0.0012355 | 0.0012286 | 0.00122 | 0.0012242 | 0.0017701 | 0.0012358 | 0.0012232 | 0.0012212 | 0.0012293 | 0.0012168 | 0.0012179 | 0.0012231 | 0.0012276 | 0.0012224 | 0.0012188 | 0.0012262 | 0.0012332 | 0.0012179 | 0.0012303 | 0.0012178 | 0.0012188 | 0.0012199 | 0.0012237 | 0.0012223 | 0.0012246 | 0.00122 | 0.0012313 | 0.0012312 | 0.0012179 | 0.0012191 | 0.0012156 | 0.0012219 | 0.0012295 | 0.0012674 | 0.0012271 | 0.0012236 | 0.0034694 | 0.0012264 | 0.0012303 | 0.0012251 | 0.0012284 | 0.0012247 | 0.0012218 | 0.001225 | 0.001215 | 0.0012215 | 0.0012258 | 0.0012272 | 0.0012197 | 0.0012226 | 0.0012279 | 0.0012163 | 0.0012324 | 0.0012273 | 0.0012263 | 0.0012295 | 0.0012317 | 0.0012209 | 0.0012261 | 0.0012252 | 0.001228 | 0.0012204 | 0.0012166 | 0.0012309 | 0.0012242 | 0.0012292 | 0.0012215 | 0.0012219 | 0.0012223 | 0.0012272 | 0.001216 | 0.0012239 | 0.0012327 | 0.0012257 | 0.001222 | 0.0012287 | 0.0012377 | 0.0012179 | 0.0012199 | 0.0012289 | 0.0012319 | 0.0012216 | 0.0012173 | 0.0012239 | 0.0012284 | 0.001225 | 0.0012166 | 0.0012301 | 0.0012303 | 0.0012156 | 0.0012282 | 0.001231 | 0.0012159 | 0.0012383 | 0.0012276 | 0.0012177 | 0.0012385 | 0.0012185 | 0.0012299 | 0.001228 | 0.0012288 | 0.0012299 | 0.0022553 | 0.0012318 | 0.001247 | 0.0012199 | 0.001225 | 0.0012202 | 0.0012342 | 0.0066454 | 0.0012172 | 0.0012181 | 0.0012266 | 0.0012309 | 0.0018018 | 0.001309 | 0.001228 | 0.0012219 | 0.0012331 | 0.0012179 | 0.0012286 | 0.0012311 | 0.0012309 | 0.0012281 | 0.0012323 | 0.0012426 | 0.0012306 | 0.0012251 | 0.0012265 | 0.001225 | 0.0014716 | 0.0012242 | 0.0012299 | 0.0012229 | 0.0012185 | 0.0012259 | 0.001216 | 0.0012277 | 0.0012274 | 0.001246 | 0.0012293 | 0.0012369 | 0.0012244 | 0.0012172 | 0.001229 | 0.0012197 | 0.0012261 | 0.0012235 | 0.0012137 | 0.0012263 | 0.0012271 | 0.0012308 | 0.0012322 | 0.0012333 | 0.0012275 | 0.0012184 | 0.0012194 | 0.0012294 | 0.0012182 | 0.0012263 | 0.0012195 | 0.0012258 | 0.0012261 | 0.001219 | 0.0012255 | 0.0012309 | 0.0012288 | 0.0012233 | 0.001232 | 0.0012172 | 0.0012325 | 0.0012256 | 0.0012439 | 0.0012222 | 0.0012198 | 0.0012315 | 0.0012252 | 0.0012301 | 0.0012161 | 0.0012288 | 0.0012197 | 0.0012281 | 0.0012242 | 0.0012298 | 0.0012263 | 0.0012178 | 0.0012248 | 0.0012273 | 0.0012168 | 0.001225 | 0.0012332 | 0.0012363 | 0.0012266 | 0.0012214 | 0.0012274 | 0.0012588 | 0.0012228 | 0.0012349 | 0.00123 | 0.0012316 | 0.0012269 | 0.0012309 | 0.0012319 | 0.001217 | 0.0012214 | 0.0012165 | 0.0012278 | 0.0012237 | 0.0012325 | 0.0012333 | 0.0012275 | 0.0012313 | 0.0013334 | 0.0012158 | 0.0012211 | 0.0012262 | 0.0012221 | 0.0012435 | 0.0012234 | 0.001223 | 0.0012192 | 0.0012313 | 0.001228 | 0.0012236 | 0.0012247 | 0.0012228 | 0.0012304 | 0.0012285 | 0.0012244 | 0.0012309 | 0.0012306 | 0.0012295 | 0.001231 | 0.0012264 | 0.0012194 | 0.0012186 | 0.0012307 | 0.0012183 | 0.0012325 | 0.0012334 | 0.0012226 | 0.0012229 | 0.0012195 | 0.0012192 | 0.0012271 | 0.001214 | 0.0012269 | 0.0012178 | 0.0012198 | 0.0077766 | 0.0012255 | 0.001225 | 0.0012408 | 0.0012255 | 0.0012312 | 0.0012328 | 0.0012226 | 0.0012179 | 0.0012241 | 0.00126 | 0.0012235 | 0.001233 | 0.0012216 | 0.0097089 | 0.001216 | 0.0012305 | 0.001218 | 0.0012208 | 0.0012266 | 0.0012196 | 0.0012166 | 0.0012544 | 0.0012242 | 0.0012169 | 0.0012341 | 0.0012294 | 0.0012289 | 0.0012234 | 0.0012243 | 0.0012833 | 0.0012322 | 0.0012202 | 0.001232 | 0.0012226 | 0.0012236 | 0.001224 | 0.0012265 | 0.001238 | 0.0012328 | 0.0012186 | 0.0012276 | 0.0012227 | 0.001229 | 0.0012191 | 0.0012232 | 0.0012214 | 0.0012261 | 0.0012327 | 0.0012325 | 0.0012151 | 0.0012133 | 0.0037441 | 0.0012239 | 0.0012774 | 0.0012297 | 0.0012306 | 0.0013728 | 0.0012322 | 0.0012226 | 0.0012169 | 0.0012339 | 0.0012185 | 0.001224 | 0.0012338 | 0.0012332 | 0.0012207 | 0.0012325 | 0.0012175 | 0.0012311 | 0.0012196 | 0.0012221 | 0.0012365 | 0.0012765 | 0.001231 | 0.0012153 | 0.0012339 | 0.0012212 | 0.0012203 | 0.0012327 | 0.0012158 | 0.0012152 | 0.0012258 | 0.0012211 | 0.001223 | 0.0012305 | 0.0012383 | 0.0012133 | 0.001234 | 0.0012264 | 0.001219 | 0.0012167 | 0.0012306 | 0.0013122 | 0.0012206 | 0.001227 | 0.0015898 | 0.0012145 | 0.0012231 | 0.0014054 | 0.0012197 | 0.0012259 | 0.001219 | 0.0012213 | 0.0012255 | 0.001223 | 0.0012312 | 0.0012653 | 0.0012245 | 0.0012197 | 0.0012258 | 0.0012185 | 0.0012273 | 0.0013811 | 0.0015041 | 0.0012232 | 0.0012304 | 0.001227 | 0.0018987 | 0.0012262 | 0.0012212 | 0.0012323 | 0.0014475 | 0.0012341 | 0.0012167 | 0.001233 | 0.0012339 | 0.001246 | 0.0012293 | 0.0012283 | 0.0012208 | 0.0012205 | 0.0012215 | 0.0012302 | 0.0012273 | 0.0012138 | 0.0012209 | 0.0012308 | 0.0013167 | 0.001228 | 0.0012291 | 0.0013604 | 0.0012222 | 0.0012243 | 0.0012321 | 0.0012139 | 0.0012463 | 0.0012259 | 0.0012182 | 0.0012268 | 0.0012298 | 0.0012194 | 0.0012218 | 0.0012195 | 0.0012306 | 0.001224 | 0.0012222 | 0.0012253 | 0.0012325 | 0.0012241 | 0.0012318 | 0.0012294 | 0.0012236 | 0.0012395 | 0.0036219 | 0.0012239 | 0.0012187 | 0.0012171 | 0.001233 | 0.0012313 | 0.0012253 | 0.0055508 | 0.0012168 | 0.0012232 | 0.001221 | 0.0012204 | 0.0012311 | 0.0012195 | 0.0012202 | 0.001228 | 0.0012222 | 0.0012226 | 0.0012197 | 0.0012184 | 0.0012184 | 0.0012195 | 0.0012336 | 0.001223 | 0.0012419 | 0.0012327 | 0.001221 | 0.0012185 | 0.0012372 | 0.0012239 | 0.0012246 | 0.0012248 | 0.0012322 | 0.0012192 | 0.0012303 | 0.0012356 | 0.0012233 | 0.0012197 | 0.0012204 | 0.0012214 | 0.0012255 | 0.001218 | 0.0012291 | 0.0012154 | 0.0012203 | 0.001269 | 0.0012272 | 0.0012244 | 0.0012198 | 0.0012226 | 0.0012281 | 0.0012207 | 0.0012202 | 0.0012235 | 0.0012257 | 0.0012306 | 0.001218 | 0.0012157 | 0.0012171 | 0.0012278 | 0.0012252 | 0.0012563 | 0.0012305 | 0.0012251 | 0.001221 | 0.0012251 | 0.001215 | 0.0012312 | 0.0012233 | 0.0012165 | 0.0012267 | 0.0012244 | 0.0012125 | 0.0012169 | 0.0012298 | 0.0012309 | 0.0012313 | 0.0012227 | 0.00122 | 0.0012169 | 0.0012338 | 0.0012244 | 0.0012159 | 0.0012236 | 0.0012259 | 0.0012168 | 0.0012308 | 0.001665 | 0.0012225 | 0.0012406 | 0.01412 | 0.001225 | 0.001219 | 0.0012307 | 0.00122 | 0.0012291 | 0.0012239 | 0.0012338 | 0.001233 | 0.0012321 | 0.0015006 | 0.0012206 | 0.0012278 | 0.0012149 | 0.0012529 | 0.001225 | 0.0012211 | 0.0012199 | 0.0012226 | 0.0012173 | 0.0012174 | 0.0012261 | 0.001233 | 0.0012344 | 0.0012287 | 0.0012223 | 0.001219 | 0.0012156 | 0.0012318 | 0.0012281 | 0.0012311 | 0.0012275 | 0.0012769 | 0.0012176 | 0.0012193 | 0.0012223 | 0.0012216 | 0.0012286 | 0.0012172 | 0.0012327 | 0.0012305 | 0.0012198 | 0.001232 | 0.0012345 | 0.0012303 | 0.0012187 | 0.0012317 | 0.0012227 | 0.0012129 | 0.0012394 | 0.0012171 | 0.0012201 | 0.0012182 | 0.0013496 | 0.0012291 | 0.0012183 | 0.0012348 | 0.001233 | 0.001225 | 0.0012338 | 0.0012308 | 0.0012211 | 0.0012222 | 0.0012217 | 0.0012184 | 0.0012203 | 0.012375 | 0.0012211 | 0.0012168 | 0.0012269 | 0.0012276 | 0.0012268 | 0.0012235 | 0.0012278 | 0.0012298 | 0.0012201 | 0.0012288 | 0.001228 | 0.0012362 | 0.0012286 | 0.0012233 | 0.0012275 | 0.0012304 | 0.0012324 | 0.001225 | 0.0012288 | 0.0012307 | 0.0012367 | 0.0012216 | 0.0012212 | 0.0012198 | 0.0012337 | 0.001227 | 0.0012216 | 0.0012427 | 0.0012211 | 0.0012275 | 0.0012233 | 0.0012277 | 0.001221 | 0.00122 | 0.0012293 | 0.0012221 | 0.0012322 | 0.0012632 | 0.0012279 | 0.0012201 | 0.0012153 | 0.001222 | 0.0012299 | 0.0012232 | 0.0012331 | 0.0012517 | 0.0012282 | 0.0012267 | 0.0012238 | 0.0012305 | 0.0012262 | 0.0012302 | 0.0012203 | 0.0012324 | 0.0012235 | 0.0012191 | 0.001221 | 0.0012274 | 0.0012276 | 0.0012211 | 0.0012157 | 0.012579 | 0.0012221 | 0.0012214 | 0.0012294 | 0.0013142 | 0.0012412 | 0.0012317 | 0.0012306 | 0.001219 | 0.0012296 | 0.0012138 | 0.0012356 | 0.0012194 | 0.0013167 | 0.0012276 | 0.0012188 | 0.0012353 | 0.0012312 | 0.0012212 | 0.001226 | 0.0012179 | 0.0012169 | 0.0012252 | 0.0012265 | 0.0012168 | 0.0012283 | 0.0012319 | 0.0012245 | 0.0013261 | 0.0012294 | 0.0012179 | 0.0012255 | 0.0012279 | 0.0012239 | 0.0012183 | 0.0012453 | 0.001232 | 0.0012188 | 0.0012147 | 0.0012233 | 0.0012164 | 0.0012144 | 0.0012147 | 0.0012296 | 0.0012207 | 0.0012249 | 0.0012277 | 0.001215 | 0.0012381 | 0.0012167 | 0.0012292 | 0.0012242 | 0.0012241 | 0.0012247 | 0.0012189 | 0.0012197 | 0.0012511 | 0.0012674 | 0.0012249 | 0.0012197 | 0.001222 | 0.0012332 | 0.0012296 | 0.0012304 | 0.0012324 | 0.0012265 | 0.0012182 | 0.0012208 | 0.001227 | 0.0012194 | 0.0012213 | 0.0012253 | 0.0012223 | 0.0012197 | 0.0012249 | 0.0012219 | 0.0012282 | 0.0012228 | 0.0012333 | 0.0012251 | 0.0012315 | 0.0012162 | 0.0012229 | 0.0012156 | 0.0012295 | 0.0012256 | 0.0012244 | 0.0012307 | 0.0012295 | 0.0012295 | 0.001231 | 0.0012306 | 0.0012145 | 0.001234 | 0.001568 | 0.0012344 | 0.0012228 | 0.0012251 | 0.0012307 | 0.0012198 | 0.0012229 | 0.0012245 | 0.001219 | 0.0012188 | 0.0012215 | 0.0012201 | 0.0012218 | 0.0012295 | 0.0012191 | 0.001219 | 0.0012485 | 0.0013129 | 0.0012344 | 0.0012295 | 0.0012181 | 0.0012186 | 0.0025344 | 0.0012158 | 0.0012543 | 0.0012194 | 0.0012307 | 0.0012169 | 0.0012248 | 0.0012253 | 0.0012735 | 0.0012189 | 0.0012319 | 0.0012308 | 0.0012321 | 0.0016756 | 0.0012194 | 0.0012216 | 0.0012369 | 0.0012295 | 0.0012191 | 0.0012283 | 0.0012292 | 0.0012188 | 0.0012316 | 0.0012286 | 0.0012157 | 0.0012177 | 0.0012298 | 0.0012276 | 0.0012252 | 0.0012277 | 0.0012223 | 0.0012266 | 0.0012286 | 0.0012154 | 0.0012178 | 0.0012301 | 0.0012276 | 0.0012286 | 0.0012226 | 0.0012189 | 0.0013181 | 0.0012203 | 0.0012303 | 0.0012341 | 0.0012221 | 0.0012321 | 0.0012246 | 0.0020617 | 0.0012335 | 0.0012151 | 0.0012257 | 0.001229 | 0.0012339 | 0.0012289 | 0.0012285 | 0.0012286 | 0.0012274 | 0.0012268 | 0.0012211 | 0.0012566 | 0.0012254 | 0.0012232 | 0.0012296 | 0.0012268 | 0.0012314 | 0.0012278 | 0.0012251 | 0.0012317 | 0.0012257 | 0.0012263 | 0.0012134 | 0.0012192 | 0.0012272 | 0.0012269 | 0.0012318 | 0.0012249 | 0.0012588 | 0.0012244 | 0.0012207 | 0.0012297 | 0.0012258 | 0.0012229 | 0.0012206 | 0.0012254 | 0.0012147 | 0.0012318 | 0.0012252 | 0.0012176 | 0.0012243 | 0.0012218 | 0.0012224 | 0.0012305 | 0.0012273 | 0.0012254 | 0.0012219 | 0.0012347 | 0.0012203 | 0.0012186 | 0.0012172 | 0.001219 | 0.00122 | 0.0012209 | 0.0012307 | 0.0012369 | 0.0012152 | 0.001221 | 0.0012198 | 0.0012238 | 0.0012168 | 0.0012349 | 0.0012275 | 0.0012231 | 0.0012287 | 0.0012299 | 0.0012132 | 0.0012207 | 0.0012207 | 0.0012191 | 0.0012177 | 0.0012249 | 0.0012225 | 0.001215 | 0.0012198 | 0.0012179 | 0.0013753 | 0.0012273 | 0.001223 | 0.0012417 | 0.0012202 | 0.062827 | 0.0021878 | 0.0012283 | 0.0012214 | 0.001223 | 0.0012132 | 0.0012315 | 0.0012374 | 0.0012203 | 0.0012212 | 0.0012276 | 0.0012218 | 0.0012345 | 0.0012256 | 0.0012296 | 0.0012233 | 0.0012202 | 0.0012197 | 0.0012206 | 0.0012239 | 0.0012238 | 0.0012884 | 0.0013092 | 0.0012153 | 0.00132 | 0.0012159 | 0.0012293 | 0.0012175 | 0.0012281 | 0.0012304 | 0.0012204 | 0.0012247 | 0.001232 | 0.0012212 | 0.0012307 | 0.0012248 | 0.001214 | 0.0012132 | 0.0012305 | 0.0016452 | 0.0012237 | 0.0012326 | 0.0012287 | 0.0012219 | 0.0012144 | 0.0012272 | 0.0013012 | 0.0012187 | 0.0012578 | 0.0012253 | 0.0012288 | 0.0012229 | 0.001225 | 0.0012275 | 0.0012209 | 0.0012287 | 0.0012191 | 0.0012292 | 0.0012437 | 0.0012355 | 0.0012131 | 0.0012237 | 0.0012188 | 0.0012167 | 0.0012469 | 0.0012245 | 0.0012212 | 0.0012162 | 0.0012486 | 0.0012277 | 0.0012302 | 0.0012195 | 0.0012279 | 0.0012185 | 0.0012196 | 0.0012213 | 0.0060714 | 0.0012254 | 0.0012293 | 0.0012283 | 0.0012286 | 0.0012206 | 0.0012421 | 0.0012168 | 0.0012343 | 0.0012267 | 0.0012213 | 0.0012175 | 0.0012342 | 0.0012219 | 0.0012178 | 0.0012205 | 0.0012264 | 0.00123 | 0.0012184 | 0.0012281 | 0.0012194 | 0.0012272 | 0.0012271 | 0.0012321 | 0.00122 | 0.0012301 | 0.0012168 | 0.0012203 | 0.0012277 | 0.0012247 | 0.0012257 | 0.001216 | 0.0012225 | 0.0012237 | 0.0012298 | 0.0012238 | 0.0012152 | 0.0012204 | 0.0012374 | 0.0012277 | 0.0012316 | 0.0012271 | 0.0012222 | 0.0012227 | 0.0012223 | 0.0012306 | 0.0012337 | 0.001217 | 0.0012163 | 0.0012332 | 0.0012165 | 0.0012233 | 0.0012303 | 0.0012249 | 0.0012183 | 0.0012175 | 0.0012222 | 0.0012262 | 0.0012199 | 0.0012346 | 0.0012141 | 0.001219 | 0.0012182 | 0.0012157 | 0.0012132 | 0.0012166 | 0.0012848 | 0.0012239 | 0.0012296 | 0.0012561 | 0.0012236 | 0.001225 | 0.0012288 | 0.0012236 | 0.0012353 | 0.0012189 | 0.0012253 | 0.0012189 | 0.06351 | 0.0012168 | 0.0012211 | 0.0012287 | 0.0012365 | 0.0012354 | 0.0012246 | 0.0012271 | 0.0012345 | 0.001231 | 0.001223 | 0.0012221 | 0.0012153 | 0.0012328 | 0.0012316 | 0.0012255 | 0.001222 | 0.0012182 | 0.001229 | 0.0012175 | 0.0012216 | 0.0012245 | 0.0012223 | 0.0012293 | 0.0012217 | 0.0012322 | 0.0012299 | 0.0012314 | 0.0012194 | 0.0012229 | 0.0012817 | 0.0012189 | 0.0012201 | 0.0020595 | 0.0012318 | 0.0012269 | 0.0012263 | 0.001233 | 0.0012223 | 0.0012215 | 0.0012319 | 0.0012305 | 0.0012299 | 0.0013046 | 0.0012259 | 0.0012692 | 0.0012912 | 0.0012225 | 0.0012276 | 0.0012294 | 0.0012146 | 0.0012179 | 0.0012168 | 0.0012281 | 0.0012262 | 0.0012411 | 0.0012266 | 0.0012142 | 0.0012628 | 0.0012184 | 0.001223 | 0.0012312 | 0.0012211 | 0.0012319 | 0.0012262 | 0.0012255 | 0.0012267 | 0.0012327 | 0.0012286 | 0.0012351 | 0.0012306 | 0.0012243 | 0.0012368 | 0.0012296 | 0.0012216 | 0.0012317 | 0.0012413 | 0.0012274 | 0.0012159 | 0.0012199 | 0.0012303 | 0.0012304 | 0.0012297 | 0.0012198 | 0.0012313 | 0.0012193 | 0.0012316 | 0.0012204 | 0.0013685 | 0.0012287 | 0.0012223 | 0.0012525 | 0.0012176 | 0.0012343 | 0.0012279 | 0.0012265 | 0.0012173 | 0.0012301 | 0.0012253 | 0.0012217 | 0.0012396 | 0.0012168 | 0.0012202 | 0.0012259 | 0.0012205 | 0.0012228 | 0.0012174 | 0.0012212 | 0.0012301 | 0.0012203 | 0.0012265 | 0.0012185 | 0.0012276 | 0.0012322 | 0.0012208 | 0.0012323 | 0.0012216 | 0.0012216 | 0.0012307 | 0.0012295 | 0.0012793 | 0.0012288 | 0.001227 | 0.001225 | 0.0012196 | 0.0012181 | 0.00123 | 0.0012249 | 0.001231 | 0.0012175 | 0.0015033 | 0.0012372 | 0.0012208 | 0.0012259 | 0.001214 | 0.0014851 | 0.0012215 | 0.0012395 | 0.0012312 | 0.0012286 | 0.0012249 | 0.0012318 | 0.001226 | 0.0012231 | 0.0012214 | 0.0012275 | 0.0012155 | 0.0012252 | 0.0012345 | 0.0012306 | 0.001231 | 0.0012168 | 0.0012318 | 0.0012204 | 0.0012438 | 0.0012148 | 0.0012294 | 0.0012296 | 0.0012267 | 0.0012303 | 0.0012405 | 0.0012356 | 0.0012287 | 0.001224 | 0.0012292 | 0.0012316 | 0.0012355 | 0.0012186 | 0.0012193 | 0.0012252 | 0.001222 | 0.0012219 | 0.0012274 | 0.0012222 | 0.0012207 | 0.0012254 | 0.001217 | 0.001222 | 0.0012168 | 0.0012347 | 0.0012363 | 0.0012169 | 0.002438 | 0.0012204 | 0.0012239 | 0.0012232 | 0.0012207 | 0.0012296 | 0.0013117 | 0.0012335 | 0.0012248 | 0.0012153 | 0.0012344 | 0.0012276 | 0.0012304 | 0.001216 | 0.0012261 | 0.0012255 | 0.0012173 | 0.0012261 | 0.0012327 | 0.00122 | 0.0012299 | 0.0012318 | 0.0012264 | 0.0012228 | 0.0014138 | 0.0012307 | 0.001227 | 0.0012328 | 0.0012234 | 0.0012333 | 0.0012317 | 0.0012317 | 0.0012344 | 0.001304 | 0.0012216 | 0.0012284 | 0.0012172 | 0.0012167 | 0.0012225 | 0.001226 | 0.0012329 | 0.001225 | 0.0012272 | 0.0012217 | 0.0012283 | 0.0012204 | 0.0012214 | 0.0012377 | 0.0012281 | 0.0012222 | 0.0012255 | 0.0012296 | 0.001231 | 0.0012274 | 0.0012171 | 0.0012322 | 0.0012202 | 0.0012282 | 0.0012297 | 0.0012262 | 0.0012409 | 0.001229 | 0.0012155 | 0.001234 | 0.0012251 | 0.0012246 | 0.0012209 | 0.0012283 | 0.0012246 | 0.0012315 | 0.0012276 | 0.0012337 | 0.0012199 | 0.0013022 | 0.0012137 | 0.0012286 | 0.001224 | 0.0012266 | 0.0012338 | 0.0012244 | 0.0012295 | 0.0012339 | 0.0012146 | 0.0012331 | 0.0012213 | 0.0012264 | 0.0012215 | 0.0012168 | 0.00123 | 0.0012347 | 0.0012245 | 0.001227 | 0.0012316 | 0.0012265 | 0.0012199 | 0.0012345 | 0.001313 | 0.0012147 | 0.0012337 | 0.0012286 | 0.0012269 | 0.0012279 | 0.0012285 | 0.0012319 | 0.0012235 | 0.0012288 | 0.0012187 | 0.0012298 | 0.0012246 | 0.0012349 | 0.0012168 | 0.0012332 | 0.001218 | 0.0012274 | 0.0013148 | 0.0012252 | 0.00123 | 0.0012213 | 0.001224 | 0.0012211 | 0.0012328 | 0.0012381 | 0.0013061 | 0.0012179 | 0.001223 | 0.0012253 | 0.0012206 | 0.0012269 | 0.0012414 | 0.0012284 | 0.0012209 | 0.0012285 | 0.0012292 | 0.0058446 | 0.0012364 | 0.0012185 | 0.0013195 | 0.0012302 | 0.0012231 | 0.0012243 | 0.0012284 | 0.0012322 | 0.0012322 | 0.0012242 | 0.0012187 | 0.0012296 | 0.0012192 | 0.0012303 | 0.0012316 | 0.0012243 | 0.0012267 | 0.0012236 | 0.0012274 | 0.0012337 | 0.0012315 | 0.0012354 | 0.0012341 | 0.0012232 | 0.0012287 | 0.0012294 | 0.001222 | 0.0012284 | 0.0012187 | 0.0012308 | 0.0012149 | 0.0012203 | 0.0012295 | 0.0012148 | 0.0012309 | 0.0012309 | 0.0012291 | 0.0012321 | 0.0012186 | 0.0012148 | 0.0012305 | 0.0012197 | 0.0012358 | 0.00123 | 0.0012274 | 0.0012113 | 0.0012343 | 0.0012615 | 0.0012176 | 0.0012174 | 0.001249 | 0.0012206 | 0.0012268 | 0.0012316 | 0.0012266 | 0.0013805 | 0.0012333 | 0.0012166 | 0.0012231 | 0.0012418 | 0.001228 | 0.0012268 | 0.0012291 | 0.0031511 | 0.0012295 | 0.0012317 | 0.0012313 | 0.001229 | 0.0012185 | 0.0012294 | 0.0012207 | 0.0012257 | 0.001227 | 0.0012152 | 0.0012235 | 0.0012223 | 0.0012188 | 0.0012329 | 0.0012301 | 0.0012271 | 0.0012336 | 0.0012238 | 0.0012198 | 0.0012186 | 0.0012235 | 0.0012248 | 0.0012294 | 0.0012287 | 0.0012275 | 0.0012271 | 0.0012316 | 0.0012348 | 0.0012509 | 0.0012266 | 0.0012287 | 0.0012248 | 0.0013555 | 0.0012302 | 0.0012267 | 0.0012174 | 0.0012208 | 0.0012363 | 0.0012198 | 0.0012329 | 0.0012293 | 0.0012294 | 0.0012185 | 0.0012234 | 0.0012185 | 0.0019678 | 0.0012258 | 0.001225 | 0.0012205 | 0.0012426 | 0.0012379 | 0.0012215 | 0.0012217 | 0.0012255 | 0.0012324 | 0.0012185 | 0.0012378 | 0.001233 | 0.0012323 | 0.001234 | 0.0012319 | 0.0012218 | 0.0012192 | 0.0012195 | 0.0012235 | 0.001222 | 0.0012321 | 0.0012273 | 0.0012297 | 0.0012256 | 0.0012325 | 0.0012281 | 0.0012354 | 0.0012287 | 0.0012223 | 0.001229 | 0.0012215 | 0.0012247 | 0.0012158 | 0.0012213 | 0.0012258 | 0.001227 | 0.0012187 | 0.0014215 | 0.0012302 | 0.0012233 | 0.0014 | 0.0012189 | 0.0012253 | 0.0012358 | 0.001229 | 0.0012283 | 0.0012283 | 0.001224 | 0.0012207 | 0.001218 | 0.0012363 | 0.0012292 | 0.0012283 | 0.0012159 | 0.0012318 | 0.0012392 | 0.001221 | 0.0012383 | 0.0012296 | 0.0012429 | 0.0012258 | 0.0012265 | 0.0012189 | 0.0012195 | 0.0012204 | 0.0012355 | 0.0012229 | 0.001219 | 0.0012909 | 0.0012176 | 0.0012321 | 0.0012317 | 0.0012242 | 0.001229 | 0.0012294 | 0.0012306 | 0.0012799 | 0.0012304 | 0.0012331 | 0.0012206 | 0.0012264 | 0.0012291 | 0.0012266 | 0.0012351 | 0.0012178 | 0.0012251 | 0.0012246 | 0.0012132 | 0.001229 | 0.0012592 | 0.0012237 | 0.0012664 | 0.0012229 | 0.0012286 | 0.0012314 | 0.0012218 | 0.0012265 | 0.0012309 | 0.0012179 | 0.0012275 | 0.0012198 | 0.0012224 | 0.0012239 | 0.0012109 | 0.0012277 | 0.0016288 | 0.001225 | 0.0012143 | 0.0012174 | 0.0012246 | 0.0012325 | 0.0012163 | 0.0012207 | 0.0012254 | 0.0012279 | 0.0012219 | 0.0013328 | 0.0012257 | 0.0012276 | 0.0012198 | 0.0012274 | 0.001219 | 0.0012264 | 0.0012183 | 0.0012165 | 0.0012246 | 0.0012265 | 0.0012397 | 0.0012267 | 0.0012203 | 0.001224 | 0.0012185 | 0.0012182 | 0.0012239 | 0.0012188 | 0.0012336 | 0.00123 | 0.001238 | 0.0012253 | 0.0012186 | 0.0012227 | 0.0012279 | 0.0012173 | 0.001229 | 0.0012279 | 0.0012342 | 0.0012306 | 0.0012299 | 0.0012215 | 0.0012268 | 0.0012255 | 0.001223 | 0.0012326 | 0.0023216 | 0.001228 | 0.0012281 | 0.0012263 | 0.0012344 | 0.0012256 | 0.0012212 | 0.0012348 | 0.0012282 | 0.0012618 | 0.0012258 | 0.0012198 | 0.0012281 | 0.001223 | 0.001215 | 0.001227 | 0.0012223 | 0.0012296 | 0.0012297 | 0.0012204 | 0.0012288 | 0.0012283 | 0.0012154 | 0.0012226 | 0.0012263 | 0.0012305 | 0.0012322 | 0.001231 | 0.0012261 | 0.0012334 | 0.0012221 | 0.0012282 | 0.0012174 | 0.0012363 | 0.0012202 | 0.0012199 | 0.0012214 | 0.0012261 | 0.0012281 | 0.0012238 | 0.0012462 | 0.001349 | 0.0012237 | 0.0012281 | 0.0012184 | 0.0012199 | 0.0012245 | 0.0012306 | 0.0012402 | 0.001255 | 0.0012257 | 0.0012297 | 0.0012451 | 0.0012194 | 0.0012257 | 0.0012354 | 0.0012309 | 0.0012281 | 0.0012181 | 0.093325 | 0.0012203 | 0.0012203 | 0.0012298 | 0.0012179 | 0.001225 | 0.0014099 | 0.0012203 | 0.0012136 | 0.0012233 | 0.0012166 | 0.0012188 | 0.0012321 | 0.0012196 | 0.0012244 | 0.0012266 | 0.00122 | 0.0012292 | 0.0012172 | 0.0012593 | 0.0012237 | 0.0012276 | 0.0012306 | 0.0012225 | 0.0012246 | 0.0012237 | 0.0012234 | 0.0012186 | 0.0012293 | 0.0012276 | 0.001229 | 0.0012443 | 0.0012344 | 0.0012353 | 0.0012141 | 0.0012252 | 0.0012311 | 0.0012311 | 0.00122 | 0.0012144 | 0.0012388 | 0.0012422 | 0.00123 | 0.0013905 | 0.0012187 | 0.0012205 | 0.0018398 | 0.0012225 | 0.0012308 | 0.0012157 | 0.0012332 | 0.001234 | 0.0012202 | 0.0012156 | 0.0012325 | 0.0012182 | 0.001533 | 0.0012263 | 0.0012256 | 0.0013176 | 0.0012341 | 0.0012302 | 0.001231 | 0.0012353 | 0.0012206 | 0.0012263 | 0.00122 | 0.0012328 | 0.0012302 | 0.0012283 | 0.0012318 | 0.0012354 | 0.0012304 | 0.0012225 | 0.001232 | 0.0012195 | 0.0012201 | 0.001217 | 0.0012263 | 0.0014021 | 0.0012186 | 0.0012293 | 0.0012326 | 0.001222 | 0.001222 | 0.0012192 | 0.001227 | 0.0012182 | 0.0012244 | 0.0012253 | 0.0012223 | 0.0012234 | 0.0012258 | 0.0012172 | 0.0012218 | 0.0013584 | 0.0012321 | 0.0018475 | 0.0012289 | 0.0012317 | 0.0012269 | 0.0012207 | 0.0012247 | 0.0012167 | 0.0012227 | 0.0012286 | 0.0012269 | 0.0012299 | 0.00123 | 0.0012247 | 0.0012291 | 0.0012324 | 0.0012254 | 0.0012231 | 0.0012173 | 0.0012462 | 0.0012344 | 0.0012205 | 0.0012275 | 0.0012296 | 0.0012267 | 0.0012225 | 0.0012254 | 0.0012295 | 0.0012317 | 0.001232 | 0.0012159 | 0.0012299 | 0.0016998 | 0.0012155 | 0.0013951 | 0.0012227 | 0.0012263 | 0.001224 | 0.0012239 | 0.001224 | 0.0012204 | 0.001227 | 0.0012226 | 0.001231 | 0.0012918 | 0.0012163 | 0.0012146 | 0.0012229 | 0.0012239 | 0.0012319 | 0.0012162 | 0.0012327 | 0.0012119 | 0.0012156 | 0.0012193 | 0.0012298 | 0.0012284 | 0.0012235 | 0.0012292 | 0.001228 | 0.0012163 | 0.0012213 | 0.0012206 | 0.0012197 | 0.0012984 | 0.0012254 | 0.0012404 | 0.0012262 | 0.001227 | 0.0012313 | 0.0012193 | 0.0012239 | 0.0012243 | 0.0012297 | 0.001224 | 0.0012329 | 0.0012289 | 0.0012344 | 0.0012271 | 0.0012273 | 0.0012233 | 0.0012238 | 0.0012764 | 0.0013374 | 0.0012328 | 0.0012165 | 0.0012173 | 0.001218 | 0.0012297 | 0.0012485 | 0.0012139 | 0.0012199 | 0.0012196 | 0.0012152 | 0.0012636 | 0.0012211 | 0.0012359 | 0.0012539 | 0.0012307 | 0.0012337 | 0.0012254 | 0.0012181 | 0.0012669 | 0.0012278 | 0.0012218 | 0.0012287 | 0.0012285 | 0.0012331 | 0.0012512 | 0.0012184 | 0.0012317 | 0.0012246 | 0.0012271 | 0.0012293 | 0.0012291 | 0.001215 | 0.0021447 | 0.0012195 | 0.0012285 | 0.00128 | 0.0012278 | 0.0012267 | 0.023083 | 0.0012282 | 0.0012264 | 0.0012207 | 0.001318 | 0.0012311 | 0.0012294 | 0.0012301 | 0.0012225 | 0.001229 | 0.0012257 | 0.0012201 | 0.0012242 | 0.001218 | 0.0012354 | 0.0012243 | 0.001225 | 0.0012269 | 0.0012158 | 0.0012177 | 0.0012198 | 0.001217 | 0.0012257 | 0.0012159 | 0.0012209 | 0.0012273 | 0.0012314 | 0.0012357 | 0.001226 | 0.001236 | 0.0012254 | 0.0012351 | 0.001658 | 0.0012285 | 0.0012354 | 0.0012203 | 0.0012286 | 0.0012313 | 0.0012222 | 0.0012319 | 0.0012352 | 0.0012133 | 0.0012153 | 0.0012273 | 0.0012329 | 0.0012337 | 0.0012327 | 0.0012216 | 0.0012196 | 0.0012263 | 0.0012196 | 0.0012323 | 0.0012167 | 0.0012241 | 0.0012216 | 0.0017906 | 0.0012161 | 0.001236 | 0.0012302 | 0.0012245 | 0.001225 | 0.001232 | 0.0012169 | 0.0012199 | 0.001226 | 0.00123 | 0.0012278 | 0.0012293 | 0.0012235 | 0.0012252 | 0.001227 | 0.0012305 | 0.0012137 | 0.0012362 | 0.0012312 | 0.0012244 | 0.0012207 | 0.0012291 | 0.0012155 | 0.0012283 | 0.0012324 | 0.0012293 | 0.001247 | 0.0012173 | 0.0012223 | 0.0012304 | 0.0012429 | 0.0012301 | 0.0012191 | 0.0012298 | 0.0012268 | 0.0012268 | 0.0012326 | 0.0012191 | 0.0012312 | 0.0012316 | 0.0012186 | 0.0012289 | 0.001218 | 0.0012706 | 0.0012227 | 0.0012173 | 0.0012219 | 0.0012249 | 0.0012153 | 0.0012272 | 0.0012345 | 0.0012325 | 0.001233 | 0.0012232 | 0.001218 | 0.0012257 | 0.0012275 | 0.0012539 | 0.0012301 | 0.0012291 | 0.0012208 | 0.0012193 | 0.0012245 | 0.0012249 | 0.0012224 | 0.0012165 | 0.0012336 | 0.0012181 | 0.0012324 | 0.0012302 | 0.0012329 | 0.0012273 | 0.0012285 | 0.0012263 | 0.0012229 | 0.0012262 | 0.0012261 | 0.0012235 | 0.0012293 | 0.0012179 | 0.0012206 | 0.0012216 | 0.0012189 | 0.0012237 | 0.0012258 | 0.0012454 | 0.0012295 | 0.00123 | 0.0012251 | 0.0012148 | 0.0012197 | 0.0012161 | 0.0012245 | 0.0012255 | 0.0012269 | 0.0012306 | 0.001221 | 0.001227 | 0.00123 | 0.001233 | 0.001229 | 0.0012389 | 0.0012341 | 0.0012256 | 0.0013097 | 0.0012305 | 0.0012161 | 0.0012141 | 0.0012226 | 0.001226 | 0.0012323 | 0.001235 | 0.0012145 | 0.0012217 | 0.0012298 | 0.0012285 | 0.0012262 | 0.0012247 | 0.0012346 | 0.0012212 | 0.0012257 | 0.0012281 | 0.001221 | 0.0012439 | 0.0012223 | 0.0012207 | 0.0012322 | 0.0012323 | 0.0012234 | 0.0012228 | 0.0012147 | 0.0012188 | 0.0012332 | 0.0015013 | 0.0012165 | 0.0012266 | 0.0012274 | 0.0012216 | 0.0012286 | 0.0012219 | 0.0012266 | 0.0012172 | 0.0012303 | 0.0012282 | 0.0012239 | 0.001222 | 0.001582 | 0.0012346 | 0.0012203 | 0.0012283 | 0.0012289 | 0.0012331 | 0.001233 | 0.0012226 | 0.0012545 | 0.0012234 | 0.0012257 | 0.0012236 | 0.0012208 | 0.0012307 | 0.0012303 | 0.0012205 | 0.0012222 | 0.0012347 | 0.0012328 | 0.0012168 | 0.001233 | 0.0012255 | 0.0012282 | 0.0012147 | 0.0012268 | 0.001217 | 0.0012241 | 0.0012328 | 0.0012218 | 0.0012218 | 0.0012308 | 0.0012233 | 0.0012138 | 0.0012777 | 0.0012274 | 0.0012332 | 0.0012131 | 0.0012254 | 0.0012256 | 0.0012223 | 0.0012312 | 0.0012332 | 0.0012462 | 0.0012311 | 0.0012426 | 0.0069125 | 0.0012311 | 0.0016485 | 0.0012196 | 0.0012268 | 0.0012317 | 0.0012336 | 0.0012335 | 0.0012188 | 0.0012198 | 0.0012354 | 0.0012285 | 0.0012291 | 0.0012339 | 0.0012186 | 0.0026527 | 0.0012348 | 0.0012333 | 0.0012262 | 0.001228 | 0.001228 | 0.001231 | 0.0012319 | 0.0012283 | 0.0012238 | 0.0012222 | 0.0012329 | 0.0012194 | 0.0012259 | 0.0012312 | 0.0012335 | 0.0012204 | 0.0012258 | 0.0012242 | 0.0012333 | 0.0012148 | 0.0012286 | 0.0012205 | 0.0012315 | 0.0012298 | 0.0012262 | 0.0012286 | 0.0012218 | 0.0012231 | 0.0012204 | 0.0012167 | 0.001222 | 0.0012146 | 0.0012213 | 0.0012974 | 0.0012319 | 0.0012216 | 0.0012332 | 0.0012362 | 0.0012215 | 0.0012263 | 0.0012267 | 0.001233 | 0.0012183 | 0.0012236 | 0.0012298 | 0.0012536 | 0.0012246 | 0.0012218 | 0.0012257 | 0.0012261 | 0.0012298 | 0.0012225 | 0.0012166 | 0.0012303 | 0.001235 | 0.0012321 | 0.0012524 | 0.0012349 | 0.0012183 | 0.001221 | 0.00122 | 0.001221 | 0.0012234 | 0.0012298 | 0.0012292 | 0.0012146 | 0.0012303 | 0.001225 | 0.0012307 | 0.001226 | 0.0012277 | 0.0012195 | 0.0012191 | 0.0012386 | 0.0012197 | 0.001222 | 0.0012316 | 0.0012209 | 0.0012217 | 0.0012168 | 0.0012288 | 0.0012213 | 0.0012653 | 0.001229 | 0.0012183 | 0.0012193 | 0.0012179 | 0.001222 | 0.001237 | 0.00123 | 0.0012196 | 0.0012188 | 0.0012225 | 0.0012295 | 0.0012302 | 0.0012257 | 0.0012308 | 0.0012447 | 0.0012313 | 0.0012316 | 0.0012248 | 0.0012151 | 0.0012197 | 0.0012363 | 0.0012171 | 0.0012204 | 0.0012823 | 0.0012284 | 0.0012274 | 0.0012299 | 0.0012314 | 0.0012289 | 0.0012263 | 0.0012315 | 0.0012214 | 0.0012295 | 0.0012227 | 0.0015414 | 0.0012249 | 0.0012412 | 0.0012279 | 0.0012164 | 0.0012312 | 0.0012363 | 0.0012159 | 0.001217 | 0.0012282 | 0.0012312 | 0.0012214 | 0.0012183 | 0.00124 | 0.0012243 | 0.0012295 | 0.0012159 | 0.001314 | 0.0012238 | 0.0012282 | 0.0012263 | 0.0012251 | 0.0012156 | 0.0012195 | 0.0012338 | 0.0012344 | 0.001218 | 0.0012162 | 0.0012345 | 0.0012274 | 0.0012307 | 0.0012299 | 0.0012737 | 0.0012321 | 0.0012347 | 0.0012388 | 0.0012224 | 0.0012275 | 0.0012273 | 0.0012221 | 0.0012258 | 0.00122 | 0.0012164 | 0.0012173 | 0.0012251 | 0.0012324 | 0.0012305 | 0.0012396 | 0.0012295 | 0.0012145 | 0.0012232 | 0.0012308 | 0.0012326 | 0.0012303 | 0.0012192 | 0.0012242 | 0.0013059 | 0.0012306 | 0.0012166 | 0.0012298 | 0.0012261 | 0.0012299 | 0.001234 | 0.0012246 | 0.0012183 | 0.0012324 | 0.0013027 | 0.001234 | 0.0012239 | 0.0012304 | 0.0012352 | 0.001236 | 0.0012264 | 0.0012336 | 0.001225 | 0.001275 | 0.001223 | 0.0012407 | 0.0012237 | 0.0012766 | 0.0012833 | 0.0012291 | 0.0012267 | 0.001225 | 0.0012243 | 0.0012268 | 0.0012152 | 0.0012151 | 0.0012196 | 0.0012233 | 0.0019269 | 0.001242 | 0.0012162 | 0.0012267 | 0.0012232 | 0.0012339 | 0.0012233 | 0.0012276 | 0.0012174 | 0.0012348 | 0.0012321 | 0.0012194 | 0.0012279 | 0.0012279 | 0.0012249 | 0.001226 | 0.0012223 | 0.0012209 | 0.0012273 | 0.00123 | 0.0012285 | 0.001217 | 0.0012239 | 0.00122 | 0.0012286 | 0.0012381 | 0.0012333 | 0.0033989 | 0.0012222 | 0.0012312 | 0.001231 | 0.0012318 | 0.0012199 | 0.0012326 | 0.0012251 | 0.0012259 | 0.0012291 | 0.0012351 | 0.001226 | 0.0012329 | 0.0012281 | 0.0012271 | 0.0012347 | 0.0012168 | 0.0012277 | 0.0012215 | 0.0012267 | 0.0012177 | 0.0012492 | 0.0012288 | 0.0012115 | 0.0012207 | 0.0012157 | 0.0012236 | 0.0012281 | 0.0012262 | 0.0012179 | 0.0012258 | 0.0013578 | 0.0012175 | 0.001217 | 0.0012332 | 0.0012267 | 0.0012207 | 0.0012228 | 0.001223 | 0.0012333 | 0.001225 | 0.0012289 | 0.001219 | 0.001237 | 0.0012211 | 0.0012283 | 0.0012173 | 0.001226 | 0.0012209 | 0.0012288 | 0.0012265 | 0.0012194 | 0.0012357 | 0.0012184 | 0.0012252 | 0.0012624 | 0.001225 | 0.0012293 | 0.0012306 | 0.0012255 | 0.001219 | 0.0012211 | 0.0012124 | 0.001217 | 0.0012175 | 0.0012155 | 0.0012263 | 0.0012361 | 0.0012209 | 0.0012266 | 0.0012359 | 0.0012271 | 0.0012206 | 0.0012316 | 0.0012184 | 0.0012204 | 0.0012193 | 0.0012358 | 0.0012228 | 0.0012176 | 0.001226 | 0.001225 | 0.001274 | 0.0012178 | 0.0012256 | 0.001214 | 0.0012286 | 0.0012363 | 0.0012316 | 0.0012308 | 0.0012311 | 0.0012241 | 0.0012244 | 0.0012155 | 0.0012217 | 0.0012589 | 0.0012174 | 0.0012268 | 0.001237 | 0.0012184 | 0.0012176 | 0.0012277 | 0.0012275 | 0.0012664 | 0.0012316 | 0.0012171 | 0.0012401 | 0.0012295 | 0.0012366 | 0.0019657 | 0.0012164 | 0.0012206 | 0.0012236 | 0.0012285 | 0.0012237 | 0.0012274 | 0.0012198 | 0.0012324 | 0.001228 | 0.0012162 | 0.0012387 | 0.0012357 | 0.0012175 | 0.0012241 | 0.001224 | 0.0012245 | 0.0012262 | 0.0012182 | 0.0012281 | 0.0012357 | 0.0012247 | 0.0013697 | 0.0012187 | 0.001228 | 0.0012199 | 0.0012209 | 0.0012207 | 0.001227 | 0.0012233 | 0.0012305 | 0.0012263 | 0.0012217 | 0.0012234 | 0.0012321 | 0.0012361 | 0.0012243 | 0.0012328 | 0.0012303 | 0.001229 | 0.0012221 | 0.0012232 | 0.0012705 | 0.0012312 | 0.001227 | 0.0012189 | 0.0012313 | 0.0012292 | 0.0012367 | 0.0012394 | 0.0012149 | 0.0012282 | 0.0012177 | 0.001225 | 0.0012235 | 0.0012199 | 0.0012273 | 0.018085 | 0.0012298 | 0.0012368 | 0.0012228 | 0.0012321 | 0.0012242 | 0.0012222 | 0.0012264 | 0.0012325 | 0.001233 | 0.0012635 | 0.0012285 | 0.0012322 | 0.0012195 | 0.0012295 | 0.0012234 | 0.0012144 | 0.0012162 | 0.00122 | 0.0012269 | 0.0012173 | 0.0014866 | 0.0012271 | 0.0012272 | 0.0012389 | 0.0012328 | 0.0012182 | 0.0012274 | 0.0027703 | 0.0012273 | 0.0012236 | 0.0012205 | 0.0012175 | 0.0012282 | 0.0012286 | 0.0012162 | 0.0012309 | 0.001218 | 0.0012237 | 0.0052852 | 0.0022993 | 0.0012198 | 0.0012739 | 0.0012252 | 0.0012191 | 0.001231 | 0.001231 | 0.0012338 | 0.0012208 | 0.0012312 | 0.0012145 | 0.0012263 | 0.0012243 | 0.0012194 | 0.0012358 | 0.0012259 | 0.0016747 | 0.0012344 | 0.0012275 | 0.0012271 | 0.0012321 | 0.001223 | 0.0012312 | 0.0012329 | 0.0012211 | 0.0012139 | 0.0012287 | 0.0012147 | 0.0013202 | 0.0012174 | 0.0012775 | 0.0012229 | 0.0012135 | 0.0012246 | 0.0012181 | 0.0012295 | 0.0012314 | 0.001215 | 0.0012264 | 0.001214 | 0.0012184 | 0.0012292 | 0.0012262 | 0.0012204 | 0.0012337 | 0.0012202 | 0.0012305 | 0.0012289 | 0.0012145 | 0.0012325 | 0.0012261 | 0.001232 | 0.0012225 | 0.0012224 | 0.0012138 | 0.0012218 | 0.001969 | 0.0012195 | 0.001248 | 0.0012534 | 0.0012227 | 0.0012291 | 0.0012336 | 0.0012252 | 0.0012318 | 0.0012269 | 0.0012151 | 0.0012268 | 0.0012275 | 0.001222 | 0.001265 | 0.0012226 | 0.0012289 | 0.0012275 | 0.0012139 | 0.0012144 | 0.0012176 | 0.0012357 | 0.0012306 | 0.0012333 | 0.0012232 | 0.0012299 | 0.0018275 | 0.0012225 | 0.0012184 | 0.0012152 | 0.0012218 | 0.0012298 | 0.0012343 | 0.0012315 | 0.0012286 | 0.0012265 | 0.0014807 | 0.0012349 | 0.0012354 | 0.0012228 | 0.0012407 | 0.0012316 | 0.0015582 | 0.0013167 | 0.0012249 | 0.0012314 | 0.0012154 | 0.0012224 | 0.0012228 | 0.0015392 | 0.0012217 | 0.0012269 | 0.0012234 | 0.0012149 | 0.0012171 | 0.0012274 | 0.0012357 | 0.0012351 | 0.001223 | 0.0012283 | 0.0012226 | 0.0012232 | 0.0012185 | 0.001228 | 0.0021409 | 0.0012663 | 0.001229 | 0.0012325 | 0.0012274 | 0.0013001 | 0.0012671 | 0.0012171 | 0.0012289 | 0.0012409 | 0.001216 | 0.001228 | 0.0012326 | 0.0012291 | 0.0012357 | 0.0012173 | 0.001218 | 0.0012357 | 0.001218 | 0.0012321 | 0.0012211 | 0.0012168 | 0.0021958 | 0.001229 | 0.0012309 | 0.0012263 | 0.0012149 | 0.0012172 | 0.0012222 | 0.0012309 | 0.0012179 | 0.0012207 | 0.0012315 | 0.0012299 | 0.001215 | 0.0012235 | 0.0012217 | 0.0012312 | 0.0012267 | 0.0012181 | 0.0012296 | 0.0012291 | 0.0012791 | 0.0012323 | 0.0012273 | 0.0012329 | 0.0012168 | 0.0012212 | 0.0012223 | 0.0012458 | 0.001225 | 0.0012299 | 0.0012299 | 0.0012134 | 0.0012293 | 0.0012197 | 0.0012254 | 0.001222 | 0.0012275 | 0.0012229 | 0.0012246 | 0.0012272 | 0.0012207 | 0.0012213 | 0.001218 | 0.0012191 | 0.0012343 | 0.0012327 | 0.0020153 | 0.0012855 | 0.0012171 | 0.001231 | 0.0012295 | 0.0013048 | 0.0013428 | 0.001236 | 0.0012172 | 0.0012306 | 0.0012274 | 0.0012143 | 0.0012338 | 0.0012358 | 0.0012697 | 0.0012209 | 0.0012177 | 0.0012257 | 0.0012231 | 0.0012227 | 0.0012362 | 0.0012302 | 0.0012158 | 0.0012244 | 0.0012274 | 0.001221 | 0.001268 | 0.0012149 | 0.001217 | 0.0012217 | 0.0012231 | 0.0012249 | 0.0012158 | 0.0012261 | 0.001218 | 0.0012295 | 0.0012217 | 0.0012168 | 0.0012213 | 0.0012256 | 0.0012362 | 0.0012344 | 0.0012284 | 0.0012236 | 0.0012289 | 0.0012175 | 0.0012268 | 0.0012211 | 0.0012211 | 0.0012191 | 0.0012146 | 0.0012242 | 0.0012218 | 0.0012294 | 0.001228 | 0.0012315 | 0.0012208 | 0.0012198 | 0.0012321 | 0.0012324 | 0.0012365 | 0.0012228 | 0.0012303 | 0.0012251 | 0.0013082 | 0.0012263 | 0.001217 | 0.0012299 | 0.00122 | 0.001225 | 0.0012275 | 0.0012314 | 0.0012326 | 0.001221 | 0.0012305 | 0.0012365 | 0.0012465 | 0.0012412 | 0.0012193 | 0.0012255 | 0.0012385 | 0.0012351 | 0.001224 | 0.0012191 | 0.0012159 | 0.0012331 | 0.0012669 | 0.0012248 | 0.0012224 | 0.0012232 | 0.0012275 | 0.0012285 | 0.0012288 | 0.0012258 | 0.0012313 | 0.0012312 | 0.001226 | 0.0014364 | 0.0012235 | 0.0012167 | 0.0012158 | 0.0012228 | 0.0012854 | 0.0012159 | 0.0012228 | 0.0012191 | 0.0012336 | 0.0012299 | 0.0012365 | 0.0012228 | 0.001225 | 0.0012176 | 0.0012205 | 0.0012328 | 0.0012265 | 0.0012167 | 0.0012204 | 0.0012276 | 0.0012277 | 0.001218 | 0.0012353 | 0.001234 | 0.0012333 | 0.0012287 | 0.0012252 | 0.0012206 | 0.0012248 | 0.0012397 | 0.0012293 | 0.0012574 | 0.0012377 | 0.0012199 | 0.0012182 | 0.001236 | 0.0012298 | 0.0012202 | 0.0012125 | 0.0012147 | 0.0012297 | 0.0012175 | 0.0012261 | 0.0012817 | 0.0012162 | 0.0012295 | 0.0013824 | 0.0012222 | 0.00123 | 0.0012353 | 0.001232 | 0.0012157 | 0.0012243 | 0.0012279 | 0.0012269 | 0.0012331 | 0.0012257 | 0.0012176 | 0.0012217 | 0.0012191 | 0.0012172 | 0.0012185 | 0.001216 | 0.0012409 | 0.0012243 | 0.0013026 | 0.0012195 | 0.001231 | 0.0012296 | 0.0012197 | 0.001234 | 0.0012224 | 0.0012281 | 0.0012278 | 0.0012263 | 0.0012351 | 0.001231 | 0.0012299 | 0.0012178 | 0.0012331 | 0.0012206 | 0.0012199 | 0.00123 | 0.0012208 | 0.0028014 | 0.0012326 | 0.0012181 | 0.0012288 | 0.0012352 | 0.0012208 | 0.0012911 | 0.0012695 | 0.0012215 | 0.0012176 | 0.001231 | 0.0012262 | 0.0012237 | 0.0012191 | 0.0012252 | 0.0012291 | 0.0012267 | 0.001227 | 0.0012269 | 0.0012291 | 0.0012189 | 0.0012196 | 0.0012288 | 0.0012301 | 0.0012262 | 0.0013426 | 0.0012392 | 0.0012364 | 0.0012214 | 0.0012252 | 0.0012301 | 0.0012232 | 0.0017337 | 0.0012388 | 0.0012191 | 0.0012202 | 0.0013508 | 0.0012152 | 0.0012343 | 0.00123 | 0.0012214 | 0.0012294 | 0.0012253 | 0.0012327 | 0.0012292 | 0.0012259 | 0.0012308 | 0.0013265 | 0.0012319 | 0.0012693 | 0.001217 | 0.0012185 | 0.0012342 | 0.0012318 | 0.0012669 | 0.0012283 | 0.0012262 | 0.0012196 | 0.0012227 | 0.0012225 | 0.0012221 | 0.0012204 | 0.0012513 | 0.0012298 | 0.0012379 | 0.0012309 | 0.0012162 | 0.0012272 | 0.0012159 | 0.0012254 | 0.0012241 | 0.0012296 | 0.0012339 | 0.0012233 | 0.0012254 | 0.0012185 | 0.001228 | 0.0012161 | 0.0012176 | 0.0012244 | 0.0012197 | 0.0012651 | 0.0012242 | 0.0012157 | 0.0012324 | 0.0012174 | 0.0012216 | 0.0012339 | 0.0012321 | 0.0012268 | 0.0012283 | 0.00122 | 0.001221 | 0.0012257 | 0.0012311 | 0.0012296 | 0.0012298 | 0.0012355 | 0.0012543 | 0.0012284 | 0.0012237 | 0.0012233 | 0.0012185 | 0.0012249 | 0.0012296 | 0.0012198 | 0.0012211 | 0.0012255 | 0.0012237 | 0.0012305 | 0.0012347 | 0.0012272 | 0.0012336 | 0.0012346 | 0.0012313 | 0.0012191 | 0.001225 | 0.0012298 | 0.0012343 | 0.0012248 | 0.0012119 | 0.0012224 | 0.00123 | 0.0012391 | 0.001229 | 0.0012337 | 0.0012246 | 0.0012342 | 0.0012188 | 0.0012229 | 0.0012238 | 0.0012256 | 0.0012187 | 0.0012167 | 0.0012179 | 0.0012195 | 0.0012152 | 0.001395 | 0.0012195 | 0.001229 | 0.0012184 | 0.0012294 | 0.0012312 | 0.0012167 | 0.0012248 | 0.0012226 | 0.0012148 | 0.0012334 | 0.0013152 | 0.0013708 | 0.0012187 | 0.0012215 | 0.0012312 | 0.0012202 | 0.0012217 | 0.0012347 | 0.0012205 | 0.0012304 | 0.0012284 | 0.0012212 | 0.0012272 | 0.001223 | 0.0012245 | 0.0012288 | 0.0012152 | 0.0012245 | 0.0012263 | 0.0012251 | 0.001237 | 0.0013591 | 0.0012224 | 0.0012221 | 0.0012309 | 0.0012277 | 0.001215 | 0.0012275 | 0.001227 | 0.0012225 | 0.0012259 | 0.001215 | 0.001234 | 0.0026282 | 0.0012289 | 0.0012309 | 0.0012226 | 0.0012332 | 0.001222 | 0.0012297 | 0.0012299 | 0.0012252 | 0.0012153 | 0.0012303 | 0.0012193 | 0.0012146 | 0.0012273 | 0.0012192 | 0.001215 | 0.0012351 | 0.0012344 | 0.0012315 | 0.0012208 | 0.0012312 | 0.001217 | 0.0012255 | 0.0012218 | 0.0012223 | 0.0012175 | 0.0012207 | 0.0012148 | 0.0012195 | 0.0012186 | 0.0012264 | 0.001227 | 0.0012301 | 0.0012513 | 0.0012166 | 0.0012248 | 0.0012277 | 0.0012276 | 0.0017372 | 0.0012237 | 0.0012314 | 0.0012308 | 0.0012222 | 0.00123 | 0.0012287 | 0.0012217 | 0.0012283 | 0.0012149 | 0.0012163 | 0.0012118 | 0.0012334 | 0.001231 | 0.0012279 | 0.0012295 | 0.0012206 | 0.0012203 | 0.0012238 | 0.0013981 | 0.0012225 | 0.0012192 | 0.001234 | 0.0012198 | 0.0012282 | 0.0012284 | 0.0012228 | 0.0012245 | 0.0012326 | 0.0012293 | 0.0012159 | 0.0012272 | 0.0012146 | 0.0012299 | 0.0012295 | 0.0012221 | 0.0012188 | 0.0012163 | 0.001222 | 0.0012208 | 0.001222 | 0.0012213 | 0.0012291 | 0.0012164 | 0.0012188 | 0.0012328 | 0.0012338 | 0.0012233 | 0.0012203 | 0.0012204 | 0.0012343 | 0.0012434 | 0.0012248 | 0.0012185 | 0.0012192 | 0.001221 | 0.001236 | 0.0012419 | 0.001223 | 0.0012199 | 0.0012206 | 0.0012248 | 0.0012209 | 0.00122 | 0.0012241 | 0.0012248 | 0.0012574 | 0.001229 | 0.0012218 | 0.0012281 | 0.0012334 | 0.0012318 | 0.0012218 | 0.0012155 | 0.0012252 | 0.0012282 | 0.0012305 | 0.0012258 | 0.0012313 | 0.0012189 | 0.0012201 | 0.0012284 | 0.0012224 | 0.0012264 | 0.0012183 | 0.001878 | 0.0012191 | 0.001235 | 0.0012304 | 0.0012175 | 0.0012271 | 0.0012257 | 0.0012142 | 0.0012435 | 0.0012182 | 0.001229 | 0.0012302 | 0.001232 | 0.001225 | 0.0012209 | 0.0012352 | 0.0012219 | 0.79164 | 0.0012199 | 0.0012281 | 0.0012215 | 0.0012302 | 0.0012179 | 0.0014876 | 0.0012303 | 0.0012202 | 0.0012183 | 0.0012213 | 0.0012315 | 0.0012321 | 0.0012331 | 0.0012212 | 0.0012262 | 0.0012607 | 0.0012596 | 0.0012216 | 0.0012303 | 0.0012312 | 0.0012212 | 0.0012193 | 0.0012269 | 0.0012148 | 0.0012161 | 0.0012734 | 0.0012283 | 0.0012197 | 0.0013128 | 0.0012225 | 0.0012302 | 0.0012379 | 0.0012333 | 0.0012209 | 0.0012196 | 0.0012139 | 0.0012319 | 0.0012154 | 0.0012173 | 0.0012338 | 0.0012272 | 0.0012311 | 0.0015056 | 0.0012207 | 0.0012353 | 0.0012301 | 0.0012294 | 0.0012232 | 0.0012361 | 0.0012269 | 0.0012409 | 0.0012184 | 0.0012295 | 0.0012166 | 0.001233 | 0.0012192 | 0.0012248 | 0.0012275 | 0.0012261 | 0.001266 | 0.0012198 | 0.0012212 | 0.0012281 | 0.0012208 | 0.001221 | 0.0012272 | 0.0012174 | 0.0012224 | 0.0012223 | 0.0012237 | 0.0012268 | 0.001216 | 0.0012393 | 0.0012348 | 0.0012287 | 0.0012193 | 0.0012204 | 0.0012188 | 0.001213 | 0.0012291 | 0.0012359 | 0.0022706 | 0.001225 | 0.0012184 | 0.00123 | 0.0012241 | 0.0012263 | 0.0012284 | 0.001221 | 0.0012262 | 0.0012305 | 0.0012268 | 0.0012308 | 0.0012275 | 0.0012383 | 0.001221 | 0.0012322 | 0.0012475 | 0.0012244 | 0.0012215 | 0.0014045 | 0.0013184 | 0.0012233 | 0.001218 | 0.0012165 | 0.001235 | 0.001214 | 0.0012273 | 0.0012301 | 0.0012205 | 0.0012234 | 0.0012379 | 0.0012204 | 0.0013348 | 0.0012813 | 0.001227 | 0.0012186 | 0.001228 | 0.0012152 | 0.0012258 | 0.0012212 | 0.0012221 | 0.0012263 | 0.0012165 | 0.001231 | 0.0012309 | 0.0012291 | 0.0012198 | 0.0012292 | 0.0012234 | 0.0012734 | 0.0012299 | 0.0012345 | 0.001368 | 0.0012157 | 0.0012283 | 0.0012189 | 0.0012333 | 0.0012305 | 0.001217 | 0.0012131 | 0.0012312 | 0.0012333 | 0.0012185 | 0.0012198 | 0.0012278 | 0.0012171 | 0.001225 | 0.0012269 | 0.0012177 | 0.0012203 | 0.0012262 | 0.0012199 | 0.0012295 | 0.0012266 | 0.0012327 | 0.0012299 | 0.0012308 | 0.0012221 | 0.0012183 | 0.0012332 | 0.0012344 | 0.0012237 | 0.0012171 | 0.0012238 | 0.0012241 | 0.001225 | 0.0012234 | 0.0012181 | 0.0012312 | 0.0012236 | 0.001236 | 0.0012238 | 0.001227 | 0.0012276 | 0.0012271 | 0.0013907 | 0.0012203 | 0.0012257 | 0.0012153 | 0.0012209 | 0.0012184 | 0.0012183 | 0.0012225 | 0.0012209 | 0.0012326 | 0.0012185 | 0.0012298 | 0.0012181 | 0.0012303 | 0.0012224 | 0.0012196 | 0.0012312 | 0.0012304 | 0.0012348 | 0.0012296 | 0.0012345 | 0.0013184 | 0.0012292 | 0.0012302 | 0.0012191 | 0.0012197 | 0.0012289 | 0.0012157 | 0.0012383 | 0.0012307 | 0.0012179 | 0.0012283 | 0.0012307 | 0.001217 | 0.001235 | 0.0012304 | 0.0012237 | 0.0012323 | 0.0012356 | 0.0012194 | 0.001232 | 0.001229 | 0.0012299 | 0.0012256 | 0.0012313 | 0.0012183 | 0.0012231 | 0.002055 | 0.0012202 | 0.0012208 | 0.0012376 | 0.0012203 | 0.0012253 | 0.001218 | 0.0022314 | 0.0012926 | 0.0012174 | 0.0012546 | 0.001234 | 0.0012276 | 0.0012182 | 0.0012178 | 0.0012174 | 0.0012307 | 0.0024779 | 0.0013001 | 0.0012349 | 0.0012319 | 0.0012304 | 0.0012319 | 0.0012319 | 0.0012316 | 0.0012631 | 0.0012238 | 0.0013727 | 0.001231 | 0.001223 | 0.0012285 | 0.0012324 | 0.0012203 | 0.0012205 | 0.0012224 | 0.0012246 | 0.0012278 | 0.0012143 | 0.0012359 | 0.0012316 | 0.0012305 | 0.0012309 | 0.0012228 | 0.0012403 | 0.0012257 | 0.0012195 | 0.0012221 | 0.001219 | 0.0012323 | 0.0012322 | 0.0012411 | 0.0012222 | 0.0012287 | 0.0012178 | 0.0012268 | 0.001228 | 0.0012232 | 0.0012346 | 0.0012338 | 0.0012217 | 0.0012292 | 0.001216 | 0.0012266 | 0.0012154 | 0.001232 | 0.0012274 | 0.0012253 | 0.0012198 | 0.0012165 | 0.0012263 | 0.0012282 | 0.0012262 | 0.0012182 | 0.001221 | 0.0012259 | 0.0012178 | 0.0016593 | 0.0012324 | 0.001225 | 0.0012208 | 0.0012188 | 0.0012276 | 0.0012228 | 0.0012206 | 0.0012353 | 0.0012281 | 0.0012254 | 0.0012176 | 0.0012283 | 0.0012191 | 0.0012329 | 0.0012193 | 0.0012318 | 0.0012226 | 0.0012262 | 0.0012323 | 0.0012173 | 0.0090497 | 0.0012311 | 0.0012356 | 0.0016185 | 0.0012318 | 0.001218 | 0.0016008 | 0.0012319 | 0.0012181 | 0.0012341 | 0.0012161 | 0.0012238 | 0.0018147 | 0.0012305 | 0.0012217 | 0.0012251 | 0.0012291 | 0.0012318 | 0.0012353 | 0.0012326 | 0.0012315 | 0.0012189 | 0.0012282 | 0.0012298 | 0.0012306 | 0.0012266 | 0.0016288 | 0.0012255 | 0.0012157 | 0.0012323 | 0.0012286 | 0.0012191 | 0.0012295 | 0.0012295 | 0.0012328 | 0.0012621 | 0.0013061 | 0.0012313 | 0.0012275 | 0.0012269 | 0.0012142 | 0.0012163 | 0.0012191 | 0.0012798 | 0.0012287 | 0.0012255 | 0.0013091 | 0.0012295 | 0.0012157 | 0.0012183 | 0.0012242 | 0.0012245 | 0.0012288 | 0.0012144 | 0.0012364 | 0.0012213 | 0.0012433 | 0.0012235 | 0.0012161 | 0.0012367 | 0.0012645 | 0.0012129 | 0.0012165 | 0.0012231 | 0.0012238 | 0.0012259 | 0.0012203 | 0.0012196 | 0.0012292 | 0.001233 | 0.0012301 | 0.0012297 | 0.0012245 | 0.0012165 | 0.0012205 | 0.0012155 | 0.0012274 | 0.0013718 | 0.0012251 | 0.0012263 | 0.0012226 | 0.0012263 | 0.0012247 | 0.0012308 | 0.0012152 | 0.0012191 | 0.0012321 | 0.0012166 | 0.001228 | 0.001225 | 0.0012213 | 0.0012329 | 0.0012189 | 0.0012327 | 0.0012211 | 0.0012254 | 0.001227 | 0.0012214 | 0.0012247 | 0.0012349 | 0.0012346 | 0.0012348 | 0.0012312 | 0.0012234 | 0.0012254 | 0.0012246 | 0.0012204 | 0.0012285 | 0.0012238 | 0.0012137 | 0.0012305 | 0.0012343 | 0.001212 | 0.0012261 | 0.0012247 | 0.0012177 | 0.0012231 | 0.0012346 | 0.0012204 | 0.0012238 | 0.0012306 | 0.0012499 | 0.0012312 | 0.0012875 | 0.0012193 | 0.0012212 | 0.0012139 | 0.0012123 | 0.0012299 | 0.0012298 | 0.0012288 | 0.0012368 | 0.001223 | 0.0012303 | 0.0012218 | 0.00123 | 0.0012355 | 0.0012225 | 0.0012189 | 0.0012202 | 0.0012281 | 0.0012203 | 0.0012391 | 0.0012138 | 0.0012224 | 0.0012311 | 0.001226 | 0.0012268 | 0.0012162 | 0.0012305 | 0.0012244 | 0.0012258 | 0.0012212 | 0.0012419 | 0.0012274 | 0.0012763 | 0.0012997 | 0.0012213 | 0.0012279 | 0.0012234 | 0.00122 | 0.001214 | 0.0012302 | 0.0012192 | 0.0012379 | 0.0012277 | 0.0012233 | 0.0012264 | 0.0012276 | 0.0012284 | 0.0012242 | 0.0012218 | 0.0012193 | 0.001225 | 0.0012282 | 0.001226 | 0.0012205 | 0.001221 | 0.0012241 | 0.0012162 | 0.001231 | 0.0012182 | 0.0012197 | 0.0012315 | 0.0012284 | 0.0012262 | 0.0012264 | 0.0012187 | 0.0012292 | 0.0012167 | 0.0012281 | 0.0012167 | 0.0012261 | 0.0012216 | 0.0012305 | 0.0012194 | 0.0012268 | 0.0012238 | 0.0012199 | 0.0012332 | 0.001221 | 0.0012305 | 0.0012188 | 0.0012323 | 0.0012186 | 0.0012113 | 0.0012176 | 0.0012327 | 0.0012278 | 0.0012301 | 0.0012485 | 0.0012246 | 0.001217 | 0.001234 | 0.0012237 | 0.0012242 | 0.0012295 | 0.0012288 | 0.0012217 | 0.0012155 | 0.0012242 | 0.0012294 | 0.0012258 | 0.0012251 | 0.0012196 | 0.0012254 | 0.0012303 | 0.00122 | 0.0012343 | 0.0012157 | 0.0012298 | 0.0012305 | 0.0012222 | 0.0012202 | 0.0012274 | 0.0012275 | 0.0012359 | 0.0012177 | 0.0012225 | 0.0012248 | 0.0012242 | 0.0012306 | 0.0012115 | 0.0012198 | 0.0013356 | 0.0012361 | 0.0012285 | 0.0012149 | 0.0012174 | 0.0012408 | 0.0012374 | 0.001225 | 0.0012243 | 0.0012813 | 0.0012244 | 0.0012262 | 0.001234 | 0.0012169 | 0.0012214 | 0.0012396 | 0.0012329 | 0.0012325 | 0.0012195 | 0.0012127 | 0.0012215 | 0.0012334 | 0.001228 | 0.0012308 | 0.0012285 | 0.0012158 | 0.0012191 | 0.0026433 | 0.0012305 | 0.001283 | 0.0012154 | 0.0012224 | 0.0097877 | 0.0012209 | 0.0012245 | 0.0012191 | 0.0012208 | 0.0012309 | 0.0012309 | 0.0012349 | 0.0012426 | 0.0012285 | 0.0012209 | 0.0012228 | 0.0012229 | 0.0012244 | 0.0012269 | 0.0012332 | 0.0012343 | 0.0012289 | 0.001221 | 0.0012734 | 0.0012186 | 0.0012192 | 0.0012256 | 0.0012235 | 0.0012216 | 0.0012172 | 0.0012254 | 0.0012358 | 0.0012252 | 0.0012177 | 0.0012161 | 0.0012421 | 0.0012184 | 0.0012243 | 0.0012326 | 0.0012238 | 0.0012207 | 0.0013821 | 0.0012295 | 0.0012343 | 0.0012247 | 0.0012293 | 0.0012227 | 0.0012186 | 0.0012362 | 0.0012174 | 0.0012295 | 0.0012162 | 0.0012227 | 0.0012318 | 0.0012246 | 0.001219 | 0.001222 | 0.0012268 | 0.0012304 | 0.0012321 | 0.001222 | 0.0012472 | 0.0012267 | 0.0012313 | 0.0012214 | 0.0012148 | 0.0018486 | 0.0012366 | 0.001224 | 0.0012235 | 0.0012235 | 0.0012759 | 0.0012229 | 0.001339 | 0.0012247 | 0.0012231 | 0.0012229 | 0.001224 | 0.0012256 | 0.001225 | 0.0012945 | 0.0012339 | 0.0019004 | 0.0012182 | 0.0012314 | 0.0012255 | 0.001219 | 0.0012347 | 0.0012712 | 0.0012222 | 0.0012232 | 0.0012955 | 0.0012218 | 0.0012233 | 0.0012296 | 0.0012284 | 0.0012277 | 0.0012335 | 0.0012212 | 0.0018054 | 0.0012154 | 0.0012512 | 0.0012354 | 0.001217 | 0.0012239 | 0.0012218 | 0.0012182 | 0.0012329 | 0.0012191 | 0.0012155 | 0.0012565 | 0.0012294 | 0.0012297 | 0.0012201 | 0.0012313 | 0.0012316 | 0.0012662 | 0.0012312 | 0.0012306 | 0.0012425 | 0.0012272 | 0.0012203 | 0.0012196 | 0.0012143 | 0.0012364 | 0.0013134 | 0.0012196 | 0.0012206 | 0.0012303 | 0.0012187 | 0.0013626 | 0.0012331 | 0.0012337 | 0.0031061 | 0.0012347 | 0.00123 | 0.001229 | 0.0012263 | 0.0012367 | 0.0012171 | 0.0012142 | 0.0012245 | 0.0012265 | 0.0012246 | 0.0013606 | 0.0012273 | 0.0013258 | 0.0012225 | 0.0012171 | 0.001233 | 0.0012235 | 0.0012324 | 0.0012263 | 0.0012219 | 0.0012142 | 0.0012242 | 0.063343 | 0.0012189 | 0.0012289 | 0.0012345 | 0.0012309 | 0.0012226 | 0.0012301 | 0.0012261 | 0.0012165 | 0.001421 | 0.0012314 | 0.001218 | 0.0012333 | 0.0012329 | 0.0012288 | 0.001235 | 0.0012342 | 0.0012337 | 0.0012136 | 0.0012295 | 0.0012179 | 0.0013769 | 0.0012324 | 0.001232 | 0.0012164 | 0.0012227 | 0.0019631 | 0.0012153 | 0.0012283 | 0.0012321 | 0.0012222 | 0.0012442 | 0.0012271 | 0.0012254 | 0.0012328 | 0.0012191 | 0.0012162 | 0.0012277 | 0.0012168 | 0.0012369 | 0.001214 | 0.0012218 | 0.0012273 | 0.0012185 | 0.0012483 | 0.0012253 | 0.0012287 | 0.0012486 | 0.0012356 | 0.00123 | 0.0012269 | 0.0012212 | 0.0012337 | 0.0012167 | 0.0012216 | 0.0012262 | 0.0012197 | 0.0012303 | 0.0012258 | 0.001222 | 0.0012169 | 0.0012227 | 0.001235 | 0.0012338 | 0.0012425 | 0.001221 | 0.0012186 | 0.0012219 | 0.001221 | 0.0012312 | 0.0012221 | 0.0012232 | 0.0012277 | 0.0012165 | 0.0012259 | 0.0012303 | 0.0012484 | 0.0012286 | 0.0012216 | 0.0012258 | 0.00123 | 0.0012271 | 0.0012277 | 0.0012311 | 0.0012177 | 0.0012346 | 0.0012664 | 0.001219 | 0.0012236 | 0.0012214 | 0.0012249 | 0.0012896 | 0.0012267 | 0.0012478 | 0.0012261 | 0.0012312 | 0.001224 | 0.0012238 | 0.0012281 | 0.0012287 | 0.0012328 | 0.0012126 | 0.0012237 | 0.001226 | 0.00123 | 0.0012289 | 0.0012225 | 0.0012147 | 0.0012254 | 0.0012343 | 0.0012158 | 0.0012567 | 0.0012504 | 0.0012252 | 0.0012222 | 0.0012147 | 0.0012321 | 0.0012303 | 0.0012246 | 0.0012236 | 0.0012292 | 0.0012288 | 0.0012197 | 0.0012214 | 0.001224 | 0.0012253 | 0.0012229 | 0.0012155 | 0.0012371 | 0.0012378 | 0.0012324 | 0.0012355 | 0.0012214 | 0.0012166 | 0.0012145 | 0.0012274 | 0.0012296 | 0.0012205 | 0.0012398 | 0.0012296 | 0.0012146 | 0.0012239 | 0.0012244 | 0.0012257 | 0.00122 | 0.0012271 | 0.0012278 | 0.0012252 | 0.0012337 | 0.001233 | 0.0012181 | 0.0014338 | 0.0012278 | 0.0012331 | 0.0012257 | 0.0012278 | 0.0012234 | 0.0012289 | 0.0012181 | 0.0012195 | 0.0012202 | 0.0012251 | 0.0012318 | 0.0012347 | 0.0012217 | 0.001226 | 0.0012305 | 0.0012192 | 0.001215 | 0.0012247 | 0.0012153 | 0.0012176 | 0.0012168 | 0.0016446 | 0.0012252 | 0.0012251 | 0.0012372 | 0.0012277 | 0.0012188 | 0.0013305 | 0.001219 | 0.0012208 | 0.001221 | 0.0012342 | 0.0012326 | 0.0012383 | 0.0012219 | 0.0012313 | 0.0060424 | 0.0012205 | 0.0012329 | 0.0012326 | 0.0012257 | 0.0012204 | 0.0012486 | 0.0012226 | 0.0012294 | 0.0012206 | 0.0012168 | 0.0012268 | 0.0012246 | 0.001225 | 0.0012291 | 0.0012304 | 0.0012201 | 0.0012244 | 0.0012229 | 0.0012172 | 0.0012243 | 0.0012189 | 0.0012293 | 0.0012156 | 0.0012275 | 0.0012294 | 0.0013175 | 0.0012293 | 0.0013209 | 0.0012166 | 0.0012736 | 0.0012246 | 0.0012317 | 0.0012274 | 0.0012187 | 0.0012231 | 0.0012255 | 0.0012195 | 0.0012227 | 0.0012165 | 0.0012393 | 0.0012318 | 0.0012744 | 0.0012259 | 0.0012169 | 0.0013221 | 0.0012294 | 0.0012311 | 0.0012353 | 0.0012189 | 0.001228 | 0.0012221 | 0.0012242 | 0.0012301 | 0.0012178 | 0.0012216 | 0.0012181 | 0.0012239 | 0.0012184 | 0.0012301 | 0.0012286 | 0.0012263 | 0.0012163 | 0.0012218 | 0.0012191 | 0.0012391 | 0.0012295 | 0.0012828 | 0.0012307 | 0.0012153 | 0.001221 | 0.0012212 | 0.0012297 | 0.0012303 | 0.0012342 | 0.0012504 | 0.0012159 | 0.0012601 | 0.0012243 | 0.0012132 | 0.0012242 | 0.0012213 | 0.0012519 | 0.0012182 | 0.0012198 | 0.0012171 | 0.0012304 | 0.001315 | 0.001216 | 0.0012249 | 0.001223 | 0.001223 | 0.0015118 | 0.0012228 | 0.0012268 | 0.0012222 | 0.0012309 | 0.0012174 | 0.001222 | 0.0012234 | 0.0012203 | 0.0012355 | 0.0012288 | 0.0012297 | 0.0012278 | 0.0012209 | 0.0012283 | 0.0012144 | 0.0012239 | 0.0012294 | 0.0012163 | 0.0012205 | 0.0012301 | 0.0012233 | 0.0012221 | 0.001223 | 0.0012251 | 0.0012244 | 0.0012173 | 0.0012179 | 0.0012137 | 0.0012249 | 0.0012462 | 0.0012256 | 0.001231 | 0.0012201 | 0.0012199 | 0.0012225 | 0.0012331 | 0.0012338 | 0.0012363 | 0.0012431 | 0.0012287 | 0.0012219 | 0.0012281 | 0.0012276 | 0.0012129 | 0.0012355 | 0.0012319 | 0.0012196 | 0.0012227 | 0.0012248 | 0.0012279 | 0.0012228 | 0.0012204 | 0.0012233 | 0.0012277 | 0.0012268 | 0.0012297 | 0.001221 | 0.0048704 | 0.0012141 | 0.0012354 | 0.0012177 | 0.0012187 | 0.0012257 | 0.0014195 | 0.0012158 | 0.0012331 | 0.001261 | 0.0012262 | 0.0012361 | 0.0012236 | 0.0012181 | 0.001239 | 0.0012243 | 0.0012476 | 0.0012215 | 0.0012215 | 0.0012269 | 0.0012151 | 0.0012157 | 0.0012177 | 0.0012257 | 0.0012226 | 0.0012272 | 0.0012259 | 0.0012287 | 0.0012238 | 0.0012269 | 0.0012251 | 0.0012311 | 0.0012274 | 0.0012553 | 0.0012201 | 0.001231 | 0.0012321 | 0.0012178 | 0.0012157 | 0.0012231 | 0.0012372 | 0.0012304 | 0.0012154 | 0.0012247 | 0.0012225 | 0.001224 | 0.0012512 | 0.0012209 | 0.0012315 | 0.0012172 | 0.0012267 | 0.0013279 | 0.0012239 | 0.0012333 | 0.0015906 | 0.0012132 | 0.0012278 | 0.0012353 | 0.0012531 | 0.0012157 | 0.00124 | 0.0012337 | 0.0012301 | 0.0012175 | 0.0012231 | 0.0012204 | 0.0012266 | 0.0012289 | 0.001228 | 0.0012211 | 0.0012189 | 0.0012301 | 0.0012239 | 0.0012181 | 0.0012222 | 0.0012163 | 0.0019125 | 0.0012201 | 0.0012235 | 0.0012203 | 0.0012139 | 0.0012291 | 0.0012342 | 0.0012251 | 0.0012262 | 0.0012246 | 0.0012457 | 0.0012276 | 0.0012293 | 0.0012254 | 0.0012333 | 0.0012192 | 0.0012287 | 0.0012269 | 0.0012263 | 0.0012338 | 0.0012212 | 0.0012304 | 0.0012261 | 0.0012384 | 0.0012283 | 0.0012381 | 0.0012174 | 0.0012142 | 0.001225 | 0.0012326 | 0.0012223 | 0.0012305 | 0.0012333 | 0.0012195 | 0.0012227 | 0.001454 | 0.0012187 | 0.0012155 | 0.0012252 | 0.0012217 | 0.0012355 | 0.0012364 | 0.0012274 | 0.001229 | 0.0012261 | 0.0012149 | 0.0012254 | 0.0012278 | 0.0012214 | 0.0012168 | 0.0012299 | 0.0012131 | 0.0012307 | 0.0012172 | 0.0012217 | 0.0012207 | 0.0012286 | 0.0012241 | 0.0012275 | 0.0012238 | 0.001233 | 0.0014712 | 0.0012148 | 0.0012602 | 0.0012246 | 0.0013235 | 0.0012218 | 0.0012333 | 0.0012294 | 0.0012183 | 0.001225 | 0.0012327 | 0.0012277 | 0.0012212 | 0.0012169 | 0.0012329 | 0.0012185 | 0.0012304 | 0.001225 | 0.0012355 | 0.0012175 | 0.0012215 | 0.0012205 | 0.00122 | 0.0012303 | 0.0012274 | 0.0012194 | 0.0012422 | 0.0012282 | 0.0012237 | 0.0012227 | 0.0012229 | 0.0012212 | 0.0012297 | 0.0012251 | 0.0012235 | 0.0012214 | 0.001228 | 0.0012222 | 0.0012231 | 0.00123 | 0.0012213 | 0.0012233 | 0.001217 | 0.0012136 | 0.0012346 | 0.0012283 | 0.0012284 | 0.0012272 | 0.0012145 | 0.0012217 | 0.0012222 | 0.0012194 | 0.0012285 | 0.0012188 | 0.0012211 | 0.0012282 | 0.0012306 | 0.0012143 | 0.0012243 | 0.0012237 | 0.0012267 | 0.001228 | 0.0012191 | 0.0012253 | 0.0012361 | 0.0012418 | 0.0012269 | 0.0012215 | 0.0012176 | 0.0012241 | 0.0012184 | 0.001223 | 0.001231 | 0.0012301 | 0.0012276 | 0.0012272 | 0.0012275 | 0.0012289 | 0.0012293 | 0.001219 | 0.0012201 | 0.001227 | 0.0012229 | 0.0012244 | 0.0012322 | 0.001228 | 0.0012292 | 0.0012243 | 0.0012251 | 0.0012158 | 0.0012205 | 0.0012159 | 0.0012215 | 0.0012292 | 0.0012235 | 0.0012165 | 0.0012302 | 0.0012215 | 0.0012305 | 0.0025492 | 0.0012173 | 0.0012303 | 0.0012309 | 0.0012335 | 0.0012328 | 0.0012335 | 0.0012224 | 0.0012333 | 0.0012266 | 0.0021041 | 0.001233 | 0.0012253 | 0.0012219 | 0.0012352 | 0.0012207 | 0.0012289 | 0.0012294 | 0.0012255 | 0.0012205 | 0.0012392 | 0.0012174 | 0.0012165 | 0.0012229 | 0.0012215 | 0.00122 | 0.0012369 | 0.0012203 | 0.0012343 | 0.0012144 | 0.0012583 | 0.026598 | 0.001221 | 0.0012185 | 0.0012321 | 0.0012325 | 0.0012233 | 0.0012318 | 0.0012255 | 0.0012185 | 0.0012316 | 0.0012306 | 0.0012197 | 0.001214 | 0.0012183 | 0.0012355 | 0.0012182 | 0.0012229 | 0.0012155 | 0.001217 | 0.0012199 | 0.0012215 | 0.0012138 | 0.0012297 | 0.0012252 | 0.0012404 | 0.0012307 | 0.0012262 | 0.0012535 | 0.0012216 | 0.0012146 | 0.0012241 | 0.001231 | 0.001222 | 0.0012255 | 0.0012271 | 0.0012172 | 0.0012216 | 0.0012186 | 0.0012203 | 0.001234 | 0.0012177 | 0.0012186 | 0.0012146 | 0.00122 | 0.001228 | 0.0012191 | 0.0012157 | 0.0012313 | 0.0012319 | 0.0012331 | 0.0012141 | 0.0012208 | 0.0012315 | 0.0012279 | 0.0012261 | 0.0012344 | 0.0012215 | 0.0012144 | 0.0012185 | 0.00122 | 0.0012268 | 0.0012163 | 0.00122 | 0.0012203 | 0.0012344 | 0.0012253 | 0.0012199 | 0.0012294 | 0.0012191 | 0.0012319 | 0.0012305 | 0.0012276 | 0.0012162 | 0.0012197 | 0.0012144 | 0.010693 | 0.0012193 | 0.001219 | 0.0012374 | 0.0012274 | 0.0012186 | 0.0012483 | 0.0012201 | 0.0012304 | 0.0012744 | 0.0012188 | 0.001226 | 0.0012317 | 0.0028393 | 0.001222 | 0.0012197 | 0.0012219 | 0.0012192 | 0.001225 | 0.0012239 | 0.0012191 | 0.0012231 | 0.0012539 | 0.0012335 | 0.0012275 | 0.0012244 | 0.0012284 | 0.0012152 | 0.0012326 | 0.001219 | 0.0012227 | 0.0012234 | 0.0013216 | 0.0012285 | 0.0012323 | 0.0012288 | 0.0012303 | 0.0017576 | 0.001233 | 0.001216 | 0.0012282 | 0.0012158 | 0.0012329 | 0.0012236 | 0.0012261 | 0.0012294 | 0.0012226 | 0.0012467 | 0.0012152 | 0.0012279 | 0.0012288 | 0.0012272 | 0.001319 | 0.0012265 | 0.0012423 | 0.0012216 | 0.0012178 | 0.0012325 | 0.0012218 | 0.001229 | 0.0012166 | 0.0012316 | 0.0012209 | 0.0012296 | 0.0012209 | 0.0012145 | 0.0012283 | 0.0012249 | 0.0012367 | 0.0012497 | 0.0012293 | 0.0012277 | 0.0012265 | 0.0012172 | 0.0012145 | 0.0012186 | 0.0012793 | 0.0012302 | 0.0012167 | 0.0012248 | 0.0012164 | 0.0012315 | 0.0012151 | 0.001806 | 0.0012185 | 0.0012291 | 0.00122 | 0.0012305 | 0.0012251 | 0.0012218 | 0.001237 | 0.0012306 | 0.0012168 | 0.0012276 | 0.0012275 | 0.001231 | 0.0012323 | 0.0012218 | 0.0012188 | 0.0012305 | 0.0012183 | 0.0012343 | 0.0012291 | 0.0012225 | 0.0014243 | 0.0012162 | 0.0013009 | 0.001222 | 0.0012268 | 0.0012179 | 0.0012325 | 0.0012311 | 0.0012219 | 0.0012249 | 0.00123 | 0.0012191 | 0.0012334 | 0.0012285 | 0.0012209 | 0.0012229 | 0.0012326 | 0.0012327 | 0.0012249 | 0.0012254 | 0.0012328 | 0.001226 | 0.0012233 | 0.0012196 | 0.0012328 | 0.0012264 | 0.0012356 | 0.0012294 | 0.0012259 | 0.001224 | 0.0012452 | 0.0012164 | 0.0012308 | 0.0012188 | 0.0012302 | 0.0012271 | 0.00122 | 0.0012219 | 0.0012273 | 0.001227 | 0.0012246 | 0.0012296 | 0.0012291 | 0.0012225 | 0.0012137 | 0.0012231 | 0.0012173 | 0.0012253 | 0.0012247 | 0.0012437 | 0.0012214 | 0.0012225 | 0.0012229 | 0.0012715 | 0.0012232 | 0.0012348 | 0.0012188 | 0.0012547 | 0.0012611 | 0.001219 | 0.0012226 | 0.0012293 | 0.0013365 | 0.0012277 | 0.0012209 | 0.0012193 | 0.0012398 | 0.0012311 | 0.0012192 | 0.0012218 | 0.0012196 | 0.0012189 | 0.0012236 | 0.0012276 | 0.0012326 | 0.0012234 | 0.0012315 | 0.0012243 | 0.0012143 | 0.0012371 | 0.036587 | 0.0012166 | 0.0012305 | 0.0012262 | 0.0012338 | 0.0012245 | 0.0012279 | 0.0012256 | 0.0012297 | 0.0012577 | 0.0013697 | 0.0012158 | 0.001234 | 0.0012229 | 0.0012237 | 0.0012218 | 0.0012319 | 0.0012333 | 0.0012161 | 0.0012344 | 0.001225 | 0.001226 | 0.0012262 | 0.0012157 | 0.0012327 | 0.0012282 | 0.0012369 | 0.0023544 | 0.0012211 | 0.0012346 | 0.0012209 | 0.0012233 | 0.0012299 | 0.0013179 | 0.0012286 | 0.0012265 | 0.0012327 | 0.0012219 | 0.0012321 | 0.0012229 | 0.0013046 | 0.0012209 | 0.0012175 | 0.0012278 | 0.0030333 | 0.0012197 | 0.0012181 | 0.0012194 | 0.0012246 | 0.001218 | 0.0013538 | 0.00123 | 0.0012165 | 0.0012184 | 0.0012241 | 0.0012289 | 0.001216 | 0.0012341 | 0.0012236 | 0.0012431 | 0.0012224 | 0.0012152 | 0.0012249 | 0.0012228 | 0.0012181 | 0.0012196 | 0.0012298 | 0.0012286 | 0.0012339 | 0.0012322 | 0.0012174 | 0.0012202 | 0.0012201 | 0.0012194 | 0.0012176 | 0.0012219 | 0.0012305 | 0.0012245 | 0.0012259 | 0.0012201 | 0.0012161 | 0.0012185 | 0.0012189 | 0.0012323 | 0.0012188 | 0.0012231 | 0.0012188 | 0.0012276 | 0.0012178 | 0.0012214 | 0.0012258 | 0.0012264 | 0.0012222 | 0.0012277 | 0.0012195 | 0.0012311 | 0.0012154 | 0.0012314 | 0.0012318 | 0.0012138 | 0.0012246 | 0.0012191 | 0.0012275 | 0.0012436 | 0.0012312 | 0.0012222 | 0.0012799 | 0.0012319 | 0.0012274 | 0.0012275 | 0.0012299 | 0.0012153 | 0.0012263 | 0.0012158 | 0.0012219 | 0.0012183 | 0.0012274 | 0.0012188 | 0.0012259 | 0.0012331 | 0.0012274 | 0.0012285 | 0.0012262 | 0.001224 | 0.0012185 | 0.0012191 | 0.0012264 | 0.0012181 | 0.0046164 | 0.001222 | 0.0012357 | 0.0012258 | 0.0012227 | 0.001224 | 0.0012201 | 0.0012193 | 0.0012212 | 0.0012286 | 0.0012928 | 0.0012344 | 0.0012332 | 0.0012362 | 0.0012325 | 0.0012206 | 0.0012265 | 0.0012277 | 0.0012326 | 0.0012191 | 0.0012305 | 0.0012269 | 0.0012339 | 0.0012244 | 0.0012306 | 0.0012333 | 0.0012286 | 0.0012317 | 0.0012311 | 0.0012153 | 0.0012161 | 0.0012426 | 0.0012337 | 0.001229 | 0.0012181 | 0.0012362 | 0.001231 | 0.0012209 | 0.0012152 | 0.0012364 | 0.0012334 | 0.0012636 | 0.001228 | 0.0012221 | 0.0012299 | 0.0012221 | 0.001238 | 0.0012286 | 0.0012316 | 0.0012189 | 0.001229 | 0.0012251 | 0.0012186 | 0.0040238 | 0.001224 | 0.0012179 | 0.0012226 | 0.0012292 | 0.0012336 | 0.0014228 | 0.0012228 | 0.0012352 | 0.0012215 | 0.0012219 | 0.0012292 | 0.0012204 | 0.0012174 | 0.0012155 | 0.0012186 | 0.0012508 | 0.0012347 | 0.0012257 | 0.0012184 | 0.0012236 | 0.0012341 | 0.0012245 | 0.0012343 | 0.0012245 | 0.0012305 | 0.0012224 | 0.0012265 | 0.0012246 | 0.0012142 | 0.0012118 | 0.0012174 | 0.0012199 | 0.0012136 | 0.0012302 | 0.0012362 | 0.0012319 | 0.0012348 | 0.0012182 | 0.001233 | 0.0012344 | 0.0012367 | 0.0012873 | 0.0012273 | 0.0012329 | 0.0012201 | 0.0012335 | 0.0012324 | 0.0012214 | 0.0012225 | 0.0012208 | 0.0012199 | 0.0012233 | 0.001221 | 0.0012298 | 0.0012289 | 0.0012232 | 0.0012141 | 0.0012182 | 0.0012187 | 0.0012205 | 0.001226 | 0.0012262 | 0.0012215 | 0.0012172 | 0.0012313 | 0.0012355 | 0.0012352 | 0.0012235 | 0.0012348 | 0.0012263 | 0.0012195 | 0.0012222 | 0.0012248 | 0.0012169 | 0.0012594 | 0.0012246 | 0.0012317 | 0.0012202 | 0.0012186 | 0.0012246 | 0.0012204 | 0.0012304 | 0.0012291 | 0.0012333 | 0.0012293 | 0.0012281 | 0.0012188 | 0.0012425 | 0.0012207 | 0.0012226 | 0.0012288 | 0.001219 | 0.0012199 | 0.0012185 | 0.0012352 | 0.0012246 | 0.0012184 | 0.001226 | 0.0012595 | 0.0012164 | 0.0012186 | 0.001247 | 0.0012297 | 0.0012328 | 0.0012318 | 0.0012253 | 0.0012248 | 0.0012201 | 0.0012306 | 0.0012304 | 0.0012155 | 0.0012272 | 0.0012252 | 0.001218 | 0.0012231 | 0.001229 | 0.0012197 | 0.0012217 | 0.0012309 | 0.0012318 | 0.0012292 | 0.001222 | 0.0012283 | 0.0012312 | 0.0015093 | 0.0012282 | 0.0012283 | 0.0012274 | 0.0012308 | 0.0012223 | 0.0012268 | 0.0012252 | 0.0012448 | 0.0012241 | 0.0012261 | 0.0012374 | 0.0012255 | 0.0012242 | 0.0012174 | 0.0012206 | 0.0012285 | 0.0012282 | 0.0012162 | 0.0012279 | 0.0012154 | 0.0013011 | 0.0012288 | 0.0012366 | 0.0012276 | 0.0012225 | 0.001221 | 0.0012236 | 0.001219 | 0.0012252 | 0.0012263 | 0.0012281 | 0.0012237 | 0.0012228 | 0.0012138 | 0.0012168 | 0.0012325 | 0.0012265 | 0.0037968 | 0.0012196 | 0.0012267 | 0.0012166 | 0.0012315 | 0.0012168 | 0.0012242 | 0.0012247 | 0.0012193 | 0.00122 | 0.0012307 | 0.0012302 | 0.0012285 | 0.0012226 | 0.0012229 | 0.0012177 | 0.0012274 | 0.0012177 | 0.0012249 | 0.0012171 | 0.0012356 | 0.0012133 | 0.0012337 | 0.0012239 | 0.0012286 | 0.0012162 | 0.0012223 | 0.0012193 | 0.0012517 | 0.001231 | 0.0012154 | 0.0012201 | 0.0012232 | 0.001213 | 0.0012274 | 0.0012284 | 0.0012297 | 0.0012177 | 0.0012646 | 0.0012232 | 0.0012317 | 0.0012216 | 0.0012342 | 0.0012266 | 0.0012272 | 0.0012308 | 0.0012213 | 0.0012253 | 0.0012207 | 0.0012223 | 0.0012226 | 0.0012339 | 0.0012185 | 0.0012185 | 0.0012311 | 0.0012317 | 0.0012293 | 0.0012447 | 0.0012405 | 0.0012199 | 0.0012313 | 0.0012218 | 0.0012317 | 0.0013243 | 0.0012702 | 0.0012226 | 0.0012208 | 0.0012237 | 0.00122 | 0.0012263 | 0.0012299 | 0.0012245 | 0.0014096 | 0.0012149 | 0.0012248 | 0.001223 | 0.0012347 | 0.0012153 | 0.0012144 | 0.0012239 | 0.0012212 | 0.0012179 | 0.0012126 | 0.0012159 | 0.0012134 | 0.0012369 | 0.0012206 | 0.0012204 | 0.0012213 | 0.001264 | 0.0012218 | 0.0012294 | 0.0012268 | 0.0012613 | 0.0012273 | 0.001216 | 0.0012203 | 0.0012243 | 0.001231 | 0.0012341 | 0.0012272 | 0.0012201 | 0.0012151 | 0.0012364 | 0.0012208 | 0.0012287 | 0.0012488 | 0.001226 | 0.0012421 | 0.0012254 | 0.0012229 | 0.0012299 | 0.0012207 | 0.0014823 | 0.0012213 | 0.0012184 | 0.0019063 | 0.0012348 | 0.001264 | 0.0012282 | 0.0012198 | 0.001224 | 0.0012298 | 0.001408 | 0.0012304 | 0.0012143 | 0.0012423 | 0.0012179 | 0.0012236 | 0.0012289 | 0.0012255 | 0.0012313 | 0.0012449 | 0.001234 | 0.0012176 | 0.0012211 | 0.0012212 | 0.0012344 | 0.0012308 | 0.0012246 | 0.0012271 | 0.0012198 | 0.0017653 | 0.001219 | 0.0012313 | 0.0012209 | 0.0012243 | 0.0012327 | 0.0012289 | 0.0012236 | 0.0012275 | 0.001234 | 0.0012299 | 0.0012235 | 0.0012277 | 0.0012128 | 0.0012318 | 0.0013125 | 0.0012312 | 0.0012272 | 0.0012279 | 0.0012241 | 0.0012208 | 0.0012228 | 0.001254 | 0.001217 | 0.0012265 | 0.0014879 | 0.001228 | 0.0012268 | 0.0012242 | 0.0012257 | 0.0024854 | 0.0012174 | 0.0012357 | 0.0012194 | 0.0012288 | 0.0014552 | 0.0012266 | 0.0012239 | 0.001217 | 0.0012269 | 0.0012364 | 0.0012216 | 0.0012229 | 0.0012935 | 0.0012296 | 0.0012263 | 0.0012312 | 0.0012157 | 0.0012293 | 0.0012331 | 0.0012253 | 0.0012173 | 0.0012174 | 0.0012211 | 0.0015222 | 0.0012264 | 0.0012238 | 0.0012166 | 0.0012233 | 0.0012406 | 0.0012303 | 0.00123 | 0.0012296 | 0.0012312 | 0.0012235 | 0.0012856 | 0.0012202 | 0.0012367 | 0.0012239 | 0.0012263 | 0.0012292 | 0.0012312 | 0.0012236 | 0.0012268 | 0.0012184 | 0.0012179 | 0.0012276 | 0.0012145 | 0.0012151 | 0.001229 | 0.0012315 | 0.0012194 | 0.0012181 | 0.0014011 | 0.0012184 | 0.0012281 | 0.0012243 | 0.0012342 | 0.0012253 | 0.0015091 | 0.0012285 | 0.0012293 | 0.0012313 | 0.0012327 | 0.0012276 | 0.0012209 | 0.0012206 | 0.0012249 | 0.0012348 | 0.0012479 | 0.0012235 | 0.0012347 | 0.0012294 | 0.0012241 | 0.0012274 | 0.0012342 | 0.0012252 | 0.0012225 | 0.0012232 | 0.0012308 | 0.0012355 | 0.0013352 | 0.0012287 | 0.0012192 | 0.0012272 | 0.0012296 | 0.001231 | 0.0012328 | 0.0012201 | 0.001232 | 0.0012233 | 0.0012312 | 0.0012316 | 0.0012338 | 0.0012167 | 0.0012634 | 0.0012326 | 0.0012241 | 0.001223 | 0.0012286 | 0.0012274 | 0.0012225 | 0.0012187 | 0.001222 | 0.0012211 | 0.0012472 | 0.0012324 | 0.0012264 | 0.0012183 | 0.0012186 | 0.0012313 | 0.0012346 | 0.0012287 | 0.001234 | 0.0012258 | 0.0012221 | 0.0012184 | 0.00122 | 0.0018539 | 0.0012297 | 0.001228 | 0.0012154 | 0.0012188 | 0.0012316 | 0.0012136 | 0.0012344 | 0.0012277 | 0.001235 | 0.0012288 | 0.0012294 | 0.0012231 | 0.0012211 | 0.0012287 | 0.0012185 | 0.0012625 | 0.0012342 | 0.0012245 | 0.0012308 | 0.001223 | 0.0012314 | 0.0012263 | 0.0012316 | 0.0012152 | 0.0012285 | 0.0012305 | 0.0012209 | 0.0012325 | 0.0012438 | 0.0012326 | 0.0035445 | 0.0012189 | 0.0012908 | 0.001237 | 0.0012207 | 0.0012221 | 0.0012301 | 0.0012238 | 0.0012284 | 0.0012153 | 0.0012219 | 0.0012226 | 0.0012336 | 0.0012332 | 0.0012185 | 0.0012282 | 0.0012355 | 0.0012264 | 0.001226 | 0.0012172 | 0.0012228 | 0.0012232 | 0.0012215 | 0.0012173 | 0.0039 | 0.0012218 | 0.0012293 | 0.0012352 | 0.0012357 | 0.0012698 | 0.0012273 | 0.0012276 | 0.0012274 | 0.0012166 | 0.0012311 | 0.0012304 | 0.0012656 | 0.0012223 | 0.0012268 | 0.0012201 | 0.0012452 | 0.0012234 | 0.0012181 | 0.0012289 | 0.0012189 | 0.0012182 | 0.0012294 | 0.0012274 | 0.0012252 | 0.0012207 | 0.0012168 | 0.0012275 | 0.0012196 | 0.001232 | 0.0012425 | 0.0016644 | 0.0012326 | 0.001216 | 0.0012236 | 0.0012283 | 0.0012202 | 0.0012219 | 0.0012358 | 0.0012298 | 0.0012157 | 0.0012277 | 0.0012341 | 0.0012238 | 0.0012207 | 0.0012261 | 0.0012223 | 0.0012194 | 0.0012253 | 0.0012371 | 0.0012138 | 0.0012296 | 0.0012282 | 0.0012229 | 0.0012264 | 0.0012273 | 0.0013101 | 0.0012278 | 0.0012212 | 0.0012455 | 0.00122 | 0.0012331 | 0.0012206 | 0.0012227 | 0.0012278 | 0.0012228 | 0.0012324 | 0.0012235 | 0.0012187 | 0.00124 | 0.001221 | 0.0012288 | 0.0012226 | 0.0012262 | 0.001219 | 0.0012285 | 0.0012193 | 0.001226 | 0.0012146 | 0.0012307 | 0.0012249 | 0.001245 | 0.0012208 | 0.0012302 | 0.0015922 | 0.0012152 | 0.0012244 | 0.0012236 | 0.0012337 | 0.0012141 | 0.001222 | 0.0012246 | 0.0012205 | 0.001223 | 0.001227 | 0.0012326 | 0.0012203 | 0.0012181 | 0.0012222 | 0.001227 | 0.0012302 | 0.0012237 | 0.0012284 | 0.0034762 | 0.0012246 | 0.0012239 | 0.0012221 | 0.0012322 | 0.0012273 | 0.0012357 | 0.0012245 | 0.0012272 | 0.0012226 | 0.0012299 | 0.0012306 | 0.0012169 | 0.0012325 | 0.0012466 | 0.0012155 | 0.0012227 | 0.001232 | 0.0012226 | 0.001229 | 0.0012257 | 0.0012197 | 0.0012189 | 0.0012267 | 0.0012288 | 0.0012238 | 0.0012231 | 0.0012203 | 0.0013091 | 0.0091153 | 0.001228 | 0.0012239 | 0.0012317 | 0.0012187 | 0.0012253 | 0.0012218 | 0.0012372 | 0.0012319 | 0.0012307 | 0.0012238 | 0.0012238 | 0.0012325 | 0.0012272 | 0.0012282 | 0.0012255 | 0.0012194 | 0.0015377 | 0.0012226 | 0.0012243 | 0.0012192 | 0.0012202 | 0.001219 | 0.0012314 | 0.0012309 | 0.0012256 | 0.0012299 | 0.0012315 | 0.0012201 | 0.017452 | 0.0012245 | 0.0012132 | 0.0012419 | 0.0012208 | 0.0012322 | 0.0012302 | 0.0012172 | 0.0012313 | 0.0012273 | 0.0012139 | 0.0012176 | 0.0012269 | 0.0012206 | 0.0012339 | 0.0012234 | 0.0012277 | 0.0012224 | 0.0012266 | 0.0012319 | 0.0012285 | 0.0012169 | 0.0012287 | 0.0012397 | 0.0012216 | 0.0012278 | 0.0012257 | 0.0012283 | 0.0012333 | 0.0012149 | 0.0018981 | 0.0012331 | 0.0012148 | 0.0012658 | 0.002114 | 0.0012181 | 0.0012212 | 0.0012276 | 0.0012252 | 0.0012328 | 0.0012182 | 0.0012329 | 0.0012314 | 0.0012272 | 0.0012215 | 0.0012188 | 0.0012154 | 0.0012328 | 0.0012532 | 0.0012245 | 0.0012274 | 0.0012242 | 0.0012674 | 0.0012214 | 0.0012327 | 0.0012248 | 0.0012946 | 0.0012262 | 0.0012236 | 0.0012207 | 0.0012236 | 0.0012324 | 0.0012797 | 0.0012344 | 0.0012324 | 0.0012523 | 0.0012321 | 0.0012156 | 0.0012192 | 0.0012187 | 0.0012296 | 0.0012165 | 0.0012335 | 0.0012263 | 0.0016532 | 0.0012395 | 0.0012295 | 0.001232 | 0.0012212 | 0.0012592 | 0.0012351 | 0.0012353 | 0.0012233 | 0.0012206 | 0.0012177 | 0.0012244 | 0.001219 | 0.0012244 | 0.0024631 | 0.001218 | 0.0012246 | 0.0012228 | 0.0012323 | 0.0012174 | 0.0012167 | 0.0012189 | 0.001227 | 0.0012206 | 0.0012282 | 0.0012233 | 0.0012234 | 0.0012482 | 0.0012255 | 0.0012248 | 0.0012458 | 0.0012238 | 0.001246 | 0.0012212 | 0.001215 | 0.001225 | 0.0012195 | 0.0012185 | 0.0012287 | 0.0012625 | 0.001219 | 0.0012311 | 0.0012244 | 0.0012294 | 0.0012165 | 0.0012211 | 0.0012129 | 0.001226 | 0.0012172 | 0.0012293 | 0.0012272 | 0.0012193 | 0.001228 | 0.0012253 | 0.0012188 | 0.00123 | 0.0012258 | 0.0012327 | 0.0012346 | 0.0012294 | 0.0012143 | 0.0012287 | 0.0012247 | 0.0012276 | 0.0012293 | 0.0012275 | 0.0012321 | 0.0012407 | 0.0012295 | 0.001227 | 0.0012226 | 0.0012237 | 0.001234 | 0.0012193 | 0.0012273 | 0.0012275 | 0.001266 | 0.001219 | 0.0012283 | 0.0012297 | 0.0012317 | 0.0012302 | 0.0012259 | 0.0012265 | 0.0012185 | 0.0012158 | 0.0012194 | 0.0017272 | 0.0012295 | 0.0012131 | 0.0012259 | 0.0012259 | 0.0013347 | 0.0012308 | 0.0012342 | 0.0012266 | 0.0012274 | 0.0012178 | 0.0012169 | 0.0012249 | 0.0012192 | 0.0012251 | 0.0012179 | 0.0012258 | 0.0012259 | 0.0012328 | 0.0012299 | 0.0012304 | 0.0012185 | 0.0012214 | 0.0012202 | 0.0012347 | 0.0012234 | 0.0012148 | 0.0015112 | 0.0012318 | 0.001217 | 0.0012501 | 0.0012202 | 0.0012257 | 0.0012326 | 0.0012195 | 0.0012612 | 0.0012175 | 0.0012225 | 0.0012298 | 0.001225 | 0.0012271 | 0.0012286 | 0.0012271 | 0.0012159 | 0.0012213 | 0.0012251 | 0.0012285 | 0.0013018 | 0.0012299 | 0.0012286 | 0.0012349 | 0.0012191 | 0.0015091 | 0.0012146 | 0.0012167 | 0.0012275 | 0.0012177 | 0.0012276 | 0.001234 | 0.0012325 | 0.0012312 | 0.0012188 | 0.0012178 | 0.0012326 | 0.0012331 | 0.0012227 | 0.0012279 | 0.0012309 | 0.0012517 | 0.0012196 | 0.0012227 | 0.0012287 | 0.0012249 | 0.0012334 | 0.0012281 | 0.0012314 | 0.0012213 | 0.0012243 | 0.001216 | 0.0012225 | 0.0012173 | 0.0012458 | 0.0012293 | 0.0012262 | 0.0017504 | 0.001223 | 0.0012408 | 0.0012165 | 0.0012212 | 0.0012233 | 0.0012406 | 0.0012167 | 0.0012271 | 0.0012323 | 0.0012175 | 0.0012254 | 0.0012219 | 0.0014251 | 0.0012288 | 0.0012153 | 0.0012208 | 0.0012214 | 0.0012256 | 0.0012306 | 0.0012532 | 0.0012211 | 0.0012223 | 0.0012299 | 0.0012338 | 0.0012304 | 0.0012301 | 0.0012278 | 0.0012351 | 0.0012277 | 0.0012289 | 0.0012194 | 0.0012456 | 0.0012313 | 0.0012201 | 0.0012173 | 0.0012165 | 0.0012338 | 0.0012176 | 0.0012162 | 0.0012364 | 0.0012289 | 0.0012182 | 0.0012453 | 0.0012183 | 0.0012148 | 0.0012179 | 0.0012308 | 0.001239 | 0.0012323 | 0.001219 | 0.0012224 | 0.0012255 | 0.001227 | 0.0012303 | 0.0012162 | 0.0012194 | 0.0012197 | 0.0012283 | 0.0012349 | 0.0012347 | 0.0012192 | 0.0012305 | 0.0012288 | 0.0012197 | 0.0012279 | 0.0012239 | 0.0012226 | 0.00125 | 0.0012163 | 0.0012206 | 0.0012193 | 0.0012249 | 0.0012242 | 0.0012226 | 0.0012186 | 0.0012372 | 0.0012274 | 0.0012291 | 0.0012332 | 0.0012262 | 0.0012206 | 0.0012145 | 0.0012195 | 0.0012278 | 0.0012306 | 0.0012212 | 0.0012244 | 0.0012323 | 0.001216 | 0.0012245 | 0.0013525 | 0.0012286 | 0.0012361 | 0.0012174 | 0.0016887 | 0.0012251 | 0.001234 | 0.0012291 | 0.0012267 | 0.0012264 | 0.0012309 | 0.0012226 | 0.0012253 | 0.0012317 | 0.0012254 | 0.0012293 | 0.001234 | 0.0012174 | 0.0012401 | 0.0012255 | 0.0012301 | 0.0015586 | 0.001217 | 0.0012212 | 0.0012221 | 0.0012277 | 0.0012311 | 0.0012234 | 0.0012154 | 0.0012292 | 0.0012262 | 0.0012255 | 0.0013558 | 0.0012227 | 0.0012272 | 0.0012217 | 0.001225 | 0.0012259 | 0.0012345 | 0.001218 | 0.0012197 | 0.0012295 | 0.0012298 | 0.0012314 | 0.0012292 | 0.0012195 | 0.0012196 | 0.0012305 | 0.0012256 | 0.0012149 | 0.0012269 | 0.0012159 | 0.0012272 | 0.0012263 | 0.0012322 | 0.0012248 | 0.001488 | 0.0012182 | 0.0012318 | 0.0012285 | 0.0012354 | 0.0012192 | 0.0012332 | 0.001251 | 0.0012252 | 0.0012386 | 0.0012361 | 0.0012325 | 0.001225 | 0.0012264 | 0.0012388 | 0.0012404 | 0.001222 | 0.0012253 | 0.0012356 | 0.0012272 | 0.0012252 | 0.0013199 | 0.0012268 | 0.0012329 | 0.0012134 | 0.0012235 | 0.001242 | 0.0012199 | 0.00122 | 0.0012251 | 0.0012271 | 0.0012189 | 0.0012235 | 0.0012164 | 0.0012231 | 0.0018233 | 0.0012228 | 0.0012303 | 0.0012174 | 0.0012365 | 0.00122 | 0.0012336 | 0.0012308 | 0.0012315 | 0.001227 | 0.0012167 | 0.0012243 | 0.0012363 | 0.0012315 | 0.0012294 | 0.00122 | 0.0012292 | 0.0012143 | 0.0012125 | 0.0012284 | 0.0012178 | 0.0012277 | 0.001225 | 0.0012289 | 0.001226 | 0.0012304 | 0.0012187 | 0.0012183 | 0.0012303 | 0.0012141 | 0.001227 | 0.0012328 | 0.0012232 | 0.0012274 | 0.0012311 | 0.0012241 | 0.0012228 | 0.0012244 | 0.0012264 | 0.0012279 | 0.0012319 | 0.0012319 | 0.0012219 | 0.011431 | 0.0012165 | 0.001232 | 0.0012301 | 0.0012298 | 0.0012194 | 0.0012183 | 0.0013728 | 0.0012214 | 0.0012265 | 0.0012203 | 0.0012268 | 0.0012235 | 0.0012188 | 0.0012247 | 0.0012638 | 0.0012328 | 0.0012285 | 0.0012424 | 0.0012194 | 0.0012252 | 0.0012246 | 0.0012211 | 0.0012283 | 0.0012193 | 0.0012357 | 0.0012265 | 0.00122 | 0.0012162 | 0.0012157 | 0.0012493 | 0.0012303 | 0.0012247 | 0.0012211 | 0.0012331 | 0.0013801 | 0.0012352 | 0.0012341 | 0.0012192 | 0.0012244 | 0.0012268 | 0.0012614 | 0.0012182 | 0.0012267 | 0.0012357 | 0.0012203 | 0.0012323 | 0.0012225 | 0.0012266 | 0.0012224 | 0.0012224 | 0.0012187 | 0.0012225 | 0.0012316 | 0.0012212 | 0.0012398 | 0.0012281 | 0.0012658 | 0.0012213 | 0.001226 | 0.0012363 | 0.0012559 | 0.0012352 | 0.0012269 | 0.0014892 | 0.0012285 | 0.0012226 | 0.0012237 | 0.0012167 | 0.001231 | 0.0012254 | 0.0012229 | 0.0012355 | 0.0012208 | 0.0012172 | 0.0012255 | 0.0012332 | 0.0012197 | 0.0012292 | 0.0012201 | 0.0012223 | 0.0012178 | 0.0012139 | 0.0012371 | 0.0012341 | 0.0012199 | 0.00122 | 0.0012271 | 0.0012225 | 0.0013314 | 0.0012169 | 0.0012311 | 0.0012191 | 0.0012251 | 0.0012285 | 0.0012256 | 0.0012217 | 0.0012279 | 0.0012283 | 0.0012299 | 0.0012269 | 0.0012268 | 0.0012195 | 0.0012318 | 0.0012196 | 0.001228 | 0.0012338 | 0.0012203 | 0.0012292 | 0.0012344 | 0.0012368 | 0.0013862 | 0.0012246 | 0.001225 | 0.0012211 | 0.0012245 | 0.0012173 | 0.0012238 | 0.0012225 | 0.0012205 | 0.0012269 | 0.001233 | 0.0012303 | 0.0012275 | 0.0012337 | 0.0012244 | 0.0012286 | 0.0012182 | 0.0012375 | 0.0012281 | 0.0012184 | 0.0012379 | 0.0014006 | 0.0012153 | 0.0012296 | 0.001221 | 0.001223 | 0.0012251 | 0.0012141 | 0.00122 | 0.0012185 | 0.0012362 | 0.0012187 | 0.0012411 | 0.0012263 | 0.001236 | 0.0012234 | 0.0012434 | 0.0012278 | 0.0012201 | 0.0012288 | 0.0012263 | 0.0012205 | 0.001223 | 0.0012996 | 0.0012257 | 0.001227 | 0.0012179 | 0.0012297 | 0.0012361 | 0.0012312 | 0.0012295 | 0.0012233 | 0.001235 | 0.0012162 | 0.0012289 | 0.0015112 | 0.0012207 | 0.0012219 | 0.0012333 | 0.0012224 | 0.0012141 | 0.0012413 | 0.0012204 | 0.0012195 | 0.0032956 | 0.0012309 | 0.0012179 | 0.0012266 | 0.0012198 | 0.0012304 | 0.0012145 | 0.001214 | 0.0012733 | 0.0012178 | 0.0012291 | 0.0012302 | 0.0012153 | 0.0012286 | 0.0012301 | 0.0030027 | 0.001234 | 0.0012789 | 0.0012188 | 0.0012231 | 0.0012869 | 0.0012412 | 0.0012341 | 0.0012204 | 0.0012307 | 0.00123 | 0.0012287 | 0.0012184 | 0.0012152 | 0.001219 | 0.0012333 | 0.0012253 | 0.0012197 | 0.0024925 | 0.0012383 | 0.0012174 | 0.0012324 | 0.0012257 | 0.0013871 | 0.0012302 | 0.0012139 | 0.0012207 | 0.0012368 | 0.0012275 | 0.0012247 | 0.0012247 | 0.0012196 | 0.0012273 | 0.0012232 | 0.0012198 | 0.0012304 | 0.0012281 | 0.0012302 | 0.0012197 | 0.0012227 | 0.0012132 | 0.0012198 | 0.0012278 | 0.0012211 | 0.0012304 | 0.0012883 | 0.0012181 | 0.0012313 | 0.0012185 | 0.0024948 | 0.0012374 | 0.0012204 | 0.0012167 | 0.0012133 | 0.0012142 | 0.0012314 | 0.0012219 | 0.0012328 | 0.0012322 | 0.0012248 | 0.0012239 | 0.0012347 | 0.0012196 | 0.0012426 | 0.0012218 | 0.001221 | 0.0012271 | 0.0012447 | 0.0012258 | 0.0012264 | 0.0012308 | 0.0012228 | 0.0012285 | 0.002747 | 0.0012337 | 0.0012409 | 0.0012152 | 0.0012298 | 0.001225 | 0.0012289 | 0.0012309 | 0.0012219 | 0.0012236 | 0.0012284 | 0.001232 | 0.0012364 | 0.0012261 | 0.0012241 | 0.0012178 | 0.0012243 | 0.0012289 | 0.0012193 | 0.0012289 | 0.0012165 | 0.0012297 | 0.0012339 | 0.0012334 | 0.0012225 | 0.0012315 | 0.0012264 | 0.0012312 | 0.0012363 | 0.0012188 | 0.0012191 | 0.0012268 | 0.0012325 | 0.0012182 | 0.001233 | 0.0012226 | 0.0012289 | 0.0029098 | 0.0012252 | 0.0012146 | 0.0012193 | 0.0012223 | 0.0012193 | 0.0012342 | 0.0012262 | 0.001228 | 0.001231 | 0.0012576 | 0.0012337 | 0.0012329 | 0.0012227 | 0.0012254 | 0.0012301 | 0.0012335 | 0.001219 | 0.0012202 | 0.0012145 | 0.0012353 | 0.0012238 | 0.0012265 | 0.0012219 | 0.0012333 | 0.0012296 | 0.0012206 | 0.0012136 | 0.001589 | 0.0012449 | 0.0012124 | 0.0012284 | 0.0012295 | 0.0012324 | 0.0012164 | 0.0012338 | 0.0012319 | 0.001219 | 0.0012323 | 0.001219 | 0.0012218 | 0.0013432 | 0.0012225 | 0.0012304 | 0.0012538 | 0.0012318 | 0.0012199 | 0.0012303 | 0.0012243 | 0.0012285 | 0.0012233 | 0.0012244 | 0.0012215 | 0.0012279 | 0.0012239 | 0.0012375 | 0.0012808 | 0.0012246 | 0.0012202 | 0.001224 | 0.0012218 | 0.0012139 | 0.0012183 | 0.0012348 | 0.0012311 | 0.001228 | 0.0012229 | 0.0012209 | 0.0012219 | 0.0012311 | 0.0012215 | 0.0012177 | 0.0012326 | 0.0012268 | 0.0012276 | 0.0013102 | 0.0012495 | 0.0012211 | 0.0012327 | 0.0012251 | 0.0012185 | 0.0012301 | 0.0012271 | 0.0012159 | 0.0012335 | 0.0012281 | 0.0012166 | 0.0012444 | 0.0012203 | 0.0012271 | 0.0012184 | 0.0012296 | 0.0012311 | 0.0012305 | 0.0012331 | 0.0012194 | 0.0012296 | 0.0012322 | 0.0012268 | 0.0012209 | 0.0012256 | 0.0012329 | 0.0012157 | 0.0012758 | 0.0012161 | 0.0012239 | 0.001219 | 0.0012331 | 0.0012164 | 0.0012332 | 0.0044933 | 0.0012215 | 0.0012254 | 0.0012201 | 0.0012149 | 0.0012316 | 0.0012171 | 0.0012295 | 0.0012277 | 0.0012223 | 0.001215 | 0.0012232 | 0.0012319 | 0.0012594 | 0.0012184 | 0.0012282 | 0.0012304 | 0.0012307 | 0.0012261 | 0.001228 | 0.0012267 | 0.0012194 | 0.0012416 | 0.0012284 | 0.0012284 | 0.0012228 | 0.0012295 | 0.0012184 | 0.0012169 | 0.001224 | 0.0012254 | 0.0012182 | 0.0012395 | 0.0012479 | 0.0012185 | 0.0013086 | 0.0012198 | 0.0012249 | 0.0012159 | 0.0012144 | 0.0012339 | 0.0012245 | 0.0012281 | 0.0012292 | 0.0012257 | 0.0012307 | 0.0013738 | 0.0012245 | 0.0012268 | 0.0012146 | 0.0012159 | 0.0012229 | 0.0012294 | 0.0012202 | 0.0012195 | 0.0012255 | 0.0012499 | 0.0012191 | 0.0012353 | 0.0012216 | 0.0012209 | 0.0012274 | 0.0012402 | 0.0012181 | 0.0012186 | 0.0012162 | 0.0012509 | 0.0012297 | 0.0012271 | 0.0012357 | 0.0012151 | 0.0012307 | 0.0012311 | 0.0012149 | 0.0012183 | 0.0012278 | 0.0012198 | 0.0012255 | 0.0012303 | 0.0012335 | 0.0012201 | 0.001219 | 0.0012279 | 0.0012293 | 0.001226 | 0.0012275 | 0.0012368 | 0.0012278 | 0.0012276 | 0.0012232 | 0.001225 | 0.0012213 | 0.0012145 | 0.001224 | 0.0012279 | 0.0012332 | 0.0014024 | 0.0012333 | 0.0012249 | 0.0012221 | 0.0012251 | 0.0012238 | 0.0013785 | 0.0012304 | 0.0012239 | 0.0012309 | 0.0012153 | 0.0012284 | 0.0012261 | 0.0012294 | 0.0012199 | 0.0012191 | 0.0012325 | 0.0012233 | 0.0012237 | 0.0012168 | 0.0012245 | 0.0012294 | 0.0012291 | 0.0012214 | 0.0013701 | 0.0012302 | 0.0012138 | 0.0012281 | 0.001229 | 0.0012377 | 0.0012228 | 0.0012289 | 0.001231 | 0.0012282 | 0.0012349 | 0.00128 | 0.0012265 | 0.001218 | 0.0012299 | 0.001221 | 0.0012292 | 0.0012299 | 0.0012245 | 0.0012237 | 0.0012294 | 0.0012195 | 0.0012294 | 0.0012243 | 0.001229 | 0.0012445 | 0.0012278 | 0.0012218 | 0.0012311 | 0.0012183 | 0.0012276 | 0.0012217 | 0.0012197 | 0.0012318 | 0.0012268 | 0.0012237 | 0.001229 | 0.0012459 | 0.001231 | 0.0012942 | 0.0012156 | 0.0012295 | 0.0012218 | 0.0012254 | 0.0012357 | 0.0012279 | 0.0012364 | 0.0012328 | 0.0012312 | 0.0012241 | 0.0012221 | 0.0012197 | 0.0012319 | 0.0012308 | 0.0012295 | 0.0012214 | 0.001229 | 0.001224 | 0.0012225 | 0.0012295 | 0.0014033 | 0.001229 | 0.0012226 | 0.0012251 | 0.0012329 | 0.0012258 | 0.0012329 | 0.00123 | 0.001223 | 0.0015597 | 0.0012299 | 0.0012338 | 0.0012768 | 0.0012292 | 0.0012161 | 0.0012245 | 0.0012157 | 0.0012193 | 0.0012344 | 0.0012223 | 0.0012182 | 0.0012225 | 0.0012277 | 0.0012227 | 0.0012291 | 0.0012192 | 0.0012281 | 0.0012276 | 0.0012285 | 0.0012239 | 0.0012221 | 0.001229 | 0.0012213 | 0.0012384 | 0.0012217 | 0.001231 | 0.0012311 | 0.0012274 | 0.0012291 | 0.0012355 | 0.0012205 | 0.0012242 | 0.0012204 | 0.0012225 | 0.0012252 | 0.0012276 | 0.0012152 | 0.0012175 | 0.0012311 | 0.0012206 | 0.0086271 | 0.0012244 | 0.0012173 | 0.001222 | 0.0012316 | 0.0012244 | 0.0012267 | 0.0012229 | 0.0012316 | 0.0012362 | 0.0012234 | 0.0012158 | 0.0012306 | 0.0012196 | 0.0012174 | 0.001231 | 0.001217 | 0.0012327 | 0.0012244 | 0.0012191 | 0.0012188 | 0.0012161 | 0.0012224 | 0.0012321 | 0.0012146 | 0.001223 | 0.0012311 | 0.0012137 | 0.0012183 | 0.0012179 | 0.0012174 | 0.0012256 | 0.0012252 | 0.0012308 | 0.001224 | 0.0012301 | 0.0012292 | 0.0012265 | 0.0012232 | 0.0012267 | 0.0012239 | 0.0012328 | 0.0012212 | 0.0012462 | 0.0012354 | 0.0012223 | 0.0012262 | 0.0012296 | 0.001927 | 0.0012285 | 0.001222 | 0.0012266 | 0.0012312 | 0.0012177 | 0.0012285 | 0.001224 | 0.0012282 | 0.0012252 | 0.0012229 | 0.0012186 | 0.0012271 | 0.0012304 | 0.0012218 | 0.0012246 | 0.0012905 | 0.001235 | 0.0012331 | 0.0012202 | 0.0012311 | 0.0012306 | 0.0012275 | 0.0012235 | 0.001221 | 0.0012151 | 0.0013006 | 0.0012284 | 0.0012231 | 0.0012314 | 0.0012238 | 0.0012227 | 0.0012198 | 0.0012255 | 0.0012194 | 0.0012278 | 0.0012304 | 0.0012138 | 0.0013347 | 0.0012197 | 0.0012278 | 0.0012197 | 0.001231 | 0.0012237 | 0.0012304 | 0.0012262 | 0.0012207 | 0.0012222 | 0.0012296 | 0.0012308 | 0.0012232 | 0.0012252 | 0.0012158 | 0.001294 | 0.0012224 | 0.0012279 | 0.0012332 | 0.0012132 | 0.0012203 | 0.0012928 | 0.0012284 | 0.0012297 | 0.0012258 | 0.0012185 | 0.0012211 | 0.0012246 | 0.0013631 | 0.0012226 | 0.0012241 | 0.0012204 | 0.0012334 | 0.001218 | 0.0012327 | 0.0012274 | 0.001221 | 0.0012289 | 0.0012237 | 0.0012208 | 0.0012185 | 0.0012178 | 0.0012243 | 0.0012261 | 0.0012215 | 0.0012404 | 0.0012215 | 0.001226 | 0.0012302 | 0.0012358 | 0.001215 | 0.0012623 | 0.0012259 | 0.0012285 | 0.0012279 | 0.0012264 | 0.0013489 | 0.0012253 | 0.0012328 | 0.0012345 | 0.0012146 | 0.0012162 | 0.0012344 | 0.001217 | 0.0012214 | 0.0012282 | 0.0012211 | 0.0012231 | 0.001228 | 0.001243 | 0.0012198 | 0.0012155 | 0.0012338 | 0.0012303 | 0.001229 | 0.0012257 | 0.0012218 | 0.0012336 | 0.0012312 | 0.0012184 | 0.0012176 | 0.0012282 | 0.0012311 | 0.0012174 | 0.0012182 | 0.0012233 | 0.0012307 | 0.0012308 | 0.001225 | 0.0012363 | 0.0012307 | 0.0012234 | 0.0012357 | 0.0012244 | 0.0012189 | 0.0012191 | 0.0012232 | 0.0012189 | 0.0044441 | 0.0012266 | 0.0012239 | 0.0012353 | 0.0029406 | 0.0012366 | 0.0012186 | 0.0012179 | 0.0012315 | 0.0012261 | 0.0015288 | 0.0012237 | 0.0012255 | 0.0012242 | 0.0012183 | 0.0012363 | 0.0012223 | 0.0012277 | 0.0012246 | 0.0012246 | 0.001219 | 0.0012209 | 0.0012268 | 0.0012354 | 0.0012231 | 0.0012293 | 0.0012232 | 0.0012209 | 0.001316 | 0.001229 | 0.0012433 | 0.0012321 | 0.0012296 | 0.0051531 | 0.0012231 | 0.0012139 | 0.0012337 | 0.0012388 | 0.0012202 | 0.0012312 | 0.001228 | 0.0012346 | 0.0012243 | 0.0012178 | 0.0012191 | 0.0012324 | 0.001225 | 0.0012265 | 0.001223 | 0.0012268 | 0.001232 | 0.0012292 | 0.0012187 | 0.0012328 | 0.0012279 | 0.0012176 | 0.0012329 | 0.0012318 | 0.001238 | 0.0012312 | 0.018353 | 0.0012335 | 0.0012335 | 0.001215 | 0.0012278 | 0.0012303 | 0.0012308 | 0.0012216 | 0.0012289 | 0.0012251 | 0.0012228 | 0.0012158 | 0.0012247 | 0.0014849 | 0.0012321 | 0.0012287 | 0.0012217 | 0.0012259 | 0.0012195 | 0.0012174 | 0.0012248 | 0.0012275 | 0.0012161 | 0.0012199 | 0.0012329 | 0.0012183 | 0.0012214 | 0.001244 | 0.0012289 | 0.0012331 | 0.0012292 | 0.0012313 | 0.0012205 | 0.0012195 | 0.0012175 | 0.0012352 | 0.0012224 | 0.0012359 | 0.0012206 | 0.0012536 | 0.001227 | 0.001237 | 0.0012353 | 0.0012259 | 0.0012228 | 0.0012315 | 0.0012335 | 0.0012357 | 0.0012401 | 0.0012709 | 0.0012217 | 0.001249 | 0.001218 | 0.0012287 | 0.0012277 | 0.0012315 | 0.0012185 | 0.0012327 | 0.0016024 | 0.01655 | 0.0012317 | 0.0012652 | 0.0012301 | 0.0012319 | 0.0012291 | 0.0012317 | 0.0012196 | 0.0012345 | 0.0012255 | 0.0012194 | 0.0012156 | 0.001214 | 0.0012238 | 0.0012217 | 0.0012183 | 0.0012259 | 0.0012829 | 0.0012279 | 0.0012288 | 0.0012335 | 0.0012313 | 0.0012293 | 0.0012227 | 0.001233 | 0.0012292 | 0.0012182 | 0.00123 | 0.0012229 | 0.0012484 | 0.0012304 | 0.0012244 | 0.0012275 | 0.001219 | 0.0012241 | 0.0012346 | 0.0012189 | 0.0012353 | 0.0012483 | 0.0012385 | 0.0012286 | 0.0012172 | 0.001247 | 0.0012242 | 0.0012253 | 0.0012169 | 0.001229 | 0.0012355 | 0.0012307 | 0.0012275 | 0.0012791 | 0.0012164 | 0.0012275 | 0.0012188 | 0.0012298 | 0.0012354 | 0.0012282 | 0.0012337 | 0.0012344 | 0.001227 | 0.0012173 | 0.0012329 | 0.0012306 | 0.0012351 | 0.0012182 | 0.0012222 | 0.0012144 | 0.0012276 | 0.0012334 | 0.0012309 | 0.0012157 | 0.0012215 | 0.0012333 | 0.0012221 | 0.0012636 | 0.001228 | 0.0012167 | 0.0012356 | 0.0012137 | 0.0012224 | 0.0012251 | 0.0012354 | 0.0012214 | 0.0012265 | 0.0012281 | 0.0012301 | 0.0012178 | 0.001217 | 0.0012174 | 0.0012317 | 0.0012187 | 0.0012277 | 0.0012203 | 0.0012241 | 0.001227 | 0.0012195 | 0.0012265 | 0.0012254 | 0.0012342 | 0.0012214 | 0.0012319 | 0.0012238 | 0.0012225 | 0.0012218 | 0.0012327 | 0.0012214 | 0.0012343 | 0.0012284 | 0.0012306 | 0.0012231 | 0.001229 | 0.001223 | 0.0012276 | 0.0012186 | 0.0012222 | 0.0012223 | 0.0012279 | 0.0012208 | 0.001227 | 0.0012258 | 0.0012212 | 0.0012272 | 0.0012221 | 0.0012251 | 0.0012351 | 0.0012262 | 0.0012255 | 0.0012355 | 0.0012323 | 0.00154 | 0.0015884 | 0.001229 | 0.0012284 | 0.0012184 | 0.0012268 | 0.0012273 | 0.0012214 | 0.0012173 | 0.0012236 | 0.0017245 | 0.0012152 | 0.0012282 | 0.0012184 | 0.0012301 | 0.0012288 | 0.0012299 | 0.0012284 | 0.0012194 | 0.0012288 | 0.00122 | 0.0013045 | 0.0015504 | 0.0012282 | 0.001219 | 0.001225 | 0.0012282 | 0.0012307 | 0.0012349 | 0.0012291 | 0.0012244 | 0.0012178 | 0.0012198 | 0.001219 | 0.0012176 | 0.0012217 | 0.0012264 | 0.0012165 | 0.0012303 | 0.0012313 | 0.0012252 | 0.0012151 | 0.0012256 | 0.0012317 | 0.0012329 | 0.0012217 | 0.0012263 | 0.0012221 | 0.001221 | 0.0012329 | 0.00123 | 0.0012247 | 0.0012296 | 0.0012601 | 0.0012259 | 0.0012273 | 0.0012174 | 0.0012193 | 0.0012206 | 0.0012303 | 0.0012326 | 0.0012292 | 0.0012231 | 0.0012149 | 0.0012314 | 0.0021113 | 0.0012553 | 0.0012247 | 0.001218 | 0.0012352 | 0.0012342 | 0.0012221 | 0.0012233 | 0.0012311 | 0.0012342 | 0.0012219 | 0.001232 | 0.0012202 | 0.0012311 | 0.001233 | 0.0012437 | 0.0012291 | 0.0012247 | 0.0012171 | 0.0012349 | 0.0012157 | 0.0012309 | 0.0012223 | 0.0012186 | 0.0012181 | 0.0012256 | 0.001228 | 0.0012247 | 0.0012222 | 0.0012192 | 0.0012305 | 0.001215 | 0.0012263 | 0.001255 | 0.0012222 | 0.0012185 | 0.0012256 | 0.0012224 | 0.0012363 | 0.0012213 | 0.0012323 | 0.0012155 | 0.0015694 | 0.0012543 | 0.0012355 | 0.00123 | 0.0012178 | 0.0012239 | 0.0012322 | 0.0012317 | 0.001231 | 0.0012316 | 0.0012329 | 0.0012235 | 0.0046382 | 0.0012258 | 0.0012273 | 0.0012209 | 0.0012323 | 0.0013986 | 0.001223 | 0.0012349 | 0.002716 | 0.0012252 | 0.0012322 | 0.0012219 | 0.0012235 | 0.0012263 | 0.0012226 | 0.0012209 | 0.0012298 | 0.0012265 | 0.0012165 | 0.0012169 | 0.0012303 | 0.0012322 | 0.0012197 | 0.0012306 | 0.00123 | 0.0012327 | 0.0012277 | 0.0012155 | 0.0012185 | 0.0012268 | 0.0012208 | 0.0048267 | 0.0012257 | 0.0012238 | 0.0012182 | 0.0013453 | 0.0012194
Time constant (residence time) | τ | s |  |  |  |  | τ | 815.6142 | 813.7532 | 823.3271 | 814.1734 | 812.7305 | 814.9961 | 819.8599 | 807.498 | 778.785 | 817.9772 | 810.2456 | 814.82 | 810.6409 | 816.9054 | 813.0311 | 815.5632 | 815.0553 | 814.6213 | 815.4274 | 818.3078 | 808.6 | 817.9366 | 816.4937 | 817.3377 | 817.7385 | 815.0042 | 816.5276 | 816.9518 | 814.1051 | 818.4104 | 810.2946 | 816.5976 | 811.9364 | 818.1626 | 823.4645 | 819.1206 | 819.1315 | 807.9914 | 818.0113 | 819.8425 | 812.7002 | 814.3412 | 814.4223 | 807.3739 | 811.9511 | 809.984 | 821.727 | 196.5579 | 822.3226 | 813.3939 | 810.0849 | 822.2226 | 820.5409 | 806.1418 | 764.0591 | 821.7935 | 819.7534 | 818.8442 | 812.2716 | 814.0974 | 815.4484 | 814.1767 | 813.2057 | 819.218 | 818.8776 | 810.5181 | 810.0771 | 815.1762 | 817.4365 | 814.2406 | 812.3993 | 812.8968 | 812.4802 | 812.8149 | 145.463 | 814.3235 | 816.4304 | 823.9312 | 770.3628 | 811.5461 | 814.6894 | 819.4075 | 810.2604 | 797.8328 | 823.3724 | 820.3149 | 812.373 | 814.1398 | 813.3225 | 815.4139 | 820.5271 | 818.5245 | 811.5359 | 816.3072 | 819.1018 | 813.3903 | 816.6859 | 814.6981 | 815.202 | 814.0082 | 815.9164 | 817.2425 | 813.0474 | 817.6996 | 812.3381 | 810.8725 | 819.7433 | 818.2445 | 812.4387 | 817.2217 | 818.1495 | 822.4589 | 812.8826 | 819.0023 | 810.3242 | 817.9204 | 787.7378 | 817.9817 | 816.2702 | 821.557 | 819.7057 | 812.165 | 803.1518 | 820.83 | 820.1562 | 812.7728 | 812.6203 | 810.4358 | 643.2273 | 820.7026 | 583.4726 | 815.0383 | 810.7897 | 820.4422 | 787.7292 | 818.2837 | 803.288 | 809.7627 | 810.649 | 819.8989 | 821.974 | 819.8447 | 815.2871 | 816.1896 | 819.6381 | 812.7192 | 816.5747 | 818.7156 | 816.2721 | 813.234 | 816.2547 | 817.7667 | 812.1478 | 821.0911 | 816.5773 | 818.7845 | 818.6746 | 816.7172 | 817.5068 | 819.8458 | 810.3978 | 815.4017 | 811.2606 | 822.1038 | 820.3621 | 816.9415 | 819.4089 | 819.2253 | 816.5565 | 819.7227 | 812.0656 | 807.9896 | 816.5302 | 810.9334 | 815.4892 | 819.8843 | 796.398 | 814.5676 | 820.1756 | 783.1714 | 822.204 | 819.5491 | 819.5243 | 822.3201 | 814.6947 | 810.3158 | 811.8922 | 726.0983 | 811.7938 | 817.1111 | 820.0343 | 799.1531 | 809.1966 | 817.44 | 816.9 | 810.3553 | 823.6135 | 806.6162 | 813.8345 | 812.6275 | 818.8126 | 819.2432 | 814.2644 | 821.3115 | 816.0335 | 819.5235 | 812.9146 | 820.79 | 819.9313 | 815.2629 | 815.4064 | 818.8822 | 821.1055 | 816.1675 | 570.9197 | 812.1591 | 817.2217 | 804.1756 | 816.0445 | 821.9884 | 820.2581 | 817.7904 | 819.5091 | 811.8824 | 818.5835 | 821.7895 | 816.8216 | 814.8148 | 819.1979 | 800.9245 | 782.543 | 819.9279 | 818.9815 | 812.0306 | 813.035 | 815.1165 | 818.951 | 819.2086 | 816.9314 | 803.6315 | 823.1731 | 813.9138 | 814.9253 | 822.1001 | 810.3812 | 787.2345 | 809.1975 | 814.1728 | 820.1226 | 819.5763 | 814.8176 | 819.6805 | 815.3448 | 811.7761 | 816.4879 | 815.7193 | 814.0369 | 813.4135 | 819.9803 | 810.0286 | 818.4898 | 811.6375 | 803.7688 | 815.9228 | 818.9692 | 817.2073 | 811.7483 | 818.0806 | 812.2113 | 820.4939 | 821.7276 | 816.974 | 817.3131 | 815.644 | 820.0126 | 813.934 | 817.7494 | 818.1551 | 815.8984 | 817.2238 | 817.2339 | 814.9347 | 820.5121 | 813.5569 | 817.0341 | 814.8873 | 812.3633 | 817.5803 | 811.6595 | 822.5271 | 815.8425 | 820.5132 | 819.2236 | 822.4197 | 728.3502 | 788.137 | 822.4158 | 785.8259 | 813.4352 | 816.7065 | 814.232 | 814.1032 | 816.5486 | 811.7186 | 818.4041 | 818.9911 | 814.7026 | 818.3816 | 814.4691 | 819.4315 | 816.4219 | 816.1205 | 820.9955 | 813.6649 | 817.6084 | 823.7605 | 812.6986 | 813.2564 | 818.1896 | 819.8693 | 817.5165 | 821.7243 | 816.5253 | 820.3624 | 808.6772 | 811.5013 | 817.341 | 812.0045 | 812.4675 | 810.0046 | 817.6574 | 811.4101 | 792.8938 | 801.9573 | 816.2974 | 810.0923 | 819.3637 | 814.3663 | 817.0967 | 815.7621 | 819.3554 | 706.8766 | 821.4112 | 815.8196 | 816.2996 | 806.2219 | 816.3045 | 819.9995 | 819.7526 | 799.6944 | 809.5401 | 813.7214 | 810.4772 | 812.6947 | 814.0161 | 816.4763 | 819.14 | 809.8261 | 810.8532 | 820.4809 | 810.1838 | 813.7903 | 128.6666 | 336.3937 | 817.5662 | 810.2428 | 783.4384 | 810.6825 | 812.61 | 821.5129 | 813.1032 | 818.345 | 820.9583 | 818.0259 | 816.9592 | 812.9811 | 817.3886 | 813.3212 | 813.8366 | 815.6219 | 812.6129 | 817.2106 | 810.5575 | 763.0527 | 819.5947 | 386.7652 | 814.8654 | 821.2587 | 704.2669 | 815.0093 | 761.0162 | 814.0734 | 823.6328 | 821.8333 | 820.2704 | 812.652 | 814.8166 | 802.8569 | 813.861 | 812.6756 | 813.8344 | 757.8509 | 814.4833 | 823.2186 | 808.9352 | 816.9499 | 815.2661 | 814.8465 | 820.933 | 812.5904 | 817.5401 | 815.5399 | 813.1398 | 815.5825 | 816.531 | 812.3056 | 815.1408 | 820.0325 | 819.8699 | 816.6745 | 817.0058 | 812.0273 | 764.2117 | 813.2785 | 816.7387 | 817.657 | 820.2166 | 816.3783 | 820.949 | 816.3463 | 814.2047 | 809.4389 | 814.8553 | 817.3471 | 809.6948 | 814.7795 | 819.802 | 820.6997 | 669.0654 | 814.3209 | 811.1136 | 814.8856 | 817.0059 | 784.2128 | 812.1853 | 809.8211 | 802.1255 | 812.7187 | 817.2674 | 810.7456 | 820.7684 | 817.7411 | 811.1629 | 819.8741 | 822.1459 | 815.5326 | 817.0521 | 814.3756 | 818.1339 | 817.8409 | 813.8219 | 811.6745 | 819.1179 | 810.4048 | 801.8824 | 818.5064 | 817.2453 | 810.6218 | 821.1204 | 811.6469 | 809.5639 | 814.0489 | 810.7873 | 818.307 | 821.5667 | 810.3412 | 818.0342 | 816.6118 | 810.9866 | 811.5112 | 820.773 | 811.1932 | 806.5762 | 811.8598 | 813.4009 | 818.9949 | 818.8716 | 813.6525 | 812.3416 | 813.4851 | 813.8831 | 810.0078 | 817.0702 | 815.5019 | 820.316 | 813.4507 | 816.491 | 816.584 | 815.9195 | 818.4258 | 812.8172 | 816.6132 | 818.0006 | 818.2447 | 812.7112 | 818.461 | 816.0449 | 814.7014 | 811.4114 | 816.765 | 821.151 | 811.4754 | 821.7155 | 820.731 | 809.3878 | 817.4303 | 814.5713 | 813.2843 | 824.0104 | 811.8568 | 816.3158 | 813.436 | 810.3213 | 811.6977 | 816.7261 | 816.1508 | 818.2066 | 816.9139 | 818.4387 | 813.7674 | 820.8998 | 818.4216 | 817.1403 | 809.4163 | 811.0906 | 819.8239 | 822.9692 | 822.8434 | 820.0551 | 818.169 | 811.7668 | 813.9297 | 814.2475 | 816.872 | 814.0252 | 814.6279 | 818.3224 | 761.3163 | 817.0551 | 793.5988 | 818.2442 | 817.1446 | 818.0832 | 811.3044 | 821.6562 | 820.5428 | 815.2014 | 812.8168 | 817.5556 | 813.4237 | 813.1636 | 696.2472 | 808.0947 | 820.8435 | 820.1201 | 813.8286 | 818.0211 | 811.2271 | 814.0512 | 700.9655 | 812.7769 | 814.0001 | 798.4654 | 820.1423 | 813.9988 | 811.2208 | 811.7093 | 820.8287 | 817.6593 | 818.2232 | 811.0704 | 814.9499 | 816.3396 | 813.5429 | 810.7152 | 809.3231 | 816.0597 | 822.0395 | 814.7817 | 805.4019 | 817.4941 | 819.5002 | 820.121 | 703.8973 | 823.1944 | 811.5458 | 816.8626 | 812.4762 | 806.9655 | 811.3534 | 818.0136 | 815.1596 | 815.2448 | 812.6974 | 820.032 | 812.9618 | 811.351 | 815.5269 | 813.5825 | 814.8126 | 813.1175 | 810.795 | 820.0494 | 816.5066 | 820.3636 | 812.1912 | 818.9769 | 813.8721 | 656.8596 | 817.8561 | 822.168 | 808.9895 | 815.1622 | 811.0066 | 813.8862 | 812.5859 | 815.5898 | 816.5474 | 815.922 | 812.2274 | 818.2398 | 342.0044 | 818.2029 | 805.7554 | 606.2608 | 812.2505 | 815.4219 | 813.9605 | 816.9612 | 807.6382 | 816.1831 | 809.971 | 813.4889 | 812.5473 | 811.2708 | 815.8183 | 804.5761 | 814.8528 | 813.0023 | 811.3775 | 814.471 | 816.1778 | 820.7246 | 814.8106 | 815.2548 | 819.5103 | 817.0895 | 818.5236 | 818.8164 | 813.4382 | 816.3675 | 822.4943 | 818.9951 | 674.301 | 820.7236 | 822.0052 | 819.4906 | 816.5749 | 767.9458 | 823.0315 | 812.2787 | 796.2158 | 811.0376 | 815.4109 | 813.0327 | 747.0527 | 816.829 | 814.4516 | 810.7652 | 814.6909 | 819.107 | 811.7387 | 812.469 | 820.4652 | 814.4822 | 797.3142 | 814.073 | 818.8543 | 806.6838 | 812.1167 | 811.0715 | 805.568 | 791.8669 | 811.2272 | 818.3495 | 814.5394 | 815.4213 | 814.615 | 811.7018 | 820.6757 | 814.6269 | 820.4028 | 820.702 | 810.1031 | 812.1058 | 811.0937 | 780.5547 | 813.8657 | 812.6933 | 805.2113 | 817.0339 | 818.9201 | 811.519 | 821.4565 | 816.6421 | 810.5889 | 819.3655 | 814.244 | 813.1092 | 812.4017 | 811.7184 | 820.244 | 816.761 | 821.9444 | 814.123 | 814.4426 | 817.8007 | 797.4503 | 811.6226 | 816.798 | 808.7352 | 811.2771 | 813.5623 | 818.2753 | 818.8284 | 813.5245 | 821.1229 | 813.9548 | 817.9675 | 815.225 | 817.768 | 819.9097 | 810.673 | 819.6259 | 819.5312 | 798.8613 | 814.7113 | 815.8267 | 815.4352 | 606.5474 | 817.7143 | 820.4247 | 802.2686 | 815.5415 | 819.5599 | 816.5264 | 812.7936 | 808.5272 | 815.4198 | 813.0568 | 820.5967 | 812.5956 | 818.4548 | 801.8813 | 821.2644 | 819.465 | 819.6672 | 816.6269 | 767.8239 | 817.9665 | 801.5928 | 819.2383 | 808.3902 | 816.9732 | 815.5333 | 804.0949 | 818.9816 | 810.0496 | 821.7958 | 820.2659 | 815.2737 | 809.7854 | 813.9053 | 809.5111 | 819.797 | 813.7819 | 818.5227 | 813.3284 | 804.2773 | 814.2256 | 820.3725 | 809.5289 | 810.5014 | 814.0767 | 819.7442 | 806.928 | 821.0755 | 813.813 | 819.1149 | 811.6026 | 821.8074 | 815.416 | 811.852 | 822.7399 | 816.612 | 811.2091 | 814.2102 | 816.0061 | 820.4116 | 815.9425 | 820.4302 | 817.5368 | 815.5994 | 821.7026 | 784.7173 | 816.5571 | 812.2869 | 815.5901 | 813.118 | 796.1754 | 791.4234 | 819.3643 | 815.6376 | 789.4097 | 800.5702 | 813.0019 | 816.1259 | 813.4378 | 810.2343 | 814.0536 | 820.0947 | 814.6833 | 816.8626 | 820.323 | 817.1144 | 805.238 | 811.8579 | 758.3843 | 815.4491 | 818.8807 | 817.2961 | 817.11 | 809.7553 | 824.9536 | 754.2334 | 815.8393 | 815.8809 | 812.9264 | 810.0058 | 686.9042 | 818.5994 | 816.0733 | 814.8942 | 811.8345 | 816.0633 | 822.6046 | 821.826 | 817.2695 | 811.5468 | 823.1554 | 814.7854 | 820.3648 | 816.5492 | 811.0551 | 812.8151 | 815.6421 | 812.6145 | 806.2057 | 812.8321 | 819.7056 | 810.0088 | 810.6112 | 814.951 | 817.2313 | 808.1171 | 817.9088 | 817.9421 | 814.5103 | 817.1144 | 816.2087 | 817.3054 | 816.2906 | 816.2681 | 815.1457 | 815.2537 | 816.0726 | 819.0088 | 813.2239 | 807.5091 | 811.5232 | 812.2109 | 813.1277 | 804.1011 | 813.4101 | 819.2862 | 812.7975 | 815.2161 | 813.673 | 823.1849 | 821.8799 | 814.6546 | 806.8242 | 815.7767 | 810.6956 | 822.5639 | 816.4084 | 808.852 | 819.262 | 813.4718 | 820.3471 | 814.9258 | 812.3556 | 818.1925 | 819.0118 | 815.7394 | 812.5824 | 817.1071 | 805.3873 | 806.8316 | 822.5868 | 816.8587 | 820.5972 | 814.8857 | 817.7182 | 818.0158 | 815.9306 | 816.4685 | 804.1286 | 810.4321 | 810.7479 | 798.5648 | 812.2255 | 816.7693 | 808.3749 | 821.3115 | 814.7551 | 823.5912 | 814.707 | 809.9819 | 820.3598 | 819.2776 | 816.0723 | 745.3741 | 818.9021 | 818.209 | 812.1637 | 823.1686 | 796.4462 | 722.5368 | 819.342 | 812.0053 | 818.2538 | 812.3432 | 817.0742 | 813.5167 | 818.2965 | 812.5095 | 817.0171 | 813.9513 | 815.719 | 822.3927 | 818.1055 | 820.6605 | 811.1952 | 818.3088 | 367.1929 | 809.9767 | 821.7393 | 822.529 | 815.315 | 818.368 | 822.0948 | 817.6708 | 820.7772 | 819.4955 | 763.2232 | 816.6024 | 812.1783 | 816.7596 | 822.5343 | 816.4323 | 823.4153 | 816.3419 | 819.9029 | 816.5094 | 811.7494 | 817.0503 | 815.73 | 818.1305 | 821.2605 | 808.2453 | 819.6185 | 822.5578 | 818.7466 | 817.7281 | 821.3485 | 816.2097 | 812.5052 | 810.6053 | 817.0003 | 817.4057 | 818.1384 | 812.6268 | 793.3358 | 813.6812 | 814.8675 | 815.1505 | 815.6631 | 810.368 | 812.3724 | 821.5308 | 822.8368 | 815.868 | 812.2594 | 820.1863 | 810.0016 | 819.6713 | 800.8345 | 824.0085 | 819.7415 | 812.3518 | 819.069 | 812.8557 | 809.7082 | 679.3916 | 818.2883 | 810.0434 | 813.017 | 817.3652 | 815.1737 | 816.6817 | 811.0102 | 816.5176 | 809.754 | 816.4449 | 820.7166 | 818.3754 | 810.4817 | 816.7175 | 809.118 | 811.6332 | 815.4844 | 817.2072 | 811.6321 | 813.2986 | 812.6584 | 816.6807 | 820.0839 | 818.3406 | 811.327 | 814.4662 | 813.0737 | 818.0906 | 817.2563 | 773.9283 | 812.3078 | 816.1365 | 812.0459 | 814.9095 | 820.6836 | 823.1099 | 813.6534 | 821.728 | 810.8124 | 810.197 | 818.7952 | 809.6791 | 227.9546 | 824.2949 | 817.9003 | 813.2389 | 816.9081 | 823.9593 | 814.8696 | 606.827 | 812.9261 | 814.1866 | 813.0067 | 814.6342 | 784.0758 | 815.4849 | 813.769 | 820.6551 | 817.0717 | 576.6711 | 808.7057 | 815.5874 | 818.3472 | 339.1054 | 821.0048 | 812.8192 | 811.6037 | 812.669 | 817.2027 | 816.4092 | 819.7282 | 794.7534 | 817.1367 | 811.9656 | 816.8329 | 816.242 | 812.8034 | 773.6556 | 816.0803 | 811.1013 | 817.439 | 814.293 | 812.8547 | 810.4979 | 814.3135 | 816.4113 | 797.8763 | 813.7217 | 822.1153 | 811.9819 | 823.0911 | 814.2324 | 815.2328 | 815.506 | 810.2866 | 812.2401 | 811.0243 | 793.9826 | 815.9867 | 817.3484 | 823.1329 | 815.9748 | 816.9847 | 818.1936 | 816.3153 | 818.1226 | 819.859 | 789.3971 | 814.736 | 815.1491 | 807.4702 | 820.6325 | 821.8428 | 820.022 | 816.256 | 816.1736 | 810.819 | 809.2526 | 664.7376 | 820.1645 | 819.7365 | 824.6943 | 818.4979 | 817.7329 | 814.6695 | 821.2338 | 812.7483 | 815.9999 | 820.9993 | 812.6504 | 714.9224 | 812.116 | 818.2196 | 811.2409 | 819.5154 | 822.6329 | 819.5135 | 814.0644 | 820.1158 | 817.7125 | 813.0257 | 822.4814 | 818.5806 | 557.0332 | 814.4071 | 811.2273 | 809.277 | 809.9948 | 819.1036 | 733.6706 | 819.6073 | 812.2789 | 815.7652 | 810.9273 | 817.8811 | 814.2995 | 820.4475 | 817.9623 | 818.9609 | 810.5473 | 822.5973 | 816.4514 | 810.8802 | 813.0681 | 815.8765 | 608.4377 | 817.2078 | 812.0575 | 820.935 | 811.0557 | 821.762 | 763.6551 | 820.9082 | 814.2925 | 815.7231 | 812.4829 | 814.5673 | 819.9291 | 811.0454 | 820.8164 | 818.3631 | 817.5481 | 822.0443 | 810.4845 | 813.3401 | 819.2887 | 814.1233 | 810.5984 | 807.7404 | 818.938 | 814.2788 | 813.8818 | 817.491 | 812.3502 | 812.1912 | 812.187 | 813.8473 | 815.3889 | 812.5846 | 816.037 | 814.3402 | 810.7443 | 820.108 | 822.017 | 811.074 | 811.1916 | 809.739 | 822.602 | 820.7403 | 818.1612 | 699.5327 | 814.329 | 809.1612 | 813.8004 | 811.7467 | 817.443 | 813.855 | 819.3183 | 814.8313 | 793.8208 | 815.8021 | 811.6093 | 818.7261 | 818.9034 | 811.6792 | 811.3301 | 820.0834 | 818.4006 | 808.986 | 822.7126 | 815.0944 | 812.0406 | 822.6807 | 811.6527 | 741.6915 | 813.3 | 813.7229 | 811.1581 | 819.435 | 815.2659 | 815.984 | 819.235 | 801.3494 | 817.4824 | 813.5168 | 822.4809 | 815.7162 | 821.019 | 817.3867 | 815.2684 | 818.4596 | 813.0649 | 822.4385 | 818.6326 | 817.0977 | 805.3533 | 822.4628 | 811.2632 | 821.7371 | 811.7816 | 811.4119 | 817.8963 | 810.9115 | 813.3051 | 818.1786 | 817.2852 | 809.6231 | 816.9405 | 818.564 | 813.8111 | 818.0524 | 808.0971 | 810.6691 | 819.4745 | 787.7838 | 818.0235 | 817.9326 | 818.5091 | 822.4156 | 814.016 | 815.9771 | 816.8451 | 817.313 | 812.1094 | 812.606 | 798.0026 | 808.8979 | 812.6412 | 814.845 | 822.0525 | 813.7229 | 818.3926 | 812.1724 | 810.1532 | 822.5533 | 810.7269 | 809.9412 | 812.5287 | 797.6485 | 822.1343 | 821.0995 | 821.4763 | 812.9294 | 820.9596 | 819.651 | 808.2391 | 813.5297 | 822.7025 | 814.6123 | 816.4453 | 816.9032 | 818.9184 | 816.6258 | 821.6543 | 815.8512 | 817.1278 | 822.356 | 817.1343 | 818.2208 | 813.4954 | 818.3267 | 817.569 | 817.9665 | 816.7647 | 814.1229 | 816.5939 | 818.1234 | 784.1498 | 811.2541 | 818.9582 | 819.452 | 812.8604 | 816.8629 | 813.4628 | 796.7519 | 820.8351 | 813.0652 | 816.5831 | 823.9639 | 775.131 | 811.6695 | 821.0208 | 815.5614 | 816.038 | 728.3818 | 815.1402 | 598.3412 | 818.6139 | 818.1182 | 817.4801 | 812.4051 | 820.039 | 812.2388 | 816.8384 | 819.7101 | 724.4726 | 818.7605 | 813.4392 | 816.9524 | 817.2844 | 809.4409 | 818.1194 | 819.6694 | 817.2759 | 807.5586 | 822.1144 | 821.3602 | 816.4479 | 812.6344 | 813.3226 | 781.7189 | 816.4877 | 813.8303 | 817.7398 | 821.9113 | 823.2276 | 813.5875 | 812.2247 | 816.1698 | 812.2859 | 821.1608 | 813.1867 | 819.6108 | 810.7066 | 813.0223 | 814.1228 | 814.5129 | 798.3098 | 815.111 | 815.7806 | 816.4317 | 818.2424 | 815.9485 | 821.1601 | 751.5244 | 801.0289 | 785.9902 | 823.0963 | 816.0106 | 817.0499 | 815.3018 | 812.637 | 815.0079 | 811.6043 | 814.054 | 815.5151 | 788.1814 | 813.8639 | 824.5843 | 790.5981 | 813.8133 | 817.4993 | 822.227 | 813.4838 | 815.0678 | 819.2237 | 813.005 | 822.7636 | 818.4666 | 811.2988 | 819.2516 | 813.5312 | 791.476 | 814.3663 | 818.7079 | 815.6909 | 805.6058 | 819.6552 | 818.8862 | 817.1519 | 820.7561 | 609.4857 | 816.35 | 813.8911 | 811.7243 | 811.2915 | 817.3335 | 816.276 | 820.2209 | 815.9219 | 812.2224 | 451.4922 | 812.7893 | 815.0015 | 818.8091 | 818.5339 | 812.4529 | 814.17 | 810.7065 | 807.2143 | 800.5249 | 819.9278 | 815.9838 | 811.731 | 811.5995 | 816.2207 | 817.6901 | 821.8165 | 797.6451 | 821.7974 | 816.9455 | 811.9073 | 814.0931 | 812.6975 | 814.3694 | 813.4957 | 819.9424 | 814.789 | 813.9836 | 822.7182 | 808.5742 | 824.0844 | 820.8956 | 815.1005 | 821.0098 | 819.8601 | 815.7381 | 814.5237 | 788.4907 | 815.9269 | 819.5789 | 822.8067 | 785.1347 | 758.1298 | 814.9278 | 818.3803 | 813.1408 | 818.9643 | 812.6431 | 816.9681 | 813.8934 | 815.6515 | 821.6279 | 814.9178 | 800.7198 | 816.4081 | 821.0272 | 817.7461 | 819.5806 | 819.6714 | 815.1078 | 821.0393 | 812.0941 | 819.6311 | 813.1184 | 816.8827 | 816.6125 | 822.8955 | 812.0965 | 816.9335 | 817.5691 | 814.5676 | 813.0452 | 820.8449 | 819.8275 | 810.3888 | 818.3663 | 821.4346 | 811.0203 | 814.3741 | 814.9813 | 811.5063 | 823.7301 | 820.4742 | 818.5659 | 821.1216 | 810.8032 | 819.6634 | 809.5585 | 818.8368 | 812.3236 | 815.8331 | 735.5985 | 817.8184 | 823.6596 | 815.3091 | 821.097 | 812.3999 | 811.4277 | 783.8261 | 815.4853 | 818.0866 | 818.6537 | 814.3746 | 819.3834 | 804.8173 | 801.2814 | 817.7027 | 822.4615 | 818.3136 | 809.4589 | 814.8776 | 816.445 | 816.6049 | 820.2586 | 812.3821 | 822.3104 | 717.7295 | 821.0844 | 820.0533 | 814.2269 | 812.9919 | 817.5389 | 813.2346 | 815.232 | 809.0704 | 823.0609 | 818.005 | 810.1831 | 818.5344 | 815.4448 | 821.4366 | 810.5391 | 823.0736 | 810.8445 | 812.4268 | 819.2838 | 811.2003 | 814.9345 | 817.3043 | 812.7648 | 816.4532 | 811.7821 | 819.2617 | 813.3923 | 817.0566 | 816.457 | 812.9266 | 818.6213 | 814.6305 | 813.4001 | 816.5669 | 809.9738 | 821.6092 | 733.3437 | 821.5432 | 815.8638 | 814.1228 | 816.6028 | 774.1929 | 809.5788 | 824.5702 | 821.0265 | 811.2098 | 814.6659 | 812.8341 | 801.3723 | 810.8113 | 818.6917 | 815.3595 | 819.7052 | 815.8203 | 809.2867 | 821.6571 | 813.1964 | 814.6747 | 821.3884 | 811.5172 | 817.3384 | 818.991 | 813.9532 | 777.4721 | 817.44 | 817.647 | 816.2512 | 815.6574 | 815.5161 | 819.9241 | 814.0011 | 815.0803 | 812.6544 | 816.1401 | 817.4353 | 821.1463 | 809.4447 | 812.3979 | 823.2115 | 813.5735 | 819.7368 | 817.9435 | 820.7781 | 821.7188 | 802.1819 | 812.0658 | 815.9489 | 822.7059 | 454.3503 | 815.1757 | 781.4556 | 760.7756 | 816.6077 | 816.0163 | 814.451 | 818.4218 | 813.3612 | 808.448 | 819.2337 | 819.3961 | 815.1019 | 812.3202 | 816.8696 | 820.9429 | 821.633 | 750.2537 | 819.8752 | 812.1334 | 806.5252 | 814.8614 | 815.286 | 814.6361 | 821.8262 | 815.1214 | 822.0197 | 821.9942 | 817.3966 | 806.3648 | 813.8303 | 811.5863 | 813.2634 | 817.7594 | 822.0136 | 812.9535 | 816.763 | 808.9447 | 815.7249 | 822.0116 | 811.0739 | 811.9012 | 807.5716 | 823.9926 | 812.5459 | 819.3693 | 813.0135 | 815.2165 | 814.5108 | 815.2376 | 811.4852 | 817.8141 | 820.7867 | 818.5377 | 815.9008 | 817.8906 | 817.3284 | 818.535 | 766.316 | 809.3551 | 816.8306 | 811.1537 | 809.419 | 822.3917 | 811.8551 | 819.5123 | 818.316 | 814.3169 | 815.7923 | 819.9837 | 814.5001 | 809.1202 | 808.612 | 620.8414 | 819.18 | 810.6319 | 814.5159 | 814.6851 | 821.035 | 764.1666 | 817.6006 | 812.9931 | 818.0818 | 819.0385 | 819.3313 | 815.5337 | 820.8866 | 814.5897 | 815.8542 | 816.0591 | 819.3256 | 818.6488 | 819.5535 | 810.5615 | 822.0202 | 814.9527 | 813.1512 | 821.8152 | 807.6745 | 816.0396 | 822.8691 | 816.5657 | 822.8259 | 818.6732 | 817.5525 | 813.5782 | 813.3293 | 814.213 | 436.23 | 754.0062 | 812.3536 | 684.7306 | 817.2644 | 815.126 | 819.8132 | 814.7787 | 818.1542 | 818.3547 | 814.3472 | 809.6745 | 821.411 | 772.8433 | 814.1498 | 812.9982 | 809.2056 | 814.3904 | 811.1604 | 812.8838 | 820.5897 | 820.0345 | 822.6968 | 819.0029 | 711.73 | 116.754 | 807.054 | 813.586 | 814.1183 | 813.5591 | 820.6519 | 801.4561 | 810.3348 | 813.2952 | 821.1285 | 818.7819 | 820.2701 | 818.3835 | 814.5856 | 814.5491 | 822.2533 | 812.5246 | 819.6928 | 817.072 | 814.1441 | 815.2886 | 813.4187 | 818.9563 | 789.4884 | 821.8582 | 818.4773 | 822.7295 | 813.447 | 821.0276 | 818.7866 | 813.0576 | 425.0099 | 818.3052 | 817.4038 | 812.6422 | 819.3829 | 819.7727 | 817.7648 | 819.1067 | 806.9933 | 815.3136 | 821.5711 | 811.2231 | 816.3294 | 814.0082 | 815.9412 | 812.4297 | 819.8912 | 814.0511 | 815.9156 | 821.2066 | 818.606 | 817.9146 | 816.6767 | 821.872 | 822.4796 | 651.0378 | 818.4258 | 813.8365 | 818.066 | 813.0507 | 815.9501 | 818.0081 | 820.2602 | 810.7306 | 812.3919 | 817.03 | 820.9027 | 819.5196 | 818.4592 | 823.5792 | 819.4789 | 817.0596 | 814.2932 | 815.6681 | 814.1145 | 809.7992 | 813.4678 | 818.3888 | 818.0391 | 807.6833 | 819.5931 | 810.9502 | 811.069 | 762.0444 | 819.4436 | 815.6563 | 803.7259 | 812.1606 | 818.8936 | 822.3111 | 814.6361 | 815.7606 | 823.0456 | 816.6525 | 815.8803 | 823.877 | 823.3949 | 814.6036 | 821.1885 | 809.3277 | 821.202 | 812.8061 | 814.3892 | 814.2915 | 822.4312 | 819.5167 | 817.6883 | 814.1535 | 810.6764 | 809.9013 | 812.8883 | 814.8958 | 802.8333 | 817.3726 | 819.3735 | 813.2162 | 810.7379 | 824.4157 | 813.8437 | 812.6776 | 820.9849 | 810.1061 | 809.0326 | 790.1662 | 817.7368 | 821.6011 | 816.1997 | 812.1255 | 823.158 | 817.1548 | 819.707 | 812.8786 | 820.0792 | 814.8347 | 676.6675 | 810.8806 | 814.0607 | 813.4454 | 322.5355 | 810.6344 | 808.7128 | 814.1094 | 814.4983 | 818.0186 | 813.2472 | 814.7729 | 816.9888 | 819.4796 | 818.5476 | 817.4069 | 821.4226 | 823.2398 | 811.755 | 822.612 | 820.1646 | 822.962 | 822.2007 | 816.2883 | 815.7478 | 814.9237 | 822.0616 | 821.8029 | 813.1155 | 813.4991 | 811.5799 | 818.1078 | 813.0636 | 819.1713 | 819.8986 | 813.7615 | 808.1738 | 817.398 | 811.0923 | 817.1393 | 813.3023 | 822.8185 | 825.2632 | 818.4587 | 816.521 | 820.9461 | 810.2957 | 792.9299 | 811.3945 | 811.2823 | 816.1053 | 812.4962 | 816.9158 | 813.7387 | 815.9119 | 817.4372 | 812.6458 | 818.3784 | 787.3373 | 810.9971 | 823.2888 | 765.5377 | 819.0234 | 817.0524 | 818.4525 | 814.9414 | 816.6877 | 809.7171 | 814.7098 | 822.7404 | 812.1137 | 820.1035 | 818.5723 | 820.9334 | 823.9934 | 823.4801 | 814.0656 | 811.7401 | 810.2144 | 817.7123 | 817.3601 | 819.5725 | 815.6553 | 819.2932 | 815.593 | 820.0822 | 810.0611 | 818.4423 | 823.3154 | 819.3154 | 809.7632 | 813.9077 | 809.7376 | 814.0753 | 812.3301 | 824.8126 | 811.7922 | 810.3341 | 816.1101 | 809.3578 | 819.6404 | 812.1445 | 822.6055 | 812.5547 | 812.5235 | 810.4482 | 809.6146 | 821.9116 | 816.9411 | 809.52 | 814.7891 | 814.5492 | 815.1506 | 816.0422 | 811.8483 | 807.388 | 810.1185 | 812.8056 | 815.7888 | 815.9325 | 819.0757 | 812.9692 | 809.6133 | 819.2137 | 612.4143 | 816.501 | 817.0466 | 813.6703 | 819.3947 | 808.2453 | 738.9499 | 823.0639 | 807.3513 | 821.2543 | 754.3198 | 768.855 | 820.8091 | 817.7565 | 820.2166 | 820.537 | 822.1223 | 812.0304 | 810.9502 | 817.3066 | 822.1428 | 801.2265 | 812.1193 | 815.0602 | 815.845 | 815.1136 | 802.3267 | 818.4195 | 818.7877 | 819.3954 | 811.2716 | 813.1223 | 817.8067 | 818.1727 | 816.5992 | 814.6626 | 811.7451 | 817.8809 | 813.8767 | 811.0915 | 793.1186 | 813.7555 | 812.7679 | 816.6581 | 821.6902 | 817.3276 | 819.3235 | 806.9684 | 821.618 | 819.5744 | 817.6107 | 822.398 | 815.8476 | 817.7597 | 821.0015 | 814.2625 | 815.0016 | 819.7638 | 816.4851 | 813.0683 | 813.0908 | 814.9568 | 809.032 | 817.9627 | 810.8652 | 814.3825 | 809.1422 | 817.1213 | 813.9422 | 811.7237 | 812.751 | 820.2259 | 816.4827 | 821.2221 | 812.5429 | 822.9756 | 821.1235 | 812.0156 | 813.8523 | 813.9046 | 812.1243 | 585.5377 | 818.8991 | 815.7734 | 821.2485 | 822.6014 | 810.9909 | 817.99 | 821.1112 | 817.4334 | 778.6992 | 821.1776 | 811.9348 | 794.0001 | 811.1326 | 807.5466 | 814.1818 | 818.6528 | 812.8747 | 812.5231 | 813.9391 | 820.7476 | 817.0334 | 813.3415 | 823.271 | 815.7696 | 818.2926 | 121.2164 | 755.0434 | 805.0786 | 809.3022 | 821.9169 | 815.1625 | 814.8238 | 811.2352 | 824.4719 | 807.8035 | 817.565 | 240.5354 | 813.8196 | 813.7763 | 811.769 | 813.5513 | 812.6937 | 813.0703 | 812.2735 | 817.6848 | 819.8488 | 821.3022 | 816.1014 | 808.3137 | 822.1237 | 822.1572 | 812.4881 | 790.7827 | 758.9033 | 823.0058 | 817.0164 | 820.3192 | 812.7125 | 816.1721 | 819.4497 | 814.7006 | 802.2083 | 813.6866 | 814.2544 | 789.6773 | 812.1454 | 812.4074 | 809.3994 | 813.946 | 813.8213 | 804.412 | 823.0107 | 822.9144 | 820.8396 | 815.3631 | 813.8449 | 814.3723 | 810.2337 | 165.9385 | 823.7056 | 810.8871 | 811.4351 | 822.3727 | 818.8594 | 817.9905 | 815.2814 | 815.3299 | 810.593 | 815.9826 | 810.6251 | 812.9656 | 762.0292 | 814.0738 | 811.9081 | 812.3331 | 814.826 | 819.7756 | 814.0276 | 810.8772 | 818.4405 | 799.8604 | 814.0238 | 802.6478 | 812.5587 | 817.5729 | 814.7994 | 805.1178 | 811.4734 | 814.8644 | 812.9577 | 815.756 | 815.6068 | 810.5727 | 813.5834 | 818.6737 | 812.1651 | 821.499 | 814.5717 | 817.9954 | 817.6428 | 814.89 | 794.4859 | 820.3758 | 777.9053 | 736.5343 | 818.6962 | 816.6557 | 811.2103 | 810.1596 | 814.0262 | 800.8203 | 817.4412 | 816.6881 | 820.0706 | 820.2053 | 817.0748 | 818.1277 | 813.6821 | 820.0273 | 808.3503 | 815.0601 | 813.7199 | 815.9318 | 810.2484 | 804.8 | 813.1499 | 814.1898 | 768.0539 | 814.0579 | 810.7187 | 813.5847 | 815.9408 | 812.2696 | 812.3372 | 821.3505 | 818.5955 | 821.3968 | 811.5884 | 819.4005 | 814.6823 | 819.7721 | 812.7488 | 810.0046 | 811.3676 | 814.8946 | 812.2059 | 809.6283 | 821.4849 | 819.7645 | 816.0774 | 812.851 | 814.6862 | 813.2604 | 819.9558 | 821.0677 | 819.4239 | 822.0165 | 810.444 | 821.7847 | 811.6404 | 812.0807 | 819.3439 | 819.1696 | 824.1929 | 816.5348 | 818.261 | 818.0176 | 818.1688 | 814.9462 | 811.1336 | 814.2709 | 814.0984 | 806.9274 | 812.1429 | 813.744 | 816.581 | 814.2726 | 790.7274 | 817.3844 | 812.7847 | 814.8764 | 817.5075 | 811.3365 | 816.371 | 794.3114 | 814.1972 | 816.9689 | 818.4889 | 816.0799 | 811.8198 | 820.7926 | 805.6651 | 674.075 | 821.5546 | 815.2864 | 821.5231 | 821.739 | 817.2149 | 820.1023 | 803.3644 | 817.2695 | 817.8201 | 807.6276 | 822.2337 | 804.9026 | 813.5072 | 816.9127 | 765.8635 | 818.5401 | 820.6033 | 808.4712 | 822.8356 | 740.4631 | 822.6484 | 814.9197 | 818.4202 | 813.8603 | 810.2205 | 813.8491 | 819.9316 | 816.8719 | 820.2477 | 818.5457 | 808.9037 | 818.9211 | 820.9444 | 819.5318 | 806.4114 | 816.2003 | 817.6707 | 819.124 | 822.1672 | 820.0425 | 816.7655 | 808.4282 | 786.0968 | 810.6807 | 815.5307 | 817.4222 | 809.0899 | 802.1413 | 816.3539 | 812.2162 | 808.6772 | 816.8698 | 819.5452 | 810.249 | 813.3815 | 813.6378 | 811.546 | 814.4531 | 809.9941 | 816.6599 | 818.7964 | 818.8949 | 811.1575 | 809.9276 | 815.1389 | 814.7551 | 817.1669 | 817.5252 | 579.0744 | 806.9179 | 813.317 | 787.0393 | 813.1501 | 811.3209 | 818.2094 | 819.3426 | 818.0112 | 801.9196 | 97.6769 | 790.877 | 816.0152 | 820.6429 | 814.7667 | 814.7464 | 822.7894 | 815.6672 | 815.4289 | 818.3167 | 813.4458 | 822.8171 | 814.2865 | 821.2847 | 817.2207 | 811.7411 | 811.1334 | 813.7813 | 811.3609 | 811.2661 | 724.5501 | 812.1118 | 822.0091 | 814.7703 | 819.9285 | 764.4532 | 810.2518 | 820.2042 | 815.892 | 820.2666 | 815.8098 | 818.4893 | 808.5536 | 820.7215 | 806.1009 | 808.9948 | 812.8318 | 815.6086 | 817.6048 | 817.7793 | 816.9949 | 821.0392 | 815.1259 | 814.8312 | 813.9306 | 789.822 | 816.3625 | 816.692 | 779.2158 | 818.3916 | 812.0062 | 813.1403 | 813.9104 | 198.3182 | 814.8456 | 738.053 | 810.7161 | 820.1182 | 818.7322 | 812.3411 | 816.4213 | 814.4795 | 814.4166 | 808.4317 | 820.7602 | 712.6483 | 821.954 | 813.2742 | 824.9166 | 805.6695 | 814.4162 | 815.5225 | 817.1163 | 813.6889 | 811.3846 | 812.8538 | 814.7205 | 812.7933 | 820.2046 | 661.9974 | 796.38 | 809.7828 | 773.8833 | 818.5814 | 811.8967 | 817.9451 | 819.2815 | 818.615 | 809.508 | 817.7825 | 811.4753 | 814.4111 | 814.1068 | 806.232 | 816.6392 | 819.592 | 810.7338 | 815.163 | 809.9551 | 818.5879 | 816.2246 | 817.9086 | 737.8998 | 816.0156 | 813.9199 | 814.7476 | 795.9481 | 813.3455 | 813.0371 | 817.4153 | 817.0992 | 816.6266 | 816.9584 | 697.9187 | 820.5392 | 819.4247 | 808.6088 | 812.1134 | 812.4548 | 724.8246 | 787.0853 | 808.5918 | 562.5519 | 809.385 | 813.9089 | 819.6714 | 816.8762 | 564.93 | 809.164 | 817.5227 | 818.8721 | 813.5007 | 821.8388 | 821.1176 | 817.5716 | 814.5992 | 818.0443 | 820.4997 | 815.5058 | 810.908 | 821.1062 | 812.8135 | 821.1726 | 820.4865 | 819.7179 | 817.1875 | 818.1435 | 816.5633 | 819.6969 | 812.1381 | 812.2011 | 821.1102 | 820.2931 | 822.6346 | 818.4116 | 813.3706 | 789.0139 | 814.9375 | 817.2721 | 288.2352 | 815.3992 | 812.8176 | 816.2385 | 814.0612 | 816.5513 | 818.4375 | 816.332 | 823.0359 | 818.6517 | 815.7943 | 814.8553 | 819.883 | 817.9098 | 814.3926 | 822.1592 | 811.4406 | 814.8084 | 815.4449 | 813.3337 | 811.8596 | 819.0796 | 815.595 | 816.1808 | 814.3044 | 819.4323 | 821.9683 | 812.3933 | 816.8919 | 813.5324 | 818.6962 | 818.3731 | 818.1224 | 814.87 | 822.3719 | 817.0386 | 811.2007 | 815.8429 | 818.3267 | 813.8683 | 807.9756 | 821.1115 | 819.7601 | 813.7336 | 811.7337 | 818.6062 | 821.5176 | 817.0463 | 814.0624 | 816.3548 | 821.9731 | 812.9273 | 812.829 | 822.6432 | 814.2285 | 812.3631 | 822.4444 | 807.5805 | 814.5803 | 821.194 | 807.4015 | 820.6702 | 813.1004 | 814.312 | 813.7734 | 813.053 | 443.4091 | 811.8079 | 801.9394 | 819.7302 | 816.3358 | 819.506 | 810.2704 | 150.4807 | 821.5502 | 820.9653 | 815.2413 | 812.3888 | 554.9955 | 763.9142 | 814.3026 | 818.4278 | 810.9433 | 821.054 | 813.9333 | 812.3002 | 812.4395 | 814.2908 | 811.46 | 804.7595 | 812.586 | 816.2851 | 815.3035 | 816.3409 | 679.5524 | 816.8624 | 813.0985 | 817.6961 | 820.7041 | 815.7422 | 822.3988 | 814.5492 | 814.7228 | 802.5866 | 813.4982 | 808.4958 | 816.7192 | 821.5722 | 813.6806 | 819.8518 | 815.5987 | 817.3269 | 823.9446 | 815.4336 | 814.9372 | 812.4807 | 811.5354 | 810.829 | 814.6533 | 820.7628 | 820.0979 | 813.4376 | 820.9025 | 815.4785 | 819.996 | 815.7615 | 815.5828 | 820.343 | 815.9983 | 812.3945 | 813.7857 | 817.4365 | 811.7116 | 821.5741 | 811.3874 | 815.9441 | 803.9332 | 818.1797 | 819.7823 | 811.9973 | 816.198 | 812.9386 | 822.2962 | 813.8067 | 819.8404 | 814.2374 | 816.8743 | 813.1333 | 815.4651 | 821.1821 | 816.4529 | 814.7871 | 821.823 | 816.3149 | 810.9153 | 808.8682 | 815.2633 | 818.7274 | 814.7283 | 794.4262 | 817.7644 | 809.7576 | 812.9913 | 811.9349 | 815.0626 | 812.4445 | 811.7416 | 821.6826 | 818.7172 | 822.0453 | 814.4671 | 817.1705 | 811.3527 | 810.8489 | 814.6631 | 812.1601 | 749.9894 | 822.4998 | 818.913 | 815.5113 | 818.2589 | 804.1717 | 817.4251 | 817.6312 | 820.1865 | 812.1737 | 814.3511 | 817.2847 | 816.5245 | 817.7914 | 812.7401 | 813.9804 | 816.756 | 812.3882 | 812.582 | 813.3285 | 812.3471 | 815.3907 | 820.1082 | 820.6288 | 812.5488 | 820.804 | 811.3488 | 810.7346 | 817.9244 | 817.7359 | 819.9754 | 820.1989 | 814.9451 | 823.7486 | 815.0337 | 821.1789 | 819.8162 | 128.5912 | 815.9636 | 816.3168 | 805.9498 | 815.9898 | 812.1917 | 811.1428 | 817.9494 | 821.0552 | 816.9376 | 793.6437 | 817.3077 | 811.0553 | 818.5724 | 102.9984 | 822.3686 | 812.66 | 821.0323 | 819.1679 | 815.2818 | 819.9264 | 821.9945 | 797.1661 | 816.8287 | 821.7544 | 810.2817 | 813.4059 | 813.7616 | 817.409 | 816.8254 | 779.2489 | 811.5788 | 819.5329 | 811.6724 | 817.9584 | 817.2368 | 816.9835 | 815.3605 | 807.7784 | 811.1599 | 820.6333 | 814.6173 | 817.8947 | 813.6857 | 820.2495 | 817.532 | 818.7367 | 815.5806 | 811.2273 | 811.3799 | 822.9639 | 824.1805 | 267.0849 | 817.0674 | 782.8233 | 813.176 | 812.5928 | 728.4547 | 811.5802 | 817.9452 | 821.7798 | 810.4156 | 820.6616 | 816.9891 | 810.4937 | 810.8708 | 819.2117 | 811.3328 | 821.3724 | 812.2976 | 819.9252 | 818.2711 | 808.7119 | 783.3889 | 812.3565 | 822.814 | 810.414 | 818.8779 | 819.4972 | 811.2117 | 822.4902 | 822.9005 | 815.7975 | 818.9277 | 817.6711 | 812.6512 | 807.5276 | 824.1961 | 810.3713 | 815.3798 | 820.328 | 821.8688 | 812.5807 | 762.0913 | 819.2999 | 815.0113 | 629.0225 | 823.3744 | 817.5761 | 711.563 | 819.9043 | 815.734 | 820.3434 | 818.7841 | 815.9774 | 817.6492 | 812.2197 | 790.3384 | 816.6885 | 819.8508 | 815.8005 | 820.709 | 814.8003 | 724.0467 | 664.8281 | 817.5068 | 812.7202 | 815.0071 | 526.674 | 815.5008 | 818.864 | 811.459 | 690.826 | 810.2926 | 821.9075 | 811.039 | 810.465 | 802.5387 | 813.4854 | 814.1124 | 819.1038 | 819.3216 | 818.6719 | 812.8756 | 814.7668 | 823.8531 | 819.0482 | 812.4521 | 759.4885 | 814.2997 | 813.5893 | 735.1 | 818.1818 | 816.8259 | 811.6384 | 823.7708 | 802.3723 | 815.7442 | 820.8824 | 815.1535 | 813.1156 | 820.0821 | 818.4367 | 820.0162 | 812.5816 | 817.0235 | 818.2004 | 816.1046 | 811.3736 | 816.8971 | 811.7931 | 813.3919 | 817.2425 | 806.7482 | 276.0995 | 817.0865 | 820.5738 | 821.6467 | 811.0476 | 812.1502 | 816.0971 | 180.1532 | 821.8543 | 817.5351 | 818.9826 | 819.3883 | 812.2826 | 820.0373 | 819.5223 | 814.34 | 818.1921 | 817.9245 | 819.8841 | 820.7348 | 820.7691 | 820.0101 | 810.6645 | 817.6529 | 805.1884 | 811.212 | 818.9704 | 820.694 | 808.2492 | 817.0298 | 816.5601 | 816.4299 | 811.5849 | 820.2113 | 812.8354 | 809.3007 | 817.4779 | 819.8658 | 819.3941 | 818.7538 | 815.9699 | 821.0004 | 813.5942 | 822.7663 | 819.4727 | 788.0058 | 814.8598 | 816.7396 | 819.7746 | 817.9456 | 814.2557 | 819.2133 | 819.536 | 817.3118 | 815.8933 | 812.6228 | 821.0304 | 822.6011 | 821.6344 | 814.4923 | 816.1798 | 796.0016 | 812.6864 | 816.2302 | 818.9938 | 816.2768 | 823.0272 | 812.2338 | 817.4478 | 822.0186 | 815.1926 | 816.7329 | 824.7098 | 821.7803 | 813.1163 | 812.3904 | 812.171 | 817.8409 | 819.6736 | 821.7861 | 810.5089 | 816.7019 | 822.4551 | 817.2414 | 815.7044 | 821.8049 | 812.4669 | 600.5952 | 817.9788 | 806.0527 | 70.8211 | 816.3318 | 820.3628 | 812.5513 | 819.6746 | 813.6293 | 817.0269 | 810.4738 | 811.0262 | 811.595 | 666.3938 | 819.2916 | 814.4884 | 823.11 | 798.171 | 816.3025 | 818.9014 | 819.7311 | 817.9463 | 821.5192 | 821.4191 | 815.5898 | 811.0104 | 810.124 | 813.8514 | 818.1163 | 820.3268 | 822.6679 | 811.8271 | 814.2391 | 812.2672 | 814.6796 | 783.1658 | 821.3152 | 820.132 | 818.1451 | 818.5855 | 813.9484 | 821.5393 | 811.2318 | 812.6702 | 819.8151 | 811.6984 | 810.0462 | 812.7962 | 820.5666 | 811.8842 | 817.8547 | 824.4629 | 806.8194 | 821.5952 | 819.6196 | 820.8885 | 740.9395 | 813.5872 | 820.7947 | 809.8721 | 811.025 | 816.2955 | 810.4861 | 812.5015 | 818.9113 | 818.2271 | 818.5605 | 820.7601 | 819.4391 | 80.8085 | 818.9229 | 821.7971 | 815.0443 | 814.6005 | 815.1271 | 817.3152 | 814.4951 | 813.1638 | 819.6018 | 813.7744 | 814.3124 | 808.8992 | 813.9183 | 817.452 | 814.6739 | 812.7177 | 811.4024 | 816.3149 | 813.7986 | 812.5396 | 808.6136 | 818.6114 | 818.8577 | 819.7968 | 810.5682 | 815.0234 | 818.5708 | 804.6918 | 818.947 | 814.6848 | 817.4439 | 814.5439 | 818.9865 | 819.6599 | 813.4846 | 818.2945 | 811.5697 | 791.6625 | 814.3756 | 819.601 | 822.8293 | 818.3292 | 813.0763 | 817.5511 | 810.9502 | 798.9321 | 814.183 | 815.2087 | 817.1033 | 812.6618 | 815.5279 | 812.9084 | 819.4646 | 811.4471 | 817.3252 | 820.2847 | 818.9759 | 814.7315 | 814.5845 | 818.9484 | 822.5781 | 79.4973 | 818.2398 | 818.7595 | 813.3776 | 760.9006 | 805.6402 | 811.8672 | 812.582 | 820.3244 | 813.2506 | 823.8725 | 809.3217 | 820.075 | 759.479 | 814.6164 | 820.475 | 809.5235 | 812.2192 | 818.8634 | 815.6352 | 821.1016 | 821.7549 | 816.1851 | 815.323 | 821.8303 | 814.1031 | 811.7302 | 816.6629 | 754.0688 | 813.4084 | 821.0623 | 816.0191 | 814.4098 | 817.0333 | 820.816 | 803.0131 | 811.7007 | 820.4577 | 823.2321 | 817.4378 | 822.0949 | 823.4465 | 823.242 | 813.2503 | 819.1875 | 816.3613 | 814.5324 | 823.0584 | 807.6887 | 821.8818 | 813.5211 | 816.8915 | 816.9025 | 816.5219 | 820.4009 | 819.8988 | 799.2802 | 789.0051 | 816.418 | 819.885 | 818.3031 | 810.8684 | 813.2542 | 812.7531 | 811.4192 | 815.3518 | 820.9038 | 819.1672 | 815.0129 | 820.1079 | 818.8077 | 816.097 | 818.1356 | 819.8504 | 816.3835 | 818.4025 | 814.218 | 817.7667 | 810.8356 | 816.2633 | 811.9924 | 822.2168 | 817.7339 | 822.6158 | 813.3533 | 815.8942 | 816.7262 | 812.5698 | 813.341 | 813.3465 | 812.346 | 812.5958 | 823.3826 | 810.3478 | 637.765 | 810.1272 | 817.7684 | 816.2622 | 812.5325 | 819.7859 | 817.697 | 816.6368 | 820.3269 | 820.4664 | 818.675 | 819.606 | 818.4893 | 813.3189 | 820.2612 | 820.3157 | 800.9822 | 761.6835 | 810.1312 | 813.3305 | 820.924 | 820.5832 | 394.5722 | 822.5043 | 797.2639 | 820.0843 | 812.5742 | 821.7856 | 816.4337 | 816.1347 | 785.2419 | 820.3848 | 811.75 | 812.46 | 811.6514 | 596.8054 | 820.0684 | 818.5761 | 808.4606 | 813.3177 | 820.294 | 814.1442 | 813.565 | 820.4471 | 811.9558 | 813.9583 | 822.5848 | 821.2359 | 813.1184 | 814.6043 | 816.2061 | 814.5108 | 818.1416 | 815.2869 | 813.9612 | 822.7468 | 821.1505 | 812.9628 | 814.6028 | 813.923 | 817.9151 | 820.4024 | 758.6516 | 819.4722 | 812.8041 | 810.323 | 818.2653 | 811.6256 | 816.5811 | 485.0419 | 810.7013 | 822.9437 | 815.8806 | 813.6498 | 810.4071 | 813.7507 | 814.0121 | 813.9648 | 814.7593 | 815.1281 | 818.9479 | 795.7726 | 816.0691 | 817.5452 | 813.2907 | 815.1297 | 812.1112 | 814.4376 | 816.2372 | 811.8694 | 815.8414 | 815.4403 | 824.1331 | 820.2332 | 814.8926 | 815.0548 | 811.7929 | 816.4109 | 794.4137 | 816.7507 | 819.177 | 813.2096 | 815.7955 | 817.6951 | 819.2938 | 816.0714 | 823.2802 | 811.8095 | 816.1636 | 821.299 | 816.7999 | 818.4695 | 818.0351 | 812.6833 | 814.7855 | 816.0539 | 818.4168 | 809.9309 | 819.4962 | 820.5951 | 821.5659 | 820.3155 | 819.6513 | 819.0902 | 812.5635 | 808.4627 | 822.8933 | 819.0046 | 819.7744 | 817.1046 | 821.7998 | 809.7938 | 814.6786 | 817.5852 | 813.8972 | 813.054 | 824.2773 | 819.1789 | 819.1908 | 820.2738 | 821.2495 | 816.3854 | 818.0138 | 823.0721 | 819.801 | 821.0918 | 727.1121 | 814.8202 | 817.6839 | 805.35 | 819.5678 | 15.9168 | 457.0833 | 814.1569 | 818.7618 | 817.6428 | 824.295 | 812.0154 | 808.1488 | 819.4893 | 818.8862 | 814.582 | 818.4894 | 810.0463 | 815.9153 | 813.2714 | 817.4553 | 819.5295 | 819.8875 | 819.2979 | 817.0708 | 817.1116 | 776.1829 | 763.8449 | 822.8471 | 757.5903 | 822.4642 | 813.4825 | 821.3495 | 814.2943 | 812.7579 | 819.3883 | 816.5144 | 811.6828 | 818.8526 | 812.5461 | 816.4877 | 823.7295 | 824.2582 | 812.689 | 607.8401 | 817.196 | 811.3213 | 813.86 | 818.4008 | 823.4773 | 814.8419 | 768.5216 | 820.5784 | 795.0084 | 816.1055 | 813.7732 | 817.7365 | 816.3487 | 814.6416 | 819.0776 | 813.84 | 820.2656 | 813.5062 | 804.081 | 809.4065 | 824.3057 | 817.1619 | 820.4962 | 821.8887 | 801.9846 | 816.6693 | 818.8785 | 822.2065 | 800.9151 | 814.5364 | 812.8955 | 819.9882 | 814.387 | 820.7098 | 819.9528 | 818.8243 | 164.7057 | 816.0409 | 813.4745 | 814.1262 | 813.9576 | 819.2957 | 805.0836 | 821.8018 | 810.1957 | 815.1703 | 818.8133 | 821.3255 | 810.2653 | 818.3886 | 821.1627 | 819.3636 | 815.4217 | 813.0275 | 820.7354 | 814.2695 | 820.0892 | 814.875 | 814.9511 | 811.637 | 819.6909 | 812.9208 | 821.815 | 819.4511 | 814.54 | 816.542 | 815.8601 | 822.3856 | 818.0239 | 817.197 | 813.1266 | 817.1279 | 822.9388 | 819.4005 | 808.1212 | 814.5536 | 811.9335 | 814.9339 | 818.2173 | 817.8372 | 818.0976 | 812.5867 | 810.5594 | 821.6673 | 822.1699 | 810.9221 | 822.0013 | 817.4709 | 812.8064 | 816.3874 | 820.7823 | 821.3482 | 818.1922 | 815.5045 | 819.7405 | 809.9959 | 823.6517 | 820.3561 | 820.8787 | 822.5492 | 824.2981 | 821.9651 | 778.3214 | 817.0371 | 813.2943 | 796.1244 | 817.2915 | 816.3156 | 813.7766 | 817.2571 | 809.5141 | 820.3793 | 816.105 | 820.4326 | 15.7456 | 821.802 | 818.9385 | 813.8387 | 808.7269 | 809.4612 | 816.5775 | 814.9418 | 810.0727 | 812.347 | 817.6621 | 818.2407 | 822.8251 | 811.1555 | 811.9773 | 816.0006 | 818.3257 | 820.9166 | 813.6951 | 821.341 | 818.6104 | 816.6894 | 818.1084 | 813.4664 | 818.5065 | 811.5469 | 813.0818 | 812.1137 | 820.0558 | 817.733 | 780.226 | 820.4069 | 819.5846 | 485.5479 | 811.8 | 815.0432 | 815.478 | 810.9984 | 818.1552 | 818.6586 | 811.7342 | 812.7049 | 813.0767 | 766.5435 | 815.7455 | 787.9066 | 774.4447 | 818.0166 | 814.6089 | 813.3829 | 823.2992 | 821.1102 | 821.813 | 814.2721 | 815.5439 | 805.7551 | 815.2833 | 823.583 | 791.8987 | 820.734 | 817.6503 | 812.2267 | 818.9406 | 811.7482 | 815.5449 | 815.9957 | 815.1766 | 811.1995 | 813.9057 | 809.6534 | 812.6387 | 816.815 | 808.5109 | 813.2834 | 818.6154 | 811.8962 | 805.5998 | 814.699 | 822.4313 | 819.7269 | 812.8086 | 812.7306 | 813.2061 | 819.7782 | 812.1565 | 820.1615 | 811.9823 | 819.4057 | 730.7507 | 813.8737 | 818.1584 | 798.4341 | 821.2589 | 810.1978 | 814.4279 | 815.3441 | 821.4617 | 812.9701 | 816.1504 | 818.5109 | 806.7091 | 821.8415 | 819.5514 | 815.7208 | 819.3175 | 817.7778 | 821.4152 | 818.8979 | 812.9689 | 819.4515 | 815.3564 | 820.6921 | 814.5938 | 811.5696 | 819.114 | 811.4759 | 818.6141 | 818.6011 | 812.522 | 813.328 | 781.6991 | 813.7718 | 814.9638 | 816.338 | 819.9155 | 820.9712 | 813.0077 | 816.407 | 812.3223 | 821.358 | 665.1948 | 808.2658 | 819.1639 | 815.6961 | 823.7326 | 673.3396 | 818.6859 | 806.7465 | 812.214 | 813.9048 | 816.3635 | 811.8079 | 815.6907 | 817.6069 | 818.7565 | 814.6395 | 822.6982 | 816.2053 | 810.0412 | 812.6385 | 812.3538 | 821.8458 | 811.8442 | 819.3849 | 804.0052 | 823.1656 | 813.4279 | 813.3028 | 815.195 | 812.7918 | 806.1125 | 809.3339 | 813.8874 | 817.0242 | 813.5168 | 811.9286 | 809.4061 | 820.5807 | 820.1394 | 816.2156 | 818.3003 | 818.3777 | 814.7418 | 818.1729 | 819.1918 | 816.0291 | 821.7134 | 818.3417 | 821.8613 | 809.9424 | 808.8623 | 821.7434 | 410.1667 | 819.4189 | 817.0772 | 817.5544 | 819.2068 | 813.2639 | 762.386 | 810.7196 | 816.4539 | 822.8106 | 810.1292 | 814.6275 | 812.7191 | 822.4015 | 815.5823 | 816.0001 | 821.4961 | 815.5721 | 811.2294 | 819.6581 | 813.0924 | 811.8057 | 815.3895 | 817.7779 | 707.3368 | 812.5144 | 815.0052 | 811.1828 | 817.3767 | 810.8571 | 811.8746 | 811.8598 | 810.0978 | 766.8656 | 818.5767 | 814.0765 | 821.5896 | 821.8666 | 818.0142 | 815.6483 | 811.1226 | 816.3195 | 814.876 | 818.5514 | 814.1462 | 819.4053 | 818.7061 | 807.9326 | 814.2976 | 818.2299 | 816.0075 | 813.2463 | 812.3723 | 814.7003 | 821.6137 | 811.5249 | 819.5102 | 814.2293 | 813.1924 | 815.559 | 805.8775 | 813.6804 | 822.739 | 810.3777 | 816.265 | 816.5632 | 819.097 | 814.1363 | 816.6157 | 812.0126 | 814.5938 | 810.5911 | 819.7127 | 767.9413 | 823.9517 | 813.9211 | 816.9884 | 815.2467 | 810.494 | 816.7323 | 813.3524 | 810.4645 | 823.2895 | 810.9923 | 818.797 | 815.4068 | 818.6378 | 821.8067 | 812.9886 | 809.9163 | 816.6297 | 814.9982 | 811.92 | 815.3544 | 819.7399 | 810.0331 | 761.6226 | 823.2305 | 810.5573 | 813.9388 | 815.0422 | 814.4015 | 814.0012 | 811.7222 | 817.2974 | 813.7744 | 820.5408 | 813.1535 | 816.5832 | 809.8116 | 821.8421 | 810.8898 | 821.0515 | 814.7091 | 760.5861 | 816.1903 | 812.9842 | 818.807 | 817.0035 | 818.9432 | 811.1599 | 807.6592 | 765.6553 | 821.0779 | 817.648 | 816.1028 | 819.2484 | 815.0381 | 805.5356 | 814.0491 | 819.0582 | 814.0058 | 813.5067 | 171.0971 | 808.7916 | 820.6801 | 757.8419 | 812.9021 | 817.6018 | 816.7823 | 814.064 | 811.534 | 811.561 | 816.836 | 820.5737 | 813.2666 | 820.2364 | 812.8376 | 811.9287 | 816.7765 | 815.1957 | 817.2761 | 814.7025 | 810.545 | 812.0178 | 809.4252 | 810.3314 | 817.5437 | 813.842 | 813.4213 | 818.306 | 814.0686 | 820.5609 | 812.492 | 823.1002 | 819.4668 | 813.3644 | 823.2084 | 812.4227 | 812.4342 | 813.5926 | 811.6355 | 820.6416 | 823.1809 | 812.6601 | 819.8748 | 809.1745 | 812.9782 | 814.7429 | 825.5626 | 810.1727 | 792.7158 | 821.28 | 821.4298 | 800.6632 | 819.248 | 815.152 | 811.9559 | 815.23 | 724.3495 | 810.8156 | 821.9905 | 817.5691 | 805.3141 | 814.3002 | 815.1144 | 813.6037 | 317.3488 | 813.3186 | 811.8792 | 812.1503 | 813.6532 | 820.7102 | 813.4259 | 819.1816 | 815.8272 | 815.0095 | 822.9403 | 817.3168 | 818.1544 | 820.5117 | 811.1004 | 812.9338 | 814.8981 | 810.663 | 817.1306 | 819.8323 | 820.6329 | 817.3571 | 816.4462 | 813.4057 | 813.8527 | 814.6704 | 814.9559 | 811.9725 | 809.8407 | 799.4078 | 815.2815 | 813.8962 | 816.4889 | 737.7111 | 812.9007 | 815.1952 | 821.435 | 819.1562 | 808.8562 | 819.7889 | 811.0712 | 813.4811 | 813.4255 | 820.6708 | 817.3707 | 820.6516 | 508.1847 | 815.8085 | 816.3229 | 819.3165 | 804.7643 | 807.8219 | 818.6768 | 818.5032 | 816.0253 | 811.3942 | 820.6719 | 807.8747 | 811.0054 | 811.5122 | 810.3966 | 811.7818 | 818.4556 | 820.2411 | 819.9908 | 817.2967 | 818.3338 | 811.6536 | 814.822 | 813.2348 | 815.9105 | 811.3395 | 814.2657 | 809.4265 | 813.8554 | 818.149 | 813.6368 | 818.687 | 816.5097 | 822.5352 | 818.8115 | 815.7823 | 814.9679 | 820.5246 | 703.4869 | 812.8984 | 817.4728 | 714.2872 | 820.4174 | 816.1563 | 809.2154 | 813.6505 | 814.1019 | 814.1437 | 816.9908 | 819.2253 | 820.9969 | 808.897 | 813.547 | 814.1437 | 822.4496 | 811.8297 | 806.9988 | 819.0076 | 807.5474 | 813.2887 | 804.5379 | 815.8245 | 815.3375 | 820.4063 | 820.0062 | 819.3893 | 809.4174 | 817.7219 | 820.3112 | 774.6421 | 821.2909 | 811.6523 | 811.9058 | 816.8836 | 813.6964 | 813.3837 | 812.5967 | 781.2927 | 812.7565 | 810.9414 | 819.237 | 815.3849 | 813.574 | 815.2909 | 809.6581 | 821.1751 | 816.227 | 816.58 | 824.2806 | 813.675 | 794.1826 | 817.1665 | 789.6354 | 817.7155 | 813.9445 | 812.0706 | 818.435 | 815.3219 | 812.393 | 821.1038 | 814.6381 | 819.784 | 818.0298 | 817.0927 | 825.8617 | 814.5407 | 613.9608 | 816.3096 | 823.5426 | 821.3999 | 816.604 | 811.3487 | 822.187 | 819.1708 | 816.0445 | 814.3885 | 818.4036 | 750.2739 | 815.838 | 814.6007 | 819.8062 | 814.7095 | 820.3263 | 815.3801 | 820.8102 | 822.0159 | 816.5953 | 815.3175 | 806.6671 | 815.2197 | 819.4454 | 816.9644 | 820.6785 | 820.9161 | 817.0273 | 820.4958 | 810.6422 | 812.9798 | 807.7589 | 816.1124 | 820.5869 | 817.8377 | 814.3927 | 821.5182 | 813.6417 | 814.3681 | 810.242 | 812.5972 | 813.0703 | 818.6489 | 815.1066 | 815.9606 | 817.6899 | 811.2857 | 430.7435 | 814.3168 | 814.2405 | 815.4701 | 810.1207 | 815.9365 | 818.8889 | 809.8393 | 814.2132 | 792.4911 | 815.7965 | 819.8159 | 814.2372 | 817.6816 | 823.0345 | 814.9738 | 818.1547 | 813.262 | 813.1899 | 819.4244 | 813.7894 | 814.1582 | 822.7503 | 817.9385 | 815.4656 | 812.7102 | 811.5665 | 812.3175 | 815.6125 | 810.7722 | 818.2317 | 814.1777 | 821.4062 | 808.8449 | 819.5378 | 819.7321 | 818.7033 | 815.5952 | 814.296 | 817.1532 | 802.4256 | 741.2872 | 817.179 | 814.241 | 820.7441 | 819.7465 | 816.6648 | 812.6274 | 806.3324 | 796.8109 | 815.892 | 813.1791 | 803.1802 | 820.0915 | 815.8758 | 809.4726 | 812.3841 | 814.2472 | 820.9547 | 10.7152 | 819.4919 | 819.4483 | 813.1163 | 821.0658 | 816.305 | 709.2615 | 819.4999 | 824.0026 | 817.4824 | 821.9959 | 820.4872 | 811.6461 | 819.91 | 816.7229 | 815.257 | 819.7041 | 813.5674 | 821.5418 | 794.0843 | 817.1649 | 814.5962 | 812.6355 | 818.0221 | 816.6223 | 817.2067 | 817.3815 | 820.6082 | 813.4877 | 814.5774 | 813.6567 | 803.6382 | 810.1054 | 809.4941 | 823.6818 | 816.1894 | 812.2867 | 812.2769 | 819.6406 | 823.4185 | 807.2037 | 804.9975 | 813.0365 | 719.1592 | 820.564 | 819.3156 | 543.5455 | 817.9885 | 812.5054 | 822.5918 | 810.9211 | 810.4035 | 819.5093 | 822.6402 | 811.3731 | 820.8897 | 652.3192 | 815.4419 | 815.9304 | 758.9613 | 810.3139 | 812.8546 | 812.3604 | 809.5134 | 819.2366 | 815.4556 | 819.686 | 811.1858 | 812.868 | 814.1176 | 811.8206 | 809.4333 | 812.7189 | 818.0059 | 811.6679 | 820.0391 | 819.5922 | 821.6717 | 815.4827 | 713.2135 | 820.6355 | 813.5039 | 811.2848 | 818.3277 | 818.3627 | 820.2001 | 815.0127 | 820.8682 | 816.7452 | 816.1379 | 818.1014 | 817.4245 | 815.7735 | 821.5808 | 818.4431 | 736.1842 | 811.6353 | 541.2648 | 813.7541 | 811.9026 | 815.037 | 819.1789 | 816.5249 | 821.8904 | 817.8557 | 813.9263 | 815.0611 | 813.0837 | 813 | 816.5507 | 813.5714 | 811.4092 | 816.0854 | 817.5643 | 821.5163 | 802.4436 | 810.1149 | 819.312 | 814.6552 | 813.2778 | 815.1754 | 817.9962 | 816.0528 | 813.3483 | 811.8611 | 811.7172 | 822.4224 | 813.0641 | 588.3189 | 822.7353 | 716.773 | 817.8942 | 815.4841 | 817.0201 | 817.0561 | 816.9646 | 819.3726 | 814.9803 | 817.9316 | 812.3214 | 774.0923 | 822.1431 | 823.3036 | 817.7024 | 817.0531 | 811.7241 | 822.2009 | 811.2424 | 825.1584 | 822.6294 | 820.1671 | 813.1198 | 814.0639 | 817.3325 | 813.5386 | 814.3186 | 822.1449 | 818.7785 | 819.2617 | 819.8599 | 770.1631 | 816.0579 | 806.1647 | 815.5055 | 815.0146 | 812.1536 | 820.1103 | 817.0342 | 816.7762 | 813.2303 | 817.0142 | 811.1239 | 813.7584 | 810.1063 | 814.93 | 814.7771 | 817.4678 | 817.1525 | 783.4495 | 747.7053 | 811.1674 | 822.0526 | 821.4837 | 821.0285 | 813.1903 | 800.9587 | 823.7814 | 819.7554 | 819.9354 | 822.8906 | 791.3932 | 818.9075 | 809.1189 | 797.5032 | 812.5559 | 810.5497 | 816.0379 | 820.9629 | 789.303 | 814.4729 | 818.455 | 813.8967 | 814.0035 | 810.9332 | 799.2337 | 820.753 | 811.864 | 816.5721 | 814.9304 | 813.4797 | 813.5784 | 823.0787 | 466.2591 | 820.0098 | 813.9721 | 781.247 | 814.4887 | 815.2225 | 43.3216 | 814.2148 | 815.3745 | 819.1851 | 758.7305 | 812.2783 | 813.3953 | 812.9391 | 818.0088 | 813.6922 | 815.8658 | 819.5966 | 816.8748 | 821.0203 | 809.4559 | 816.7935 | 816.327 | 815.0462 | 822.4919 | 821.2202 | 819.8363 | 821.6949 | 815.8522 | 822.4276 | 819.0428 | 814.7904 | 812.0608 | 809.2768 | 815.6863 | 809.0635 | 816.0308 | 809.637 | 603.1436 | 814.0312 | 809.4252 | 819.4957 | 813.9464 | 812.1474 | 818.1956 | 811.7216 | 809.564 | 824.1696 | 822.8283 | 814.8291 | 811.0924 | 810.5559 | 811.2105 | 818.6205 | 819.9196 | 815.4475 | 819.9324 | 811.4929 | 821.9174 | 816.9542 | 818.5858 | 558.4845 | 822.2954 | 809.0783 | 812.9035 | 816.6709 | 816.3012 | 811.6621 | 821.7882 | 819.7565 | 815.6352 | 813.006 | 814.4921 | 813.4579 | 817.3075 | 816.1855 | 814.9868 | 812.6949 | 823.9521 | 808.9581 | 812.2284 | 816.7337 | 819.1768 | 813.5973 | 822.6866 | 814.1454 | 811.4467 | 813.4927 | 801.9147 | 821.473 | 818.161 | 812.7418 | 804.5886 | 812.9515 | 820.2964 | 813.1128 | 815.1148 | 815.1559 | 811.2715 | 820.2548 | 812.1888 | 811.9615 | 820.5935 | 813.7566 | 821.0141 | 787.0499 | 817.8459 | 821.522 | 818.4168 | 816.3718 | 822.8622 | 814.8919 | 810.0602 | 811.3878 | 811.0376 | 817.5049 | 821.0179 | 815.8547 | 814.6811 | 797.5254 | 812.9679 | 813.594 | 819.1317 | 820.1511 | 816.6638 | 816.3848 | 818.0533 | 822.0133 | 810.6421 | 820.955 | 811.4288 | 812.856 | 811.09 | 814.81 | 813.9955 | 815.4823 | 817.7008 | 815.5108 | 815.5745 | 817.3081 | 813.4452 | 821.1132 | 819.2826 | 818.5728 | 820.4309 | 817.1712 | 815.8004 | 802.9441 | 813.3106 | 812.988 | 816.2465 | 823.1985 | 819.8922 | 822.2883 | 816.6459 | 816.021 | 815.0523 | 812.6215 | 818.9806 | 815.0018 | 813.0015 | 811.0398 | 813.6606 | 807.1994 | 810.2876 | 815.9371 | 763.5478 | 812.6889 | 822.2919 | 823.6313 | 817.946 | 815.6519 | 811.4925 | 809.748 | 823.3903 | 818.5472 | 813.1396 | 813.977 | 815.551 | 816.5119 | 810.0049 | 818.8758 | 815.8924 | 814.2898 | 819.0259 | 803.9392 | 818.1237 | 819.2137 | 811.5277 | 811.4624 | 817.3774 | 817.7934 | 823.2419 | 820.4596 | 810.8906 | 666.0785 | 822.0583 | 815.2509 | 814.76 | 818.6184 | 813.9174 | 818.4107 | 815.2758 | 821.569 | 812.837 | 814.229 | 817.0904 | 818.3051 | 632.1006 | 809.9619 | 819.4578 | 814.1657 | 813.7071 | 810.9567 | 811.009 | 817.9607 | 797.1369 | 817.3841 | 815.858 | 817.2689 | 819.1675 | 812.5391 | 812.8117 | 819.343 | 818.2274 | 809.91 | 811.1914 | 821.8204 | 811.038 | 815.9756 | 814.2005 | 823.2411 | 815.1519 | 821.6615 | 816.9521 | 811.1323 | 818.435 | 818.4419 | 812.4662 | 817.4773 | 823.8812 | 782.6558 | 814.7196 | 810.8822 | 824.3443 | 816.0269 | 815.9339 | 818.1259 | 812.2412 | 810.9176 | 802.4253 | 812.2964 | 804.7456 | 144.665 | 812.2553 | 606.626 | 819.9489 | 815.1032 | 811.8922 | 810.6319 | 810.7089 | 820.4486 | 819.7756 | 809.4702 | 814.025 | 813.5784 | 810.4347 | 820.5988 | 376.9778 | 809.8501 | 810.8562 | 815.504 | 814.3296 | 814.3047 | 812.353 | 811.7377 | 814.1193 | 817.1597 | 818.1937 | 811.1075 | 820.089 | 815.7482 | 812.2307 | 810.7018 | 819.4289 | 815.7721 | 816.8597 | 810.846 | 823.2024 | 813.9585 | 819.3596 | 812.0295 | 813.1156 | 815.5262 | 813.9428 | 818.4519 | 817.5697 | 819.3828 | 821.8952 | 818.3052 | 823.3199 | 818.7804 | 770.7735 | 811.7275 | 818.5884 | 810.9304 | 808.9066 | 818.6424 | 815.4861 | 815.1761 | 811.0602 | 820.8236 | 817.2348 | 813.1169 | 797.7179 | 816.5914 | 818.4345 | 815.8414 | 815.5995 | 813.1121 | 817.9828 | 821.9882 | 812.8223 | 809.708 | 811.6548 | 798.46 | 809.7971 | 820.8163 | 819.0021 | 819.6733 | 819.0196 | 817.4245 | 813.1234 | 813.5208 | 823.3084 | 812.8059 | 816.3546 | 812.5524 | 815.6673 | 814.5549 | 819.9947 | 820.2665 | 807.343 | 819.843 | 818.3371 | 811.9817 | 819.0674 | 818.5368 | 821.8152 | 813.776 | 818.8115 | 790.3411 | 813.6699 | 820.8225 | 820.1456 | 821.0976 | 818.3365 | 808.4002 | 812.9753 | 819.9439 | 820.4461 | 818.0128 | 813.3386 | 812.8524 | 815.8632 | 812.5025 | 803.4165 | 812.1329 | 811.9237 | 816.4487 | 822.9943 | 819.8996 | 808.8558 | 821.6008 | 819.3786 | 779.8242 | 814.0503 | 814.6976 | 813.0705 | 812.062 | 813.7337 | 815.4626 | 812.0431 | 818.7428 | 813.3656 | 817.8825 | 648.7419 | 816.4098 | 805.6763 | 814.4173 | 822.0747 | 812.2054 | 808.897 | 822.4604 | 821.7146 | 814.2157 | 812.1941 | 818.7632 | 820.8239 | 806.4692 | 816.7702 | 813.3406 | 822.4498 | 761.0181 | 817.095 | 814.1996 | 815.4608 | 816.2536 | 822.6308 | 820.0041 | 810.4813 | 810.1415 | 821.0499 | 822.2105 | 810.0505 | 814.701 | 812.5714 | 813.0723 | 785.139 | 811.6532 | 809.8856 | 807.2014 | 818.074 | 814.6845 | 814.7819 | 818.2558 | 815.7852 | 819.68 | 822.0736 | 821.4977 | 816.2573 | 811.4409 | 812.6816 | 806.6821 | 813.3518 | 823.3718 | 817.5196 | 812.4927 | 811.323 | 812.8038 | 820.2322 | 816.8333 | 765.7417 | 812.6387 | 821.9815 | 813.1596 | 815.5846 | 813.0854 | 810.342 | 816.5694 | 820.8484 | 811.4483 | 767.6547 | 810.3866 | 817.0573 | 812.772 | 809.5727 | 809.0434 | 815.3641 | 810.6546 | 816.3165 | 784.3016 | 817.6522 | 806.0133 | 817.1919 | 783.3582 | 779.2506 | 813.5876 | 815.1756 | 816.3467 | 816.7909 | 815.1111 | 822.8999 | 822.9842 | 819.9474 | 817.4704 | 518.9689 | 805.1762 | 822.2356 | 815.1936 | 817.517 | 810.4127 | 817.4554 | 814.6202 | 821.4237 | 809.8668 | 811.6102 | 820.0425 | 814.4296 | 814.3813 | 816.3941 | 815.6478 | 818.1305 | 819.0842 | 814.8181 | 812.9832 | 813.9737 | 821.7246 | 817.0315 | 819.6721 | 813.9381 | 807.6844 | 810.8165 | 294.2162 | 818.1692 | 812.2151 | 812.3727 | 811.7949 | 819.7426 | 811.3107 | 816.2798 | 815.7548 | 813.6018 | 809.6708 | 815.651 | 811.0899 | 814.2644 | 814.9154 | 809.9135 | 821.8129 | 814.5631 | 818.6538 | 815.1949 | 821.1875 | 800.54 | 813.7699 | 825.4183 | 819.2025 | 822.546 | 817.2649 | 814.2794 | 815.5526 | 821.0991 | 815.7863 | 736.5064 | 821.3542 | 821.6821 | 810.8836 | 815.2114 | 819.1783 | 817.8021 | 817.6617 | 810.8358 | 816.3256 | 813.7635 | 820.353 | 808.4024 | 818.941 | 814.1391 | 821.4856 | 815.6335 | 819.065 | 813.8207 | 815.3232 | 820.0706 | 809.2795 | 820.7677 | 816.1896 | 792.1559 | 816.3537 | 813.4587 | 812.6009 | 815.9812 | 820.368 | 818.9046 | 824.8306 | 821.7207 | 821.3236 | 822.7074 | 815.4365 | 808.9774 | 819.0554 | 815.2758 | 809.1017 | 814.9305 | 819.2945 | 811.9448 | 820.7712 | 819.4277 | 820.1169 | 809.1824 | 817.7743 | 821.3 | 815.6324 | 816.3013 | 784.9514 | 821.1368 | 815.9019 | 823.7066 | 813.934 | 808.8518 | 811.9634 | 812.4848 | 812.2539 | 816.93 | 816.7042 | 822.6937 | 818.5389 | 794.3588 | 821.3964 | 815.1057 | 808.4362 | 820.7722 | 821.2896 | 814.503 | 814.6513 | 789.6288 | 811.9362 | 821.6316 | 806.3818 | 813.3097 | 808.6828 | 508.7215 | 822.0955 | 819.2433 | 817.2344 | 814.0026 | 817.1713 | 814.7003 | 819.8234 | 811.3935 | 814.3572 | 822.2606 | 807.2875 | 809.2855 | 821.3869 | 816.9565 | 816.9636 | 816.6452 | 815.499 | 820.877 | 814.2636 | 809.27 | 816.4984 | 730.0939 | 820.564 | 814.3263 | 819.7459 | 819.0828 | 819.2061 | 814.9929 | 817.4572 | 812.6749 | 815.4826 | 818.5042 | 817.3895 | 811.6351 | 809.0015 | 816.7811 | 811.1826 | 812.8231 | 813.6428 | 818.2674 | 817.5056 | 787.0697 | 812.2327 | 814.9856 | 820.4291 | 812.1353 | 813.567 | 808.596 | 806.8144 | 823.1073 | 814.1677 | 821.1877 | 816.3477 | 817.3525 | 819.7254 | 814.7735 | 55.2959 | 813.1348 | 808.5071 | 817.8253 | 811.6305 | 816.8705 | 818.2147 | 815.4167 | 811.3647 | 811.0274 | 791.4483 | 814.0284 | 811.5632 | 819.9901 | 813.3175 | 817.3745 | 823.4629 | 822.2159 | 819.656 | 815.0294 | 821.5175 | 672.6706 | 814.925 | 814.8944 | 807.1944 | 811.166 | 820.8901 | 814.7142 | 360.9754 | 814.8124 | 817.2616 | 819.3587 | 821.3759 | 814.229 | 813.9113 | 822.2147 | 812.4349 | 821.0092 | 817.1785 | 189.2076 | 434.9169 | 819.816 | 785.0193 | 816.1916 | 820.288 | 812.3309 | 812.363 | 810.4954 | 819.1393 | 812.1873 | 823.3951 | 815.4583 | 816.8137 | 820.0748 | 809.2121 | 815.7223 | 597.1144 | 810.1234 | 814.6891 | 814.9357 | 811.6155 | 817.6376 | 812.2141 | 811.1092 | 818.903 | 823.7959 | 813.8917 | 823.2739 | 757.4497 | 821.4337 | 782.7486 | 817.7266 | 824.0902 | 816.5618 | 820.9174 | 813.3463 | 812.0996 | 823.0555 | 815.4029 | 823.7044 | 820.7793 | 813.5618 | 815.5375 | 819.4069 | 810.5441 | 819.5335 | 812.6706 | 813.7357 | 823.3961 | 811.383 | 815.588 | 811.7146 | 818.0006 | 818.032 | 823.8803 | 818.4804 | 507.8737 | 819.9817 | 801.3077 | 797.8092 | 817.8336 | 813.5935 | 810.6172 | 816.2003 | 811.8011 | 815.0449 | 822.9876 | 815.1502 | 814.6402 | 818.3228 | 790.5071 | 817.9044 | 813.7587 | 814.6624 | 823.7707 | 823.4566 | 821.278 | 809.2793 | 812.6179 | 810.8237 | 817.5597 | 813.062 | 547.1826 | 818.0261 | 820.7351 | 822.9084 | 818.4549 | 813.1425 | 810.1668 | 811.9875 | 813.9168 | 815.3238 | 675.3431 | 809.7801 | 809.4665 | 817.7952 | 806.0179 | 811.945 | 641.7505 | 759.4714 | 816.4104 | 812.0796 | 822.8019 | 818.0616 | 817.8219 | 649.6919 | 818.5076 | 815.0853 | 817.4115 | 823.1152 | 821.6298 | 814.7612 | 809.2524 | 809.6416 | 817.6368 | 814.1278 | 817.933 | 817.5098 | 820.6754 | 814.3603 | 467.0999 | 789.7228 | 813.6861 | 811.3593 | 814.7195 | 769.1829 | 789.2315 | 821.6429 | 813.7149 | 805.8957 | 822.3747 | 814.364 | 811.2837 | 813.6063 | 809.2726 | 821.4705 | 821.0205 | 809.2486 | 821.049 | 811.6392 | 818.9071 | 821.8131 | 455.4052 | 813.6447 | 812.382 | 815.4364 | 823.1046 | 821.5367 | 818.1651 | 812.4462 | 821.1039 | 819.1695 | 812.033 | 813.1047 | 823.068 | 817.3198 | 818.5211 | 812.2091 | 815.1958 | 820.9697 | 813.2688 | 813.5734 | 781.7858 | 811.4881 | 814.7883 | 811.1101 | 821.8453 | 818.8922 | 818.1474 | 802.6892 | 816.3447 | 813.0954 | 813.0683 | 824.1587 | 813.4604 | 819.8496 | 816.0372 | 818.34 | 814.6566 | 817.7085 | 816.5914 | 814.8719 | 819.23 | 818.7796 | 821.0066 | 820.2618 | 810.1767 | 811.224 | 496.2143 | 777.8878 | 821.6062 | 812.3543 | 813.3062 | 766.4058 | 744.7233 | 809.0432 | 821.5696 | 812.595 | 814.7058 | 823.4938 | 810.5145 | 809.2223 | 787.5944 | 819.0839 | 821.2093 | 815.8593 | 817.5799 | 817.8302 | 808.9452 | 812.8531 | 822.5138 | 816.7277 | 814.7479 | 818.9801 | 788.6538 | 823.0949 | 821.6643 | 818.5431 | 817.5676 | 816.379 | 822.4909 | 815.6092 | 820.992 | 813.3339 | 818.5117 | 821.8392 | 818.7984 | 815.9 | 808.9317 | 810.1094 | 814.0851 | 817.2578 | 813.7568 | 821.3664 | 815.1066 | 818.9324 | 818.9448 | 820.245 | 823.2981 | 816.8333 | 818.4529 | 813.3775 | 814.346 | 812.0375 | 819.1112 | 819.8247 | 811.6297 | 811.4102 | 808.7325 | 817.8252 | 812.8001 | 816.268 | 764.432 | 815.4727 | 821.7005 | 813.0714 | 819.6836 | 816.3188 | 814.6733 | 812.1056 | 811.268 | 818.99 | 812.6519 | 808.742 | 802.2356 | 805.6923 | 820.1417 | 815.9936 | 807.4275 | 809.6769 | 816.9636 | 820.2656 | 822.4282 | 810.9375 | 789.3268 | 816.4522 | 818.0362 | 817.5601 | 814.6667 | 814.0193 | 813.7745 | 815.7776 | 812.1465 | 812.2232 | 815.6918 | 696.1983 | 817.3293 | 821.8756 | 822.5133 | 817.7895 | 777.9888 | 822.424 | 817.8132 | 820.2627 | 810.6203 | 813.0703 | 808.7175 | 817.808 | 816.322 | 821.2806 | 819.3582 | 811.1595 | 815.3437 | 821.8694 | 819.4296 | 814.5683 | 814.5187 | 821.0309 | 809.5383 | 810.3556 | 810.81 | 813.8825 | 816.2222 | 819.2373 | 816.4792 | 806.6361 | 813.4752 | 795.2981 | 807.9272 | 819.7467 | 820.8598 | 809.0421 | 813.1441 | 819.5704 | 824.7362 | 823.228 | 813.1797 | 821.3219 | 815.5872 | 780.2011 | 822.2354 | 813.3104 | 723.3895 | 818.1754 | 813.0093 | 809.5014 | 811.6812 | 822.5423 | 816.8039 | 814.4149 | 815.0524 | 810.996 | 815.8656 | 821.3091 | 818.5323 | 820.262 | 821.5503 | 820.6956 | 822.3924 | 805.8981 | 816.7615 | 767.6939 | 820.0131 | 812.3387 | 813.2457 | 819.8786 | 810.3406 | 818.0579 | 814.2588 | 814.4424 | 815.4756 | 809.6302 | 812.3276 | 813.0786 | 821.1583 | 810.934 | 819.2629 | 819.7557 | 813.0097 | 819.1309 | 356.964 | 811.269 | 820.959 | 813.7783 | 809.5897 | 819.1138 | 774.5049 | 787.7404 | 818.669 | 821.3146 | 812.3413 | 815.5105 | 817.2235 | 820.2442 | 816.2024 | 813.6177 | 815.1789 | 814.9661 | 815.0375 | 813.5834 | 820.4408 | 819.9273 | 813.8077 | 812.9122 | 815.5526 | 744.8125 | 806.9775 | 808.8272 | 818.7526 | 816.2096 | 812.9515 | 817.5374 | 576.8064 | 807.2627 | 820.2809 | 819.5081 | 740.304 | 822.8932 | 810.158 | 812.984 | 818.7193 | 813.3904 | 816.1594 | 811.2166 | 813.5224 | 815.7594 | 812.4496 | 753.8567 | 811.7362 | 787.8305 | 821.7006 | 820.7118 | 810.2111 | 811.8468 | 789.3208 | 814.1526 | 815.5553 | 819.9635 | 817.8507 | 817.9792 | 818.2663 | 819.3726 | 799.1498 | 813.1175 | 807.8121 | 812.4285 | 822.2078 | 814.8305 | 822.4369 | 816.0746 | 816.9069 | 813.2801 | 810.4679 | 817.4638 | 816.054 | 820.6553 | 814.3545 | 822.3078 | 821.3194 | 816.7597 | 819.841 | 790.4826 | 816.8857 | 822.5683 | 811.3921 | 821.4072 | 818.5754 | 810.4439 | 811.6085 | 815.0958 | 814.1334 | 819.6657 | 819.0031 | 815.883 | 812.307 | 813.2445 | 813.144 | 809.3945 | 797.2586 | 814.0531 | 817.1748 | 817.4808 | 820.7036 | 816.3889 | 813.2537 | 819.7944 | 818.9344 | 816.0034 | 817.181 | 812.6492 | 809.9208 | 814.8634 | 810.6652 | 809.9515 | 812.1359 | 820.2938 | 816.3148 | 813.1264 | 810.1707 | 816.4722 | 825.1311 | 818.0597 | 812.9881 | 807.0359 | 813.6545 | 810.5992 | 816.6077 | 810.2627 | 820.4875 | 817.7025 | 817.152 | 815.9199 | 820.5568 | 821.9199 | 821.08 | 820.0066 | 822.8966 | 716.8685 | 819.9749 | 813.7001 | 820.7496 | 813.378 | 812.2101 | 821.8927 | 816.4747 | 817.9187 | 823.1492 | 810.7518 | 760.3349 | 729.4801 | 820.5502 | 818.6755 | 812.1892 | 819.5499 | 818.5016 | 809.9286 | 819.3586 | 812.7471 | 814.0919 | 818.8461 | 814.8363 | 817.6521 | 816.6659 | 813.7916 | 822.9043 | 816.6309 | 815.4759 | 816.2318 | 808.4041 | 735.781 | 818.0312 | 818.2329 | 812.4053 | 814.5515 | 823.062 | 814.6734 | 815.0087 | 818.0124 | 815.7433 | 823.0435 | 810.344 | 380.4896 | 813.7375 | 812.3875 | 817.9036 | 810.9053 | 818.3283 | 813.1892 | 813.0864 | 816.2252 | 822.8371 | 812.8157 | 820.1506 | 823.3419 | 814.8125 | 820.2266 | 823.0662 | 809.6612 | 810.1396 | 812.0204 | 819.1446 | 812.2412 | 821.6665 | 815.9858 | 818.4947 | 818.1449 | 821.3368 | 819.235 | 823.1621 | 819.9891 | 820.5888 | 815.3968 | 815.0051 | 812.9721 | 799.1881 | 821.9399 | 816.4885 | 814.5635 | 814.6217 | 575.6277 | 817.1996 | 812.061 | 812.5011 | 818.1883 | 813.0295 | 813.9001 | 818.5052 | 814.1043 | 823.0852 | 822.1831 | 825.224 | 810.7779 | 812.3639 | 814.4096 | 813.3277 | 819.2594 | 819.4836 | 817.141 | 715.2613 | 817.9697 | 820.2005 | 810.3555 | 819.783 | 814.2012 | 814.0934 | 817.8233 | 816.6768 | 811.2957 | 813.4455 | 822.4281 | 814.8915 | 823.3173 | 813.0968 | 813.36 | 818.2968 | 820.5063 | 822.159 | 818.3415 | 819.1385 | 818.344 | 818.8013 | 813.6035 | 822.1041 | 820.4893 | 811.1748 | 810.4942 | 817.4475 | 819.4542 | 819.3958 | 810.1768 | 804.2522 | 816.4633 | 820.6766 | 820.231 | 818.9693 | 809.0447 | 805.2246 | 817.6756 | 819.7257 | 819.2966 | 816.4857 | 819.0352 | 819.6488 | 816.9436 | 816.4425 | 795.3137 | 813.683 | 818.4429 | 814.2988 | 810.7707 | 811.8018 | 818.4736 | 822.702 | 816.169 | 814.2203 | 812.6851 | 815.8172 | 812.128 | 820.4049 | 819.6219 | 814.0374 | 818.0761 | 815.4106 | 820.7902 | 532.4839 | 820.2653 | 809.7109 | 812.7415 | 821.3764 | 814.9588 | 815.8925 | 823.5624 | 804.1651 | 820.9094 | 813.6452 | 812.8678 | 811.7134 | 816.3573 | 819.0626 | 809.5551 | 818.4286 | 1.2632 | 819.7515 | 814.299 | 818.6624 | 812.8662 | 821.0699 | 672.2089 | 812.7834 | 819.5202 | 820.7921 | 818.7849 | 812.0408 | 811.6488 | 810.9637 | 818.8416 | 815.554 | 793.1801 | 793.9023 | 818.6237 | 812.8019 | 812.2351 | 818.8916 | 820.1293 | 815.0508 | 823.1744 | 822.3253 | 785.2843 | 814.1092 | 819.8667 | 761.7066 | 817.9952 | 812.8644 | 807.8156 | 810.8195 | 819.0922 | 819.9444 | 823.8066 | 811.7768 | 822.7791 | 821.5153 | 810.5163 | 814.8439 | 812.284 | 664.1781 | 819.2126 | 809.5028 | 812.954 | 813.3726 | 817.5093 | 809.0063 | 815.034 | 805.8694 | 820.7491 | 813.3705 | 821.9618 | 811.0493 | 820.2099 | 816.472 | 814.6696 | 815.5902 | 789.8757 | 819.7805 | 818.8917 | 814.2583 | 819.1591 | 819.012 | 814.8715 | 821.4288 | 818.0718 | 818.1191 | 817.1923 | 815.1456 | 822.3962 | 806.8857 | 809.8493 | 813.8758 | 820.1206 | 819.3803 | 820.4886 | 824.4058 | 813.6012 | 809.1412 | 440.4112 | 816.3449 | 820.7736 | 812.9961 | 816.9055 | 815.4658 | 814.0511 | 819.0284 | 815.545 | 812.6562 | 815.1271 | 812.5126 | 814.6342 | 807.551 | 819.0023 | 811.5617 | 801.5711 | 816.7065 | 818.638 | 711.9827 | 758.507 | 817.4907 | 820.9965 | 822.0306 | 809.6863 | 823.7136 | 814.8147 | 812.9265 | 819.3322 | 817.405 | 807.7978 | 819.4298 | 749.1746 | 780.4421 | 814.9883 | 820.5855 | 814.3015 | 822.8813 | 815.7845 | 818.8623 | 818.2871 | 815.451 | 822.0341 | 812.3331 | 812.4049 | 813.6209 | 819.8304 | 813.5535 | 817.3763 | 785.2887 | 813.0968 | 810.0201 | 731.0179 | 822.5924 | 814.1344 | 820.429 | 810.82 | 812.6888 | 821.6729 | 824.3388 | 812.2115 | 810.843 | 820.662 | 819.7897 | 814.4469 | 821.5966 | 816.3247 | 815.0799 | 821.1884 | 819.4668 | 815.5523 | 819.7444 | 813.3652 | 815.2496 | 811.2546 | 813.0459 | 812.5001 | 818.2766 | 820.7904 | 810.8846 | 810.0926 | 817.1794 | 821.6458 | 817.1412 | 816.9154 | 816.3405 | 817.3914 | 820.9256 | 812.2172 | 817.252 | 809.0857 | 817.1433 | 814.9908 | 814.6126 | 814.9483 | 719.0799 | 819.4746 | 815.8281 | 822.8224 | 819.0473 | 820.7798 | 820.8312 | 817.9627 | 819.0674 | 811.2694 | 820.656 | 813.1308 | 820.9515 | 812.7911 | 818.066 | 819.908 | 812.1872 | 812.7214 | 809.8488 | 813.3042 | 810.0426 | 758.517 | 813.5078 | 812.89 | 820.272 | 819.8712 | 813.7524 | 822.6035 | 807.5715 | 812.551 | 821.0633 | 814.1417 | 812.5615 | 821.6876 | 809.6942 | 812.7637 | 817.2243 | 811.5083 | 809.3542 | 820.0639 | 811.6775 | 813.6399 | 813.0738 | 815.9314 | 812.1584 | 820.8452 | 817.5775 | 486.622 | 819.5064 | 819.165 | 808.0291 | 819.4459 | 816.1415 | 820.9922 | 448.1486 | 773.6509 | 821.4257 | 797.0579 | 810.3858 | 814.5821 | 820.8629 | 821.1743 | 821.4211 | 812.5546 | 403.5633 | 769.178 | 809.7915 | 811.7547 | 812.7257 | 811.7344 | 811.7745 | 811.9328 | 791.6962 | 817.1355 | 728.4813 | 812.3595 | 817.6911 | 813.9913 | 811.407 | 819.4425 | 819.3448 | 818.0533 | 816.6054 | 814.4586 | 823.4962 | 809.1278 | 811.9268 | 812.6867 | 812.4129 | 817.8162 | 806.2592 | 815.837 | 820.0032 | 818.2782 | 820.3413 | 811.4938 | 811.5859 | 805.7394 | 818.1928 | 813.8631 | 821.1828 | 815.1061 | 814.3241 | 817.5255 | 809.9843 | 810.5238 | 818.5114 | 813.5198 | 822.378 | 815.2906 | 822.7594 | 811.6985 | 814.7472 | 816.1414 | 819.7794 | 822.0127 | 815.4416 | 814.2078 | 815.5391 | 820.8705 | 818.9735 | 815.7155 | 821.1431 | 602.648 | 811.419 | 816.3445 | 819.1083 | 820.4513 | 814.6207 | 817.812 | 819.2382 | 809.5448 | 814.2379 | 816.0588 | 821.3061 | 814.108 | 820.287 | 811.11 | 820.1225 | 811.7979 | 817.9019 | 815.4976 | 811.4653 | 821.4953 | 110.5005 | 812.2895 | 809.3075 | 617.8406 | 811.8351 | 821.0146 | 624.6792 | 811.7436 | 820.9224 | 810.3302 | 822.2958 | 817.1407 | 551.0549 | 812.658 | 818.513 | 816.2717 | 813.5918 | 811.8062 | 809.5095 | 811.3093 | 812.0161 | 820.4292 | 814.2201 | 813.1078 | 812.6094 | 815.2758 | 613.9415 | 816.0212 | 822.5948 | 811.4814 | 813.9587 | 820.2727 | 813.3513 | 813.3605 | 811.148 | 792.3215 | 765.6471 | 812.179 | 814.6745 | 815.0625 | 823.5871 | 822.1442 | 820.2576 | 781.359 | 813.8871 | 816.0211 | 763.8815 | 813.3107 | 822.576 | 820.8149 | 816.8322 | 816.6695 | 813.8255 | 823.4705 | 808.7882 | 818.7736 | 804.3096 | 817.3149 | 822.2923 | 808.6056 | 790.8214 | 824.447 | 821.9995 | 817.6262 | 817.1199 | 815.7221 | 819.4491 | 819.9709 | 813.5503 | 811.0191 | 812.9294 | 813.2293 | 816.6494 | 822.0458 | 819.3475 | 822.7103 | 814.6978 | 728.9733 | 816.2329 | 815.45 | 817.9328 | 815.4345 | 816.554 | 812.4669 | 822.9287 | 820.2739 | 811.6256 | 821.9689 | 814.3439 | 816.358 | 818.7846 | 811.1097 | 820.4449 | 811.1982 | 818.9419 | 816.0609 | 814.967 | 818.7139 | 816.5518 | 809.805 | 809.9776 | 809.8374 | 812.1914 | 817.3865 | 816.0689 | 816.605 | 819.3717 | 813.9697 | 817.146 | 823.9499 | 812.6865 | 810.1486 | 825.0671 | 815.5872 | 816.4992 | 821.2336 | 817.5634 | 809.9735 | 819.4358 | 817.0996 | 812.6205 | 800.0525 | 812.243 | 776.6882 | 820.1178 | 818.8604 | 823.8118 | 824.8502 | 813.0561 | 813.1313 | 813.8205 | 808.5582 | 817.6802 | 812.8234 | 818.4704 | 812.9934 | 809.3994 | 818.0235 | 820.4195 | 819.5506 | 814.2329 | 819.4758 | 807.033 | 823.8462 | 818.0494 | 812.302 | 815.6488 | 815.1384 | 822.2433 | 812.6545 | 816.7262 | 815.7884 | 818.8347 | 805.2183 | 814.7111 | 783.5269 | 769.3882 | 818.8014 | 814.3836 | 817.4275 | 819.6636 | 823.7289 | 812.9 | 820.2286 | 807.8509 | 814.499 | 817.4738 | 815.4078 | 814.5648 | 814.0435 | 816.8813 | 818.4816 | 820.1142 | 816.3462 | 814.1863 | 815.6608 | 819.3055 | 819.0043 | 816.9386 | 822.2664 | 812.3739 | 820.8586 | 819.8473 | 812.0185 | 814.0429 | 815.5211 | 815.4051 | 820.5628 | 813.551 | 821.8658 | 814.2693 | 821.9054 | 815.6006 | 818.6079 | 812.6586 | 820.06 | 815.102 | 817.1015 | 819.7236 | 810.9044 | 819.0041 | 812.669 | 820.4653 | 811.5192 | 820.6317 | 825.5324 | 821.2669 | 811.235 | 814.4582 | 812.9644 | 800.9646 | 816.5887 | 821.6805 | 810.3733 | 817.1934 | 816.8596 | 813.3501 | 813.8331 | 818.5632 | 822.7109 | 816.8789 | 813.4252 | 815.8195 | 816.2315 | 819.917 | 816.0339 | 812.8092 | 819.687 | 810.2078 | 822.5719 | 813.1163 | 812.6591 | 818.21 | 819.562 | 814.7513 | 814.6869 | 809.0977 | 821.1961 | 817.9815 | 816.4567 | 816.8292 | 812.6303 | 825.3919 | 819.8124 | 748.7004 | 809.0031 | 813.9766 | 823.09 | 821.4273 | 805.9023 | 808.1251 | 816.3035 | 816.7902 | 780.4469 | 816.696 | 815.5388 | 810.4047 | 821.7343 | 818.7105 | 806.7136 | 811.1083 | 811.3773 | 820.0255 | 824.6166 | 818.6733 | 810.7684 | 814.3388 | 812.4825 | 814.0259 | 822.5233 | 820.3099 | 378.3099 | 812.6832 | 779.4448 | 822.7656 | 818.0509 | 102.1696 | 819.0376 | 816.6628 | 820.2767 | 819.1024 | 812.4308 | 812.4233 | 809.8046 | 804.7381 | 814.0098 | 819.0433 | 817.8218 | 817.735 | 816.7332 | 815.0809 | 810.9206 | 810.1568 | 813.7074 | 818.9851 | 785.319 | 820.6289 | 820.2036 | 815.906 | 817.3104 | 818.581 | 821.5448 | 816.0718 | 809.2061 | 816.2222 | 821.2064 | 822.3221 | 805.1075 | 820.7444 | 816.786 | 811.2802 | 817.1176 | 819.2039 | 723.5444 | 813.3381 | 810.2037 | 816.5266 | 813.4846 | 817.8746 | 820.5983 | 808.9123 | 821.4504 | 813.3218 | 822.2125 | 817.8687 | 811.811 | 816.5635 | 820.3495 | 818.3303 | 815.1434 | 812.756 | 811.6221 | 818.3529 | 801.7799 | 815.2068 | 812.1345 | 818.7001 | 823.1733 | 540.9535 | 808.6962 | 816.9647 | 817.3607 | 817.3177 | 783.7325 | 817.7013 | 746.838 | 816.5083 | 817.5955 | 817.7572 | 817.025 | 815.9466 | 816.3071 | 772.5172 | 810.4132 | 526.212 | 820.8661 | 812.0908 | 816.0172 | 820.3177 | 809.9442 | 786.6307 | 818.1734 | 817.5264 | 771.9166 | 818.4581 | 817.4543 | 813.2798 | 814.0808 | 814.5433 | 810.722 | 818.8494 | 553.8887 | 822.7674 | 799.2437 | 809.4829 | 821.663 | 817.0931 | 818.478 | 820.9156 | 811.0897 | 820.2638 | 822.7081 | 795.8578 | 813.4003 | 813.2155 | 819.6311 | 812.1445 | 811.9569 | 789.7843 | 812.1895 | 812.6021 | 804.8134 | 814.84 | 819.4602 | 819.963 | 823.4868 | 808.8166 | 761.3945 | 819.9297 | 819.2974 | 812.8424 | 820.543 | 733.8881 | 810.9685 | 810.5594 | 321.9502 | 809.9397 | 813.0211 | 813.6405 | 815.4767 | 808.6033 | 821.5975 | 823.5803 | 816.6554 | 815.3445 | 816.568 | 734.9519 | 814.8148 | 754.2481 | 817.9819 | 821.6118 | 811.0082 | 817.3397 | 811.4439 | 815.4603 | 818.3949 | 823.5755 | 816.8923 | 15.787 | 820.4112 | 813.7595 | 810.0321 | 812.3845 | 817.9176 | 812.9434 | 815.6087 | 822.0502 | 703.7284 | 812.0875 | 821.0371 | 810.8428 | 811.0675 | 813.8186 | 809.7115 | 810.2121 | 810.5577 | 823.9802 | 813.3573 | 821.1149 | 726.2779 | 811.407 | 811.703 | 822.099 | 817.8301 | 509.3923 | 822.844 | 814.1485 | 811.6132 | 818.1883 | 803.7219 | 814.9341 | 816.0636 | 811.1455 | 820.3024 | 822.2034 | 814.5209 | 821.8506 | 808.4749 | 823.7465 | 818.462 | 814.8007 | 820.6482 | 801.1174 | 816.1416 | 813.8517 | 800.9006 | 809.3023 | 813.0294 | 815.0494 | 818.8849 | 810.574 | 821.872 | 818.6295 | 815.5496 | 819.8718 | 812.7898 | 815.7999 | 818.3629 | 821.7781 | 817.8331 | 809.6961 | 810.4995 | 804.8077 | 818.9862 | 820.6099 | 818.425 | 818.9845 | 812.2207 | 818.2535 | 817.5527 | 814.5063 | 822.0594 | 815.7295 | 812.7941 | 801.0035 | 813.9449 | 818.5968 | 815.7802 | 813.0329 | 814.903 | 814.5453 | 812.3113 | 821.2102 | 810.0114 | 789.645 | 820.3587 | 817.2647 | 818.7456 | 816.3601 | 775.4086 | 815.1935 | 801.3882 | 815.6031 | 812.2375 | 816.9815 | 817.1541 | 814.2343 | 813.8559 | 811.1714 | 824.6853 | 817.1723 | 815.6839 | 812.988 | 813.715 | 818.0083 | 823.2496 | 816.0849 | 810.1726 | 822.5325 | 795.7243 | 799.7463 | 816.1638 | 818.219 | 823.246 | 811.6415 | 812.8003 | 816.6169 | 817.2451 | 813.5062 | 813.7773 | 819.8548 | 818.7205 | 817.0112 | 816.1329 | 817.751 | 822.7043 | 808.3205 | 807.8949 | 811.3955 | 809.4129 | 818.7376 | 821.9556 | 823.4142 | 814.7252 | 813.2413 | 819.3537 | 806.61 | 813.2408 | 823.3317 | 817.0489 | 816.7081 | 815.8444 | 819.6938 | 814.9374 | 814.4796 | 816.1821 | 810.5379 | 810.9996 | 820.9372 | 697.4384 | 814.4653 | 810.9611 | 815.8707 | 814.4642 | 817.4252 | 813.7305 | 820.9545 | 820.0226 | 819.5584 | 816.2452 | 811.8493 | 809.929 | 818.5445 | 815.6565 | 812.683 | 820.2433 | 823.0303 | 816.5273 | 822.8674 | 821.2792 | 821.8301 | 608.0325 | 816.1731 | 816.2354 | 808.3083 | 814.5479 | 820.4956 | 751.5711 | 820.364 | 819.1551 | 819.0196 | 810.2387 | 811.2834 | 807.5509 | 818.3923 | 812.1277 | 165.4975 | 819.3272 | 811.0959 | 811.264 | 815.8345 | 819.4039 | 800.8664 | 817.9324 | 813.3898 | 819.2455 | 821.8591 | 815.1506 | 816.6045 | 816.3084 | 813.5987 | 812.7407 | 819.5832 | 816.7564 | 817.7131 | 821.57 | 816.8198 | 820.395 | 813.4505 | 822.6696 | 814.6426 | 813.4015 | 758.9971 | 813.4603 | 757.0647 | 821.9664 | 785.1729 | 816.5989 | 811.8664 | 814.7298 | 820.5499 | 817.6147 | 816.0266 | 820.0231 | 817.8698 | 822.0622 | 806.8936 | 811.8181 | 784.6756 | 815.6992 | 821.7418 | 756.3822 | 813.3787 | 812.2913 | 809.5123 | 820.4437 | 814.3422 | 818.2657 | 816.8766 | 812.9423 | 821.1252 | 818.5711 | 820.9685 | 817.032 | 820.7342 | 812.9259 | 813.9309 | 815.4409 | 822.1425 | 818.4421 | 820.2535 | 807.0543 | 813.3336 | 779.5594 | 812.5489 | 822.8578 | 819.0244 | 818.8958 | 813.2262 | 812.7975 | 810.2305 | 799.7584 | 822.4026 | 793.612 | 816.8143 | 824.2846 | 816.8497 | 818.7702 | 798.7976 | 820.8522 | 819.7864 | 821.6206 | 812.7216 | 760.4587 | 822.3498 | 816.3944 | 817.668 | 817.6385 | 661.4444 | 817.779 | 815.1424 | 818.2135 | 812.3924 | 821.4257 | 818.3183 | 817.414 | 819.454 | 809.3948 | 813.8034 | 813.2154 | 814.4572 | 819.0817 | 814.1465 | 823.4575 | 817.0669 | 813.3911 | 822.1485 | 819.3316 | 812.9224 | 817.4732 | 818.2321 | 817.6389 | 816.2538 | 816.7043 | 821.4968 | 821.0768 | 823.9484 | 816.3713 | 802.4487 | 815.9332 | 812.3765 | 819.6164 | 819.7153 | 817.988 | 810.9897 | 810.5205 | 808.8759 | 804.4248 | 813.8892 | 818.3977 | 814.289 | 814.5958 | 824.4881 | 809.4044 | 811.7388 | 819.9618 | 817.8892 | 816.4838 | 814.4255 | 817.8171 | 819.4182 | 817.4488 | 814.5413 | 815.1243 | 813.1859 | 819.0291 | 205.3238 | 823.6463 | 809.4417 | 821.2353 | 820.5532 | 815.8745 | 704.4886 | 822.4788 | 810.9866 | 793.0425 | 815.5484 | 809.014 | 817.2508 | 820.9681 | 807.1006 | 816.7912 | 801.5305 | 818.6976 | 818.6894 | 815.0621 | 822.9449 | 822.5893 | 821.213 | 815.8813 | 817.9147 | 814.8466 | 815.7171 | 813.8525 | 817.1474 | 815.0456 | 816.2673 | 812.3012 | 814.7174 | 796.6469 | 819.6148 | 812.35 | 811.6177 | 821.1555 | 822.6038 | 817.6081 | 808.2721 | 812.7474 | 822.7697 | 816.5418 | 817.9749 | 817.0134 | 799.2511 | 819.0749 | 812.0381 | 821.534 | 815.2221 | 753.0837 | 817.0776 | 810.8515 | 628.684 | 824.2617 | 814.4471 | 809.5332 | 797.9917 | 822.5992 | 806.443 | 810.5725 | 812.9457 | 821.3578 | 817.6173 | 819.3777 | 815.2531 | 813.7195 | 814.3228 | 818.9219 | 820.4016 | 812.9728 | 817.0427 | 820.9698 | 818.204 | 822.1402 | 522.8807 | 819.5738 | 817.3213 | 819.4455 | 823.8084 | 813.6338 | 810.2321 | 816.2336 | 815.4952 | 816.577 | 802.7338 | 814.6101 | 813.4406 | 816.0278 | 810.8497 | 820.2169 | 813.8683 | 815.0349 | 815.4795 | 810.5257 | 818.8704 | 812.7751 | 815.5642 | 807.4826 | 814.1647 | 807.6941 | 821.4355 | 823.5576 | 816.347 | 811.2703 | 818.1055 | 812.666 | 810.8469 | 820.0095 | 817.8744 | 687.7808 | 820.5446 | 822.6742 | 816.2041 | 818.522 | 809.4205 | 808.7695 | 814.7405 | 813.6914 | 815.5722 | 823.0861 | 816.0741 | 814.4933 | 818.7108 | 821.8558 | 813.0881 | 824.3195 | 812.5205 | 821.5786 | 818.5235 | 819.2146 | 813.9466 | 816.9229 | 814.6786 | 817.1199 | 811.023 | 679.6973 | 823.16 | 793.5501 | 816.5838 | 755.5774 | 818.4617 | 810.8492 | 813.4076 | 820.8122 | 816.3266 | 811.2193 | 814.5165 | 818.8783 | 821.7274 | 811.0889 | 820.6659 | 812.7333 | 816.3065 | 809.4047 | 821.3469 | 818.674 | 819.3319 | 819.6452 | 812.8065 | 814.7476 | 820.0542 | 805.0047 | 814.223 | 817.1783 | 817.8552 | 817.6969 | 818.8668 | 813.2069 | 816.2798 | 817.3528 | 818.6993 | 814.3601 | 818.1714 | 817.5796 | 813.0103 | 818.8258 | 817.4353 | 821.6662 | 823.9905 | 809.9759 | 814.1132 | 814.0937 | 814.8867 | 823.3639 | 818.5094 | 818.2127 | 820.1081 | 814.0249 | 820.4506 | 818.9094 | 814.1855 | 812.58 | 823.5502 | 816.7721 | 817.1915 | 815.2048 | 814.3034 | 820.2806 | 816.1003 | 809.0066 | 805.2888 | 815.0598 | 818.6419 | 821.3195 | 816.9222 | 820.7332 | 817.6608 | 812.3806 | 812.921 | 814.5801 | 814.8819 | 814.6405 | 813.7678 | 813.4828 | 820.3705 | 819.6379 | 815.002 | 817.759 | 816.7511 | 811.5415 | 814.3581 | 813.5173 | 816.8216 | 816.2722 | 822.4872 | 819.3688 | 822.4317 | 818.6557 | 813.5687 | 817.3105 | 822.0323 | 812.8472 | 818.6941 | 812.7014 | 392.2723 | 821.5223 | 812.8213 | 812.3856 | 810.7043 | 811.1465 | 810.7018 | 818.051 | 810.8148 | 815.2501 | 475.2513 | 811.0442 | 816.1591 | 818.3906 | 809.6072 | 819.2352 | 813.705 | 813.4237 | 816.0027 | 819.3682 | 806.9757 | 821.4036 | 822.0056 | 817.7541 | 818.6665 | 819.6938 | 808.47 | 819.4379 | 810.1581 | 823.4702 | 794.7543 | 37.5967 | 819.0251 | 820.701 | 811.6175 | 811.3511 | 817.4545 | 811.8466 | 816.0221 | 820.6896 | 811.9246 | 812.6012 | 819.8428 | 823.7162 | 820.8425 | 809.4166 | 820.9086 | 817.7179 | 822.6988 | 821.7244 | 819.742 | 818.6693 | 823.8405 | 813.2095 | 816.1639 | 806.2035 | 812.5333 | 815.5006 | 797.7437 | 818.5927 | 823.2905 | 816.9197 | 812.3418 | 818.3163 | 815.9694 | 814.9129 | 821.5885 | 818.5849 | 820.6183 | 819.4793 | 810.3404 | 821.2297 | 820.6057 | 823.2992 | 819.6906 | 814.3043 | 820.2662 | 822.5858 | 812.1369 | 811.7726 | 810.9757 | 823.6217 | 819.1659 | 812.013 | 814.3914 | 815.5685 | 810.1309 | 818.6494 | 823.4742 | 820.689 | 819.6748 | 815.1189 | 822.1745 | 819.7049 | 819.4912 | 810.1036 | 816.1191 | 819.7111 | 813.422 | 820.2759 | 811.7667 | 812.6712 | 814.5828 | 822.2005 | 819.8534 | 823.4394 | 93.5228 | 820.1377 | 820.3683 | 808.1455 | 814.7305 | 820.6044 | 801.063 | 819.589 | 812.7517 | 784.6904 | 820.4657 | 815.6358 | 811.902 | 352.2036 | 818.3507 | 819.8899 | 818.4196 | 820.1997 | 816.3418 | 817.0742 | 820.2895 | 817.6137 | 797.5098 | 810.6979 | 814.6775 | 816.7275 | 814.0444 | 822.9425 | 811.3067 | 820.3721 | 817.8592 | 817.3832 | 756.6508 | 814.0074 | 811.5008 | 813.8046 | 812.7773 | 568.9554 | 811.0116 | 822.3415 | 814.1728 | 822.5323 | 811.0766 | 817.2785 | 815.6045 | 813.4091 | 817.9489 | 802.1044 | 822.8767 | 814.3774 | 813.8124 | 814.8691 | 758.1558 | 815.3057 | 804.9527 | 818.5722 | 821.1213 | 811.3347 | 818.488 | 813.6972 | 821.9601 | 811.9807 | 819.0691 | 813.2501 | 819.0732 | 823.4036 | 814.1238 | 816.3715 | 808.6343 | 800.2209 | 813.4618 | 814.5222 | 815.3373 | 821.5326 | 823.3588 | 820.5812 | 781.6954 | 812.8858 | 821.8828 | 816.4834 | 822.0902 | 812.0213 | 822.9936 | 553.7172 | 820.6576 | 813.6066 | 819.692 | 812.6831 | 816.269 | 818.4725 | 808.3808 | 812.606 | 821.8281 | 814.6113 | 814.6704 | 812.37 | 811.485 | 818.4588 | 820.4936 | 812.6458 | 820.8436 | 810.155 | 813.5876 | 817.9947 | 702.1141 | 822.2604 | 768.7049 | 818.3276 | 815.101 | 821.0959 | 811.3459 | 812.3134 | 818.4107 | 816.4121 | 813.0223 | 820.2713 | 810.772 | 814.0038 | 819.0767 | 817.7225 | 811.3157 | 811.2435 | 816.3684 | 816.0749 | 811.1637 | 815.6939 | 817.4846 | 819.9444 | 811.1521 | 815.4061 | 809.3366 | 813.4168 | 815.6955 | 817.0026 | 803.0977 | 822.0903 | 812.4553 | 820.4523 | 812.8793 | 814.9563 | 819.6766 | 818.3936 | 814.8261 | 815.0221 | 816.583 | 813.2396 | 813.5953 | 817.9808 | 823.9067 | 817.5948 | 821.5186 | 816.1508 | 816.5577 | 804.0475 | 818.7551 | 818.0011 | 817.7546 | 786.4827 | 817.5184 | 809.8659 | 820.5005 | 796.9814 | 792.9814 | 820.3246 | 817.9316 | 813.4519 | 748.2101 | 814.503 | 819.0384 | 820.1214 | 806.5806 | 812.2666 | 820.1894 | 818.467 | 819.9321 | 820.436 | 817.2773 | 814.5914 | 811.2759 | 817.412 | 811.9857 | 816.8121 | 823.5161 | 808.3745 | 27.3324 | 821.9767 | 812.696 | 815.4983 | 810.5325 | 816.6284 | 814.4001 | 815.9183 | 813.205 | 795.1261 | 730.0677 | 822.5152 | 810.3609 | 817.7249 | 817.1753 | 818.4907 | 811.759 | 810.8416 | 822.3085 | 810.0785 | 816.3164 | 815.6518 | 815.5338 | 822.5419 | 811.2563 | 814.1883 | 808.4987 | 424.7441 | 818.9095 | 809.9657 | 819.0602 | 817.4621 | 813.1022 | 758.8057 | 813.9207 | 815.3431 | 811.2407 | 818.4267 | 811.5907 | 817.703 | 766.5138 | 819.0393 | 821.3261 | 814.4389 | 329.6759 | 819.8664 | 820.954 | 820.0484 | 816.6137 | 821.0416 | 738.6542 | 813.0363 | 821.9985 | 820.7634 | 816.9278 | 813.7262 | 822.3946 | 810.3086 | 817.2641 | 804.4463 | 818.036 | 822.9396 | 816.3647 | 817.8218 | 820.9275 | 819.9278 | 813.1286 | 813.9254 | 810.4702 | 811.5637 | 821.4493 | 819.5362 | 819.6364 | 820.0497 | 821.2745 | 818.3944 | 812.6732 | 816.6302 | 815.7435 | 819.6 | 822.2683 | 820.6763 | 820.3946 | 811.5169 | 820.4464 | 817.5953 | 820.5072 | 814.5928 | 821.1479 | 818.7536 | 815.7913 | 815.3679 | 818.1936 | 814.5184 | 819.9952 | 812.2523 | 822.7434 | 812.0672 | 811.8323 | 823.8384 | 816.6125 | 820.3073 | 814.6724 | 804.0961 | 812.192 | 818.1685 | 781.3282 | 811.7868 | 814.7471 | 814.6484 | 813.0902 | 822.8205 | 815.4788 | 822.5206 | 818.4016 | 820.8489 | 814.7309 | 820.4569 | 815.7002 | 810.9339 | 814.7246 | 813.9741 | 815.5259 | 817.0057 | 820.7083 | 820.2617 | 815.4264 | 820.9534 | 216.6179 | 818.358 | 809.2318 | 815.8066 | 817.8398 | 817.0025 | 819.6342 | 820.1572 | 818.8991 | 813.9274 | 773.5263 | 810.0831 | 810.9083 | 808.9156 | 811.3689 | 819.252 | 815.3472 | 814.5555 | 811.2642 | 820.2831 | 812.665 | 815.0908 | 810.4271 | 816.6969 | 812.6365 | 810.8128 | 813.9126 | 811.8877 | 812.2551 | 822.8608 | 822.3112 | 804.7626 | 810.5726 | 813.6675 | 820.9443 | 808.9441 | 812.3644 | 819.0907 | 822.9301 | 808.8021 | 810.7917 | 791.3796 | 814.3146 | 818.2599 | 813.0721 | 818.2498 | 807.7459 | 813.9107 | 811.9216 | 820.3821 | 813.6814 | 816.2809 | 820.5982 | 248.5203 | 816.9891 | 821.1052 | 817.9459 | 813.5401 | 810.6496 | 702.8159 | 817.8145 | 809.5658 | 818.6678 | 818.4152 | 813.5227 | 819.4327 | 821.3903 | 822.6829 | 820.5937 | 799.4745 | 809.9461 | 815.8633 | 820.7753 | 817.2542 | 810.3363 | 816.644 | 810.2086 | 816.693 | 812.6728 | 818.0358 | 815.3147 | 816.5972 | 823.6115 | 825.2303 | 821.4055 | 819.7269 | 824.0028 | 812.8497 | 808.9522 | 811.7823 | 809.8222 | 820.916 | 811.0568 | 810.1134 | 808.6076 | 776.8144 | 814.8102 | 811.0884 | 819.6221 | 810.7249 | 811.4202 | 818.7093 | 817.9916 | 819.1071 | 819.7323 | 817.4616 | 818.999 | 813.1399 | 813.7284 | 817.502 | 823.6622 | 820.9037 | 820.5393 | 819.3091 | 815.6744 | 815.5521 | 818.6879 | 821.5753 | 812.1635 | 809.3936 | 809.6119 | 817.3325 | 809.8729 | 815.4467 | 820.0299 | 818.212 | 816.4795 | 821.7484 | 794.0396 | 816.5819 | 811.9136 | 819.5644 | 820.5957 | 816.5808 | 819.3719 | 812.7527 | 813.6237 | 810.8131 | 813.4535 | 814.233 | 820.4661 | 804.8069 | 819.1759 | 817.9519 | 813.8028 | 820.3728 | 819.7691 | 820.6633 | 809.6124 | 816.5603 | 820.7523 | 815.6346 | 793.938 | 822.1313 | 820.6307 | 801.8972 | 813.2361 | 811.1345 | 811.7884 | 816.1254 | 816.4732 | 819.6295 | 812.6279 | 812.74 | 822.7375 | 814.8716 | 816.1998 | 821.0275 | 817.6162 | 813.6723 | 819.8784 | 818.5391 | 812.4156 | 811.8423 | 813.5635 | 818.3259 | 814.1598 | 812.2331 | 662.5641 | 814.1733 | 814.1336 | 814.7467 | 812.4658 | 818.1294 | 815.1598 | 816.1969 | 803.373 | 816.9241 | 815.6228 | 808.1368 | 816.0263 | 816.8683 | 821.3891 | 819.2499 | 813.9843 | 814.2283 | 822.2657 | 814.3909 | 822.7965 | 768.5532 | 813.7741 | 808.6596 | 814.6262 | 818.0279 | 819.0287 | 817.2717 | 820.3379 | 816.1946 | 815.4815 | 814.264 | 817.2184 | 817.7889 | 823.8874 | 821.8304 | 811.3852 | 815.3287 | 263.3774 | 819.9731 | 815.1679 | 821.9377 | 812.0331 | 821.8011 | 816.8785 | 816.5012 | 820.1304 | 819.7011 | 812.5285 | 812.8496 | 814.0309 | 817.9307 | 817.7286 | 821.1962 | 814.7339 | 821.1929 | 816.3752 | 821.6258 | 809.3536 | 824.2306 | 810.5631 | 817.0699 | 813.959 | 822.2446 | 818.1382 | 820.1721 | 798.9254 | 812.3667 | 822.7848 | 819.593 | 817.559 | 824.3922 | 814.6984 | 814.0941 | 813.2137 | 821.2204 | 790.7813 | 817.5148 | 811.8583 | 818.5653 | 810.2439 | 815.2428 | 814.8653 | 812.4546 | 818.7875 | 816.1342 | 819.1763 | 818.1579 | 817.9068 | 810.4341 | 820.6997 | 820.6767 | 812.3069 | 811.8793 | 813.4887 | 803.3824 | 806.1295 | 819.7102 | 812.1647 | 818.4892 | 811.8791 | 755.1407 | 787.2855 | 817.9334 | 819.1204 | 817.1926 | 819.6731 | 815.4317 | 813.0662 | 816.6909 | 709.4197 | 823.1129 | 816.4519 | 817.6818 | 809.9287 | 822.8095 | 823.4508 | 817.0472 | 818.8605 | 821.0719 | 824.6749 | 822.4691 | 824.1172 | 808.4822 | 819.2547 | 819.4306 | 818.802 | 791.144 | 818.4369 | 813.3977 | 815.1041 | 792.8232 | 814.7733 | 822.4014 | 819.4897 | 816.7693 | 812.3752 | 810.3259 | 814.8626 | 819.6037 | 822.9846 | 808.8028 | 819.1488 | 813.8902 | 800.8 | 815.6746 | 805.0952 | 816.0369 | 817.7541 | 813.085 | 819.1696 | 674.6175 | 818.7789 | 820.7781 | 524.5679 | 809.8333 | 791.1452 | 814.1993 | 819.8081 | 816.9791 | 813.1335 | 710.2316 | 812.7305 | 823.5506 | 804.9898 | 821.055 | 817.2603 | 813.7473 | 816.0048 | 812.1277 | 803.2745 | 810.362 | 821.2633 | 818.9054 | 818.8499 | 810.1363 | 812.4841 | 816.5949 | 814.9419 | 819.8025 | 566.4621 | 820.3214 | 812.118 | 819.0983 | 816.8136 | 811.213 | 813.7299 | 817.2677 | 814.6723 | 810.3582 | 813.0499 | 817.304 | 814.551 | 824.566 | 811.8184 | 761.9011 | 812.2117 | 814.8748 | 814.424 | 816.8991 | 819.1465 | 817.7828 | 797.4183 | 821.7041 | 815.3451 | 672.0936 | 814.33 | 815.1092 | 816.8645 | 815.8354 | 402.353 | 821.4364 | 809.2363 | 820.0867 | 813.8171 | 687.1784 | 815.2945 | 817.0763 | 821.7029 | 815.0418 | 808.8148 | 818.5892 | 817.7597 | 773.0693 | 813.2787 | 815.4841 | 812.2339 | 822.5543 | 813.4463 | 810.9668 | 816.1574 | 821.4726 | 821.404 | 818.9086 | 656.9623 | 815.4123 | 817.1194 | 821.9807 | 817.4652 | 806.0302 | 812.7788 | 812.9889 | 813.2422 | 812.1841 | 817.326 | 777.859 | 819.5079 | 808.6139 | 817.0696 | 815.4588 | 813.5346 | 812.2248 | 817.2441 | 815.1207 | 820.7474 | 821.0841 | 814.6174 | 823.361 | 822.9874 | 813.6367 | 811.9953 | 820.0611 | 820.9655 | 713.7391 | 820.745 | 814.2712 | 816.7857 | 810.2383 | 816.0972 | 662.6435 | 813.9865 | 813.4732 | 812.1668 | 811.2145 | 814.6266 | 819.0535 | 819.2948 | 816.3903 | 809.8703 | 801.325 | 817.312 | 809.9308 | 813.398 | 816.959 | 814.7568 | 810.2518 | 816.2021 | 818.0008 | 817.5011 | 812.4816 | 809.4167 | 748.9753 | 813.8645 | 820.2084 | 814.8825 | 813.2716 | 812.3655 | 811.1733 | 819.5959 | 811.6863 | 817.4282 | 812.1987 | 811.936 | 810.4841 | 821.9122 | 791.4865 | 811.2676 | 816.8992 | 817.6517 | 813.955 | 814.73 | 818.0088 | 820.5586 | 818.3555 | 818.9204 | 801.7987 | 811.439 | 815.4063 | 820.783 | 820.6182 | 812.1216 | 809.9911 | 813.8816 | 810.3408 | 815.8218 | 818.2542 | 820.7797 | 819.6665 | 539.4072 | 813.2304 | 814.3006 | 822.7837 | 820.4856 | 811.9681 | 824.0275 | 810.0989 | 814.5266 | 809.7211 | 813.7893 | 813.4158 | 817.6168 | 818.937 | 813.8976 | 820.6836 | 792.0686 | 810.2123 | 816.6311 | 812.4552 | 817.6358 | 812.0598 | 815.4777 | 811.9667 | 822.8995 | 814.0275 | 812.6643 | 819.0561 | 811.3909 | 803.9925 | 811.2784 | 282.1275 | 820.3782 | 774.6851 | 808.3944 | 819.1767 | 818.2833 | 812.96 | 817.145 | 814.0911 | 822.811 | 818.4144 | 817.9599 | 810.6579 | 810.8701 | 820.7014 | 814.1831 | 809.4042 | 815.3833 | 815.6281 | 821.5721 | 817.7627 | 817.5474 | 818.6957 | 821.4921 | 256.4083 | 818.4695 | 813.486 | 809.6027 | 809.2332 | 787.5123 | 814.7993 | 814.609 | 814.7144 | 821.9751 | 812.3104 | 812.7632 | 790.1144 | 818.1215 | 815.1442 | 819.6194 | 803.1114 | 817.3678 | 820.9191 | 813.7453 | 820.4004 | 820.9067 | 813.4215 | 814.7296 | 816.1681 | 819.2156 | 821.7959 | 814.6798 | 819.9184 | 811.697 | 804.8064 | 600.8022 | 811.2712 | 822.3481 | 817.2391 | 814.1309 | 819.5229 | 818.4211 | 809.1667 | 813.1258 | 822.5952 | 814.5395 | 810.2976 | 817.1257 | 819.2113 | 815.6186 | 818.1493 | 820.096 | 816.1234 | 808.3108 | 823.841 | 813.2697 | 814.1933 | 817.7422 | 815.3999 | 814.8213 | 763.2787 | 814.4474 | 818.8556 | 802.9168 | 819.651 | 810.9463 | 819.2825 | 817.8758 | 814.489 | 817.7783 | 811.4009 | 817.3496 | 820.5267 | 806.4483 | 818.977 | 813.7705 | 817.9156 | 815.5595 | 820.3119 | 813.9844 | 820.1654 | 815.6803 | 823.3272 | 812.541 | 816.3829 | 803.2022 | 819.1135 | 812.864 | 628.0545 | 822.9289 | 816.7278 | 817.2659 | 810.5774 | 823.6788 | 818.3574 | 816.5742 | 819.3254 | 817.6791 | 814.9788 | 811.3075 | 819.4589 | 820.9303 | 818.1826 | 815.0002 | 812.8509 | 817.1721 | 814.0776 | 287.6707 | 816.6186 | 817.0337 | 818.2374 | 811.587 | 814.8289 | 809.2295 | 816.6731 | 814.8882 | 817.9073 | 813.0505 | 812.6175 | 821.7549 | 811.345 | 802.1507 | 822.7142 | 817.8946 | 811.7213 | 817.9053 | 813.6817 | 815.8801 | 819.899 | 820.4016 | 815.1745 | 813.8192 | 817.1301 | 817.6102 | 819.4628 | 763.8622 | 109.7058 | 814.3473 | 817.0641 | 811.8603 | 820.5659 | 816.1312 | 818.4728 | 808.2559 | 811.7726 | 812.5775 | 817.1178 | 817.1289 | 811.3675 | 814.8489 | 814.2034 | 815.994 | 820.0876 | 650.3018 | 817.9408 | 816.8252 | 820.1875 | 819.5581 | 820.3591 | 812.0818 | 812.3874 | 815.9444 | 813.0446 | 812.0431 | 819.6232 | 57.2993 | 816.6625 | 824.2398 | 805.2275 | 819.1301 | 811.5863 | 812.8917 | 821.5815 | 812.1682 | 814.8041 | 823.7899 | 821.3192 | 815.0817 | 819.2426 | 810.4438 | 817.4236 | 814.5562 | 818.0671 | 815.2804 | 811.7697 | 813.9849 | 821.7772 | 813.8675 | 806.6548 | 818.5822 | 814.4748 | 815.8865 | 814.1635 | 810.8437 | 823.0895 | 526.8402 | 810.9732 | 823.188 | 790.0401 | 473.0262 | 820.9609 | 818.8338 | 814.6273 | 816.1784 | 811.1605 | 820.8719 | 811.1134 | 812.1141 | 814.831 | 818.6963 | 820.4505 | 822.753 | 811.1754 | 797.9827 | 816.6688 | 814.7132 | 816.8862 | 789.0225 | 818.7293 | 811.2591 | 816.4708 | 772.4637 | 815.5306 | 817.2729 | 819.2007 | 817.2478 | 811.4557 | 781.4475 | 810.0923 | 811.396 | 798.5449 | 811.6507 | 822.6353 | 820.212 | 820.5403 | 813.3029 | 822.0286 | 810.7203 | 815.4888 | 604.8916 | 806.7942 | 813.3154 | 811.6721 | 818.8375 | 794.1762 | 809.6557 | 809.5475 | 817.4298 | 819.2398 | 821.2034 | 816.7028 | 820.3357 | 816.7462 | 405.9878 | 821.0455 | 816.5674 | 817.7708 | 811.485 | 821.4185 | 821.8961 | 820.4305 | 814.9837 | 819.2482 | 814.1755 | 817.4323 | 817.4239 | 801.171 | 815.9715 | 816.4896 | 802.7224 | 817.101 | 802.5577 | 818.8841 | 823.0728 | 816.309 | 820.0215 | 820.7117 | 813.8758 | 792.0667 | 820.3173 | 812.2607 | 816.7457 | 813.3788 | 822.0624 | 818.9269 | 824.4598 | 815.6525 | 821.5247 | 813.4382 | 814.8877 | 820.1656 | 814.3235 | 816.145 | 820.4704 | 813.0384 | 815.7998 | 811.2251 | 809.9582 | 813.3921 | 823.55 | 813.8563 | 816.5111 | 814.5753 | 813.446 | 814.6696 | 811.6158 | 805.9871 | 813.3194 | 814.9746 | 817.9099 | 817.206 | 810.3551 | 820.1725 | 814.7971 | 814.6796 | 789.8993 | 820.3114 | 814.1327 | 813.2184 | 811.9006 | 812.8529 | 815.7176 | 815.3029 | 820.6604 | 822.4757 | 820.1026 | 578.9732 | 813.3337 | 824.3344 | 815.7071 | 815.7117 | 749.2313 | 812.4769 | 810.2404 | 815.2698 | 814.7079 | 821.1504 | 821.753 | 816.4251 | 820.1809 | 816.2487 | 821.0897 | 815.8084 | 815.7088 | 811.158 | 813.1028 | 812.7508 | 820.6877 | 818.748 | 819.5488 | 809.9026 | 817.3861 | 823.1885 | 661.7373 | 811.8105 | 821.6928 | 799.951 | 819.5343 | 815.8789 | 811.2835 | 820.002 | 792.865 | 821.3669 | 818.0127 | 813.1355 | 816.3088 | 814.917 | 813.9127 | 814.9351 | 822.4298 | 818.7749 | 816.2604 | 814.0129 | 768.1942 | 813.0956 | 813.9331 | 809.7624 | 820.294 | 662.6544 | 823.3426 | 821.8631 | 814.6406 | 821.2374 | 814.5977 | 810.3939 | 811.3734 | 812.237 | 820.4791 | 821.1735 | 811.3138 | 810.9704 | 817.8692 | 814.3969 | 812.4459 | 798.9433 | 819.9608 | 817.8308 | 813.8792 | 816.3901 | 810.7561 | 814.2477 | 812.0612 | 818.81 | 816.8258 | 822.3365 | 818.0051 | 821.4639 | 802.6871 | 813.4389 | 815.5165 | 571.2911 | 817.6292 | 805.9267 | 822.047 | 818.8634 | 817.4768 | 806.0487 | 821.9078 | 814.9329 | 811.513 | 821.3625 | 816.0374 | 818.3694 | 701.6934 | 813.7818 | 822.8408 | 819.1594 | 818.7265 | 815.9087 | 812.6093 | 797.9557 | 818.9558 | 818.1259 | 813.0641 | 810.5185 | 812.7652 | 812.9745 | 814.4688 | 809.6335 | 814.5465 | 813.7345 | 820.1 | 802.8479 | 812.1408 | 819.6292 | 821.4797 | 822.0297 | 810.4849 | 821.3065 | 822.2403 | 808.768 | 813.7229 | 820.9157 | 803.0292 | 820.846 | 823.183 | 821.0992 | 812.4775 | 807.0927 | 811.5066 | 820.3181 | 818.0669 | 815.9983 | 814.9829 | 812.7894 | 822.246 | 820.0824 | 819.8717 | 814.1073 | 809.7711 | 809.9154 | 820.2436 | 812.6703 | 813.7815 | 819.8614 | 814.397 | 817.0526 | 817.9223 | 800.0217 | 822.1619 | 819.2629 | 820.1726 | 816.4048 | 816.8598 | 817.9502 | 820.5819 | 808.288 | 814.7254 | 813.6263 | 810.8912 | 815.529 | 819.2414 | 823.3549 | 820.0193 | 814.4577 | 812.6048 | 818.8844 | 816.7386 | 811.5206 | 822.3729 | 816.6377 | 739.3962 | 813.967 | 808.9642 | 821.43 | 592.1653 | 816.2458 | 810.3466 | 813.5736 | 815.1807 | 815.3656 | 812.4089 | 817.9318 | 816.1067 | 811.8612 | 816.0272 | 813.4769 | 810.3407 | 821.454 | 806.3623 | 815.9634 | 812.9248 | 641.5953 | 821.7202 | 818.8784 | 818.2444 | 814.5496 | 812.2742 | 817.3775 | 822.8046 | 813.5303 | 815.5254 | 815.9859 | 737.5756 | 817.8885 | 814.8538 | 818.5117 | 816.3413 | 815.7221 | 810.012 | 820.9944 | 819.8722 | 813.3302 | 813.1251 | 812.0541 | 813.5232 | 820.036 | 819.9413 | 812.7074 | 815.939 | 823.0982 | 815.0728 | 822.4649 | 814.8309 | 815.4848 | 811.5757 | 816.4467 | 672.0392 | 820.914 | 811.846 | 813.9764 | 809.4239 | 820.1934 | 810.9227 | 799.3856 | 816.2253 | 807.3541 | 808.9779 | 811.3406 | 816.3103 | 815.3938 | 807.2056 | 806.1609 | 818.3585 | 816.1449 | 809.3446 | 814.8914 | 816.2153 | 757.6551 | 815.1189 | 811.084 | 824.1085 | 817.3587 | 805.1793 | 819.7465 | 819.669 | 816.2385 | 814.9499 | 820.4019 | 817.3411 | 822.1022 | 817.6103 | 548.4528 | 817.8049 | 812.81 | 821.4327 | 808.7221 | 819.6651 | 810.6115 | 812.4746 | 812.0332 | 814.9945 | 821.9231 | 816.7896 | 808.8697 | 812.0338 | 813.3843 | 819.6562 | 813.5624 | 823.5111 | 824.7323 | 814.0571 | 821.1226 | 814.5271 | 816.3585 | 813.7612 | 815.6413 | 812.7572 | 820.5647 | 820.8246 | 812.8281 | 823.6757 | 815.0202 | 811.1891 | 817.5565 | 814.7407 | 812.258 | 816.9185 | 817.7781 | 816.7359 | 815.3859 | 814.3849 | 811.7493 | 811.7484 | 818.4025 | 87.4832 | 822.018 | 811.6872 | 812.9275 | 813.1488 | 820.0468 | 820.8232 | 728.4521 | 818.7621 | 815.3068 | 819.4404 | 815.1213 | 817.3306 | 820.4548 | 816.5446 | 791.2801 | 811.1831 | 813.9741 | 804.8803 | 820.0884 | 816.1986 | 816.5681 | 818.9581 | 814.1601 | 820.1577 | 809.239 | 815.3226 | 819.6924 | 822.227 | 822.5459 | 800.4731 | 812.7853 | 816.5036 | 818.917 | 810.9594 | 724.5992 | 809.5767 | 810.3173 | 820.2067 | 816.7548 | 815.0975 | 792.7583 | 820.8586 | 815.2245 | 809.2577 | 819.4601 | 811.4771 | 817.9669 | 815.2298 | 818.0914 | 818.0915 | 820.5388 | 818.0099 | 811.9502 | 818.8805 | 806.5576 | 814.2497 | 790.0406 | 818.7841 | 815.6493 | 808.897 | 796.261 | 809.6114 | 815.061 | 671.5184 | 814.0153 | 817.9302 | 817.1921 | 821.8945 | 812.3545 | 816.0677 | 817.7066 | 809.3953 | 819.139 | 821.5555 | 815.9701 | 810.8826 | 819.8451 | 813.5195 | 819.6002 | 818.1568 | 821.1565 | 823.8207 | 808.3462 | 810.2954 | 819.7653 | 819.6446 | 814.929 | 817.991 | 751.0862 | 821.7777 | 812.2518 | 820.31 | 816.284 | 813.9778 | 815.9075 | 818.554 | 814.4002 | 814.1595 | 813.0498 | 815.064 | 815.1437 | 820.0128 | 811.8317 | 819.9497 | 814.301 | 810.5299 | 819.4708 | 813.5632 | 810.0911 | 808.5341 | 721.3722 | 816.564 | 816.3424 | 818.9221 | 816.6656 | 821.4819 | 817.159 | 817.9975 | 819.3248 | 815.0403 | 811.0312 | 812.8065 | 814.6337 | 810.5412 | 816.7418 | 813.9122 | 820.9122 | 808.0912 | 814.2517 | 820.7251 | 807.8376 | 713.9566 | 822.8479 | 813.2883 | 819.0241 | 817.6452 | 816.2535 | 823.6431 | 819.6562 | 820.6961 | 808.9286 | 820.5472 | 805.714 | 815.4352 | 809.0291 | 817.4065 | 804.2424 | 814.4603 | 819.6294 | 813.8084 | 815.4315 | 819.3365 | 817.6643 | 769.4858 | 815.8309 | 815.0189 | 821.0676 | 813.2265 | 809.0134 | 812.1846 | 813.3642 | 817.4389 | 809.7262 | 822.2131 | 813.7167 | 661.7182 | 819.1811 | 818.4131 | 810.8121 | 818.0591 | 823.636 | 805.6278 | 819.3856 | 820.0257 | 303.436 | 812.383 | 821.0869 | 815.2855 | 819.8007 | 812.7675 | 823.3609 | 823.7048 | 785.3669 | 821.1319 | 813.5894 | 812.8606 | 822.8599 | 813.925 | 812.9298 | 333.0294 | 810.3929 | 781.8962 | 820.5066 | 817.6004 | 777.0698 | 805.6525 | 810.3383 | 819.3752 | 812.5346 | 812.9975 | 813.8537 | 820.763 | 822.9008 | 820.3696 | 810.8396 | 816.1392 | 819.8499 | 401.2109 | 807.5739 | 821.4492 | 811.4315 | 815.8839 | 720.9426 | 812.8444 | 823.8147 | 819.1975 | 808.5204 | 814.6788 | 816.5501 | 816.5396 | 819.9616 | 814.7995 | 817.535 | 819.7747 | 812.7635 | 814.2594 | 812.87 | 819.859 | 817.8707 | 824.2857 | 819.8064 | 814.4495 | 818.9388 | 812.7225 | 776.2332 | 820.9289 | 812.1671 | 820.6921 | 400.8331 | 808.171 | 819.4086 | 821.8739 | 824.1769 | 823.5931 | 812.1087 | 818.4019 | 811.1899 | 811.5758 | 816.4739 | 817.0782 | 809.8814 | 819.944 | 804.7887 | 818.4477 | 818.9978 | 814.9585 | 803.3828 | 815.7686 | 815.3745 | 812.512 | 817.7796 | 814.002 | 364.0331 | 810.5933 | 805.8839 | 822.9152 | 813.1437 | 816.355 | 813.7554 | 812.3941 | 818.3913 | 817.2913 | 814.0884 | 811.7154 | 808.7928 | 815.5745 | 816.9392 | 821.1462 | 816.8237 | 813.7464 | 820.148 | 813.7514 | 822.0432 | 813.2181 | 810.4711 | 810.7875 | 818.0181 | 812.0055 | 815.3987 | 812.2038 | 808.8972 | 820.4861 | 820.2643 | 815.16 | 811.3635 | 820.8807 | 811.0575 | 817.9141 | 813.7107 | 343.6617 | 816.2022 | 823.3079 | 820.1326 | 818.1577 | 820.1324 | 810.2602 | 815.5462 | 814.3398 | 812.3656 | 795.1484 | 810.6016 | 811.066 | 817.8594 | 816.0634 | 812.9115 | 810.7155 | 820.3499 | 819.5537 | 823.4088 | 809.5151 | 817.1582 | 815.299 | 818.3811 | 810.824 | 813.2807 | 819.2952 | 824.0063 | 629.3411 | 803.2967 | 824.7978 | 814.0508 | 813.3387 | 811.4017 | 822.0852 | 810.5127 | 811.773 | 820.3429 | 811.4592 | 820.3468 | 818.4748 | 744.4631 | 817.9757 | 812.7631 | 797.5696 | 811.8121 | 819.7375 | 812.7785 | 816.814 | 813.9872 | 817.4931 | 816.7348 | 818.6531 | 814.3752 | 817.0549 | 808.0959 | 780.7904 | 816.5962 | 819.5445 | 817.0032 | 818.4877 | 823.7578 | 820.7922 | 809.879 | 812.2569 | 814.3567 | 817.7167 | 819.039 | 818.403 | 812.252 | 818.6863 | 821.1879 | 811.3039 | 815.1159 | 814.5889 | 763.2407 | 800.3295 | 818.9284 | 811.2286 | 816.2604 | 820.6911 | 812.9272 | 814.9369 | 822.4172 | 810.7177 | 814.26 | 821.9412 | 803.6291 | 819.4987 | 814.9018 | 820.7177 | 813.2919 | 812.2637 | 812.6565 | 810.9706 | 820.1021 | 813.2757 | 811.5551 | 815.0969 | 819.0868 | 815.9271 | 811.0673 | 822.5588 | 783.8431 | 822.2707 | 817.0458 | 820.3701 | 810.9578 | 822.0967 | 810.9174 | 222.554 | 818.6511 | 816.068 | 819.6364 | 823.0825 | 811.9522 | 821.6185 | 813.3155 | 814.5614 | 818.1064 | 823.0589 | 817.5291 | 811.7829 | 794.0431 | 820.7586 | 814.223 | 812.7674 | 812.5676 | 815.616 | 814.3236 | 815.1874 | 820.0964 | 805.4304 | 814.0722 | 814.0448 | 817.7916 | 813.3066 | 820.7394 | 821.7453 | 816.9894 | 816.0873 | 820.859 | 806.7761 | 801.3669 | 820.6923 | 764.1505 | 819.7861 | 816.3882 | 822.4248 | 823.4311 | 810.4522 | 816.6911 | 814.234 | 813.5105 | 815.8842 | 812.5599 | 727.8836 | 816.6639 | 815.1167 | 823.3023 | 822.4192 | 817.7082 | 813.4204 | 819.5288 | 819.9843 | 815.9897 | 800.0957 | 820.2661 | 809.5201 | 818.6166 | 819.0986 | 814.7289 | 806.3312 | 820.9716 | 820.6056 | 822.2374 | 799.4121 | 813.1958 | 814.9069 | 809.2697 | 822.9595 | 812.5743 | 812.3072 | 823.142 | 820.8035 | 814.4744 | 819.8386 | 815.9781 | 812.8322 | 810.7144 | 819.5746 | 820.3439 | 814.4026 | 813.499 | 815.6701 | 814.6498 | 808.5215 | 814.4471 | 814.6134 | 817.5529 | 816.3452 | 818.7777 | 823.4153 | 816.9607 | 814.4159 | 810.8782 | 713.0505 | 810.8228 | 816.4119 | 818.2752 | 816.2612 | 817.1226 | 725.4287 | 812.7741 | 817.0673 | 812.4207 | 822.8524 | 814.0673 | 815.6187 | 813.435 | 819.7428 | 820.2883 | 811.3313 | 817.4664 | 817.2151 | 821.8342 | 816.6881 | 813.4241 | 813.6239 | 818.7249 | 729.8776 | 812.8729 | 823.8483 | 814.2674 | 813.652 | 807.9609 | 817.8125 | 813.7118 | 812.3358 | 814.2301 | 809.7987 | 781.2773 | 815.3383 | 820.9887 | 813.0828 | 818.9742 | 813.5509 | 813.0843 | 816.6799 | 817.1991 | 813.4234 | 820.0211 | 813.4176 | 816.7889 | 813.6831 | 803.5187 | 814.477 | 818.4478 | 812.2758 | 820.7904 | 814.5655 | 818.5016 | 819.8423 | 811.8139 | 815.145 | 817.171 | 813.6954 | 802.6642 | 812.3418 | 772.6503 | 822.638 | 813.33 | 818.4639 | 816.0358 | 809.2841 | 814.3801 | 808.8075 | 811.1739 | 812.1871 | 816.8959 | 818.2846 | 819.8831 | 811.7819 | 812.4935 | 813.3136 | 818.7145 | 813.6701 | 816.9763 | 818.017 | 813.3423 | 712.5807 | 813.6371 | 817.9495 | 816.2377 | 811.1003 | 815.8179 | 811.1284 | 812.9797 | 817.6795 | 641.1604 | 813.0552 | 810.4969 | 783.1841 | 813.5621 | 822.2918 | 816.6414 | 822.5522 | 820.1472 | 810.0801 | 818.1369 | 820.8845 | 818.008 | 814.5436 | 817.88 | 813.6155 | 820.1983 | 814.2344 | 814.6209 | 813.976 | 817.0744 | 818.2698 | 813.6496 | 818.8029 | 807.4842 | 818.5142 | 812.3591 | 812.2502 | 814.7069 | 813.6193 | 809.3664 | 819.3049 | 816.8558 | 819.4337 | 818.0103 | 816.1891 | 814.5968 | 822.9231 | 821.3617 | 812.2857 | 819.2432 | 115.9142 | 816.7347 | 821.4971 | 818.356 | 811.9774 | 816.7426 | 815.174 | 817.7181 | 811.9758 | 808.9574 | 817.4033 | 822.5184 | 812.6234 | 819.9611 | 821.4444 | 812.3731 | 821.678 | 811.2451 | 816.746 | 820.2683 | 820.5101 | 822.295 | 818.0707 | 811.628 | 823.3029 | 817.6403 | 812.2804 | 823.9463 | 820.7846 | 821.0885 | 821.4409 | 815.9468 | 816.1697 | 812.4491 | 816.9645 | 812.9121 | 813.5333 | 815.317 | 817.5148 | 815.1899 | 817.0503 | 811.1594 | 818.8523 | 802.4708 | 809.4231 | 818.1546 | 815.4981 | 813.2919 | 518.9478 | 814.0202 | 818.3316 | 815.2769 | 812.2017 | 821.1872 | 813.975 | 816.9684 | 814.178 | 816.2154 | 817.74 | 820.6435 | 814.9396 | 812.7572 | 818.4313 | 816.581 | 774.9011 | 809.717 | 810.9599 | 819.5102 | 812.31 | 812.6107 | 814.6325 | 817.3214 | 819.0279 | 822.9469 | 768.8693 | 814.0561 | 817.6077 | 812.1097 | 817.1378 | 817.8509 | 819.8071 | 815.9955 | 820.0912 | 814.4688 | 812.7173 | 823.8839 | 749.2272 | 819.8786 | 814.4575 | 819.8412 | 812.3714 | 817.1607 | 812.7221 | 815.5469 | 819.2174 | 818.1821 | 813.2496 | 812.4985 | 817.5056 | 816.2246 | 822.4856 | 772.7715 | 818.0711 | 814.4253 | 810.9272 | 824.2883 | 819.498 | 773.5258 | 814.0606 | 813.1816 | 815.7986 | 820.6534 | 818.9049 | 816.623 | 733.6363 | 817.9401 | 816.9215 | 819.403 | 810.7873 | 820.99 | 811.2229 | 814.756 | 819.0084 | 813.739 | 817.1677 | 819.1653 | 820.6987 | 821.162 | 816.8064 | 815.5922 | 818.6854 | 806.1879 | 818.6896 | 815.6552 | 812.8883 | 809.2088 | 823.035 | 792.1977 | 815.7516 | 813.974 | 814.4168 | 815.3908 | 741.3564 | 816.0986 | 811.1415 | 810.0637 | 823.3182 | 822.2614 | 810.1264 | 821.6603 | 818.7319 | 814.2262 | 818.9216 | 817.6171 | 814.3631 | 804.5351 | 819.8146 | 822.6775 | 810.5115 | 812.8385 | 813.6781 | 815.8644 | 818.4556 | 810.624 | 812.1961 | 820.7625 | 821.2589 | 814.1832 | 812.2591 | 821.4458 | 820.9072 | 817.4386 | 812.5226 | 812.4935 | 816.3384 | 808.8402 | 812.545 | 817.4183 | 809.2498 | 816.7466 | 820.3845 | 820.2553 | 817.5368 | 820.3948 | 225.0198 | 815.2775 | 817.0701 | 809.5024 | 340.0677 | 808.6711 | 820.5965 | 821.0959 | 812.0199 | 815.6056 | 654.1072 | 817.2129 | 815.9709 | 816.8838 | 820.8262 | 808.8712 | 818.1239 | 814.5452 | 816.5805 | 816.5617 | 820.3451 | 819.0399 | 815.1027 | 809.4218 | 817.6236 | 813.4546 | 817.5558 | 819.0687 | 759.8888 | 813.6564 | 804.3285 | 811.6145 | 813.2613 | 194.0565 | 817.5783 | 823.7811 | 810.5671 | 807.2511 | 819.5664 | 812.2257 | 814.3653 | 809.9571 | 816.8003 | 821.1443 | 820.2567 | 811.3925 | 816.3112 | 815.3557 | 817.6898 | 815.161 | 811.6626 | 813.5057 | 820.5655 | 811.1634 | 814.4042 | 821.3176 | 811.1209 | 811.8069 | 807.7559 | 812.2315 | 54.4881 | 810.7075 | 810.6838 | 823.0155 | 814.451 | 812.8044 | 812.4481 | 818.5717 | 813.7574 | 816.2697 | 817.8116 | 822.5119 | 816.5591 | 673.431 | 811.6542 | 813.8768 | 818.5081 | 815.7056 | 819.9869 | 821.4168 | 816.4538 | 814.6703 | 822.2722 | 819.7129 | 811.119 | 820.8311 | 818.7073 | 803.8301 | 813.7236 | 810.9714 | 813.5678 | 812.1535 | 819.3655 | 820.0036 | 821.3443 | 809.587 | 818.0783 | 809.1201 | 819.2698 | 797.7283 | 815.011 | 808.3828 | 809.497 | 815.7597 | 817.811 | 812.0282 | 810.7338 | 809.2427 | 806.3708 | 786.8261 | 818.5013 | 800.6276 | 821.0459 | 813.8354 | 814.5291 | 812.0239 | 820.7069 | 811.2201 | 624.0595 | 60.4217 | 811.9076 | 790.3869 | 812.9676 | 811.7254 | 813.5956 | 811.9118 | 819.9709 | 810.0227 | 816.0142 | 820.0977 | 822.6137 | 823.6956 | 817.1008 | 818.5169 | 820.7906 | 815.7368 | 779.4997 | 814.3997 | 813.7764 | 810.719 | 812.1584 | 813.4694 | 817.8901 | 811.0607 | 813.5167 | 820.8735 | 813.0264 | 817.7081 | 800.9963 | 812.7528 | 816.7505 | 814.6457 | 820.3553 | 816.942 | 809.995 | 820.4411 | 809.5197 | 801.0647 | 807.4535 | 813.9611 | 821.5631 | 801.9533 | 816.8494 | 816.1184 | 821.739 | 813.6962 | 809.3637 | 812.5529 | 814.6465 | 781.7748 | 822.1087 | 814.6382 | 820.499 | 813.1196 | 809.4743 | 814.1936 | 810.5422 | 810.1092 | 814.9985 | 821.4622 | 811.0961 | 812.6325 | 809.6669 | 820.8743 | 818.1918 | 823.4276 | 814.604 | 810.7375 | 812.4142 | 822.548 | 818.6733 | 810.8405 | 818.2443 | 791.4111 | 814.3267 | 821.8721 | 809.3132 | 823.9009 | 818.0377 | 816.2326 | 809.4348 | 818.7105 | 815.3167 | 814.2464 | 812.9473 | 821.1259 | 821.6773 | 821.4274 | 811.8805 | 820.5443 | 814.5216 | 819.4822 | 816.9486 | 815.019 | 819.9902 | 815.3452 | 816.068 | 810.2117 | 818.734 | 811.7842 | 817.1239 | 818.029 | 818.4851 | 811.1971 | 818.7591 | 810.158 | 814.0756 | 812.6017 | 817.5921 | 813.6717 | 817.6571 | 814.6084 | 820.5938 | 818.1817 | 818.1424 | 814.4114 | 819.1201 | 815.0045 | 815.7916 | 818.8544 | 814.8499 | 818.2951 | 816.2434 | 809.6301 | 815.541 | 816.0212 | 809.3683 | 811.4651 | 649.3458 | 629.5463 | 813.689 | 814.0992 | 820.7545 | 815.1377 | 814.7674 | 818.7597 | 821.5012 | 817.2312 | 579.8646 | 822.931 | 814.2114 | 820.7713 | 812.9705 | 813.8198 | 813.0865 | 814.0647 | 820.0649 | 813.8209 | 819.6614 | 766.5813 | 645.0149 | 814.1807 | 820.3522 | 816.3567 | 814.2224 | 812.5623 | 809.7637 | 813.6062 | 816.7266 | 821.1335 | 819.7887 | 820.3436 | 821.2663 | 818.5091 | 815.4245 | 822.0271 | 812.7816 | 812.1399 | 816.1656 | 822.9925 | 815.9294 | 811.8934 | 811.1283 | 818.5134 | 815.4748 | 818.2738 | 818.9903 | 811.0833 | 813.0138 | 816.5317 | 813.2925 | 793.5601 | 815.7041 | 814.7886 | 821.4092 | 820.1676 | 819.2914 | 812.7886 | 811.293 | 813.537 | 817.5724 | 823.1454 | 812.0807 | 473.6454 | 796.6303 | 816.5394 | 821.0412 | 809.5599 | 810.27 | 818.2373 | 817.4595 | 812.2576 | 810.2285 | 818.4014 | 811.6757 | 819.5164 | 812.3001 | 811.0302 | 804.0491 | 813.6188 | 816.5411 | 821.6216 | 809.7831 | 822.5672 | 812.4347 | 818.128 | 820.6459 | 820.9352 | 815.9265 | 814.325 | 816.5437 | 818.1887 | 820.18 | 812.6824 | 823.0311 | 815.4535 | 796.8098 | 818.1691 | 820.6816 | 815.9324 | 818.0372 | 808.8708 | 818.8028 | 811.4635 | 822.7213 | 637.1889 | 797.2266 | 809.4188 | 813.037 | 821.1354 | 817.0828 | 811.5476 | 811.9002 | 812.328 | 811.9345 | 811.0677 | 817.3318 | 215.601 | 815.8165 | 814.784 | 819.0422 | 811.4936 | 715.0124 | 817.6632 | 809.791 | 368.1845 | 816.1852 | 811.535 | 818.3682 | 817.3161 | 815.4902 | 817.9404 | 819.0519 | 813.1641 | 815.3274 | 822.0465 | 821.757 | 812.7911 | 811.5646 | 819.9055 | 812.6446 | 812.9972 | 811.1988 | 814.5145 | 822.7355 | 820.6687 | 815.1565 | 819.124 | 207.1788 | 815.8594 | 817.1407 | 820.8616 | 743.3468 | 820.042
Infector virus emission rate | G | virus/s |  |  |  |  | G | 40.1356 | 6.2995 | 30.7544 | 16.6019 | 28.454 | 25.3708 | 20.6914 | 15.9379 | 20.8393 | 29.2354 | 20.7881 | 36.9976 | 21.2342 | 26.6386 | 22.186 | 18.5988 | 17.2177 | 33.5945 | 23.2451 | 16.5376 | 20.2898 | 31.3979 | 17.6535 | 26.7205 | 27.9089 | 20.5024 | 24.0354 | 26.8545 | 18.673 | 23.4688 | 24.1956 | 8.6057 | 28.7539 | 13.6298 | 20.7121 | 22.2676 | 21.4873 | 37.5853 | 41.3527 | 13.095 | 14.9142 | 27.6474 | 18.0336 | 17.8983 | 30.5087 | 23.7892 | 25.3801 | 32.0543 | 16.0517 | 24.3155 | 16.928 | 20.5874 | 22.5569 | 29.6036 | 17.4351 | 37.4394 | 33.1854 | 27.4077 | 26.6281 | 33.1428 | 20.5599 | 25.983 | 21.6512 | 21.8241 | 6.3132 | 23.2128 | 33.0778 | 9.4741 | 32.5202 | 20.4506 | 28.9992 | 19.1966 | 25.7272 | 25.6567 | 24.2486 | 12.6381 | 34.5594 | 21.3676 | 23.6256 | 26.4039 | 30.5409 | 22.8257 | 18.5976 | 27.0662 | 37.8199 | 21.5703 | 25.1376 | 13.1477 | 34.6726 | 27.3578 | 21.9572 | 11.7371 | 23.3767 | 15.8298 | 18.5535 | 24.6928 | 50.1077 | 19.4289 | 24.1144 | 18.8986 | 14.7928 | 25.1142 | 40.4496 | 18.0625 | 35.4996 | 27.8128 | 20.6023 | 14.1508 | 21.9 | 13.5975 | 16.5076 | 20.1811 | 22.4253 | 21.7523 | 41.9724 | 18.6664 | 52.6891 | 46.5547 | 18.5442 | 16.1592 | 22.0509 | 22.241 | 30.6649 | 18.2344 | 12.3313 | 22.5089 | 27.0727 | 12.373 | 22.6681 | 29.3946 | 23.269 | 17.7414 | 28.5619 | 21.2829 | 13.3515 | 24.0929 | 57.2728 | 27.8317 | 20.3076 | 32.9175 | 30.6832 | 17.6477 | 20.41 | 22.0929 | 21.9846 | 65.9534 | 24.0708 | 28.0588 | 17.4746 | 17.428 | 14.7088 | 14.7216 | 26.3954 | 16.9765 | 26.6831 | 25.5857 | 18.1527 | 22.2118 | 25.3202 | 18.013 | 30.5648 | 21.281 | 29.7292 | 31.7171 | 19.3661 | 29.7999 | 19.7401 | 17.3712 | 22.8019 | 34.4197 | 11.322 | 18.6197 | 19.5361 | 30.3047 | 25.0244 | 13.9571 | 33.2206 | 13.0572 | 18.6736 | 25.6231 | 32.6551 | 31.9153 | 23.6402 | 52.2681 | 34.8141 | 32.7247 | 17.3991 | 28.5295 | 32.3308 | 18.5795 | 28.8054 | 21.4744 | 31.4929 | 28.4379 | 16.4305 | 29.5076 | 24.117 | 18.1678 | 22.6281 | 18.7532 | 28.1321 | 24.9609 | 38.6686 | 12.1642 | 10.9784 | 25.4489 | 27.8646 | 22.4321 | 21.835 | 30.4985 | 30.2754 | 10.2604 | 22.0966 | 46.2149 | 18.9231 | 20.2424 | 42.6937 | 14.6365 | 17.3816 | 19.8291 | 25.544 | 19.9021 | 21.8287 | 13.4364 | 22.0553 | 25.6586 | 13.9539 | 15.7946 | 21.3685 | 32.0107 | 13.0643 | 10.5097 | 22.1601 | 25.181 | 30.2162 | 27.5534 | 31.1202 | 22.4986 | 18.8537 | 25.965 | 24.0913 | 18.465 | 23.8241 | 16.4193 | 23.3901 | 40.177 | 32.1277 | 28.7223 | 11.8561 | 20.4146 | 20.6723 | 14.3388 | 20.802 | 21.2202 | 25.7293 | 42.8346 | 20.6772 | 17.4108 | 15.9681 | 18.1738 | 18.1359 | 20.6932 | 34.3938 | 29.3041 | 24.0235 | 24.5329 | 44.1252 | 15.4709 | 18.1173 | 25.8558 | 24.3088 | 22.2508 | 27.8389 | 26.3981 | 12.8189 | 11.9375 | 27.3841 | 16.0819 | 33.1172 | 20.016 | 21.0927 | 26.0956 | 21.5471 | 12.6678 | 16.8079 | 15.6805 | 46.4982 | 21.9943 | 17.7696 | 43.2926 | 27.7589 | 19.0356 | 21.9279 | 27.655 | 17.4929 | 22.2203 | 15.3744 | 24.492 | 12.7229 | 24.6536 | 17.1504 | 28.7475 | 36.371 | 23.5429 | 26.3409 | 29.3526 | 16.739 | 24.9658 | 18.9535 | 15.031 | 20.1002 | 20.8788 | 22.5153 | 25.2499 | 19.9511 | 17.3533 | 25.3093 | 31.0873 | 47.6444 | 24.6886 | 15.8455 | 26.633 | 15.8915 | 30.1373 | 34.9321 | 19.2993 | 21.3274 | 31.5239 | 38.5161 | 38.9162 | 35.2117 | 31.126 | 32.3162 | 15.409 | 24.2346 | 19.1715 | 24.336 | 31.4363 | 20.3626 | 13.9436 | 18.023 | 18.1671 | 14.5693 | 13.8578 | 26.992 | 27.0106 | 24.8985 | 17.5248 | 26.4922 | 24.3452 | 17.6173 | 14.3493 | 22.3046 | 22.0138 | 24.3927 | 22.0011 | 9.8448 | 11.1422 | 16.1772 | 30.4308 | 15.2805 | 28.4173 | 17.3853 | 16.1996 | 12.9248 | 21.485 | 14.5091 | 38.3732 | 21.2752 | 13.2361 | 37.5582 | 24.3121 | 9.7251 | 16.1237 | 24.5013 | 17.6098 | 35.6741 | 15.1728 | 21.9563 | 28.6327 | 23.7922 | 33.975 | 30.2923 | 13.0377 | 20.1259 | 24.3127 | 29.0689 | 18.1713 | 23.2592 | 19.3724 | 10.2279 | 22.9557 | 19.8534 | 37.7246 | 18.8343 | 9.5031 | 22.7924 | 36.1206 | 17.7262 | 23.3025 | 32.5809 | 22.8006 | 14.2682 | 12.7392 | 15.2981 | 24.7113 | 13.6875 | 30.355 | 10.8709 | 18.1572 | 17.5177 | 34.3751 | 13.9894 | 11.6465 | 15.4083 | 44.394 | 28.5084 | 19.1991 | 15.3754 | 18.1555 | 21.2317 | 10.5483 | 27.5498 | 31.5306 | 16.803 | 30.5048 | 17.0845 | 23.5652 | 22.3935 | 28.8407 | 15.5403 | 26.4799 | 19.8268 | 11.1735 | 18.5555 | 25.1825 | 17.4205 | 25.3463 | 23.8277 | 18.5965 | 35.5469 | 19.2358 | 19.539 | 30.6224 | 9.7144 | 18.9958 | 33.5566 | 25.8281 | 16.428 | 26.9783 | 32.0321 | 33.4754 | 12.7474 | 18.1751 | 13.7723 | 26.1313 | 35.2493 | 36.965 | 25.3308 | 30.6878 | 8.523 | 21.6498 | 16.6812 | 15.4951 | 16.2746 | 10.7497 | 25.5381 | 25.0351 | 20.0697 | 16.9934 | 21.4817 | 25.383 | 27.3174 | 17.6496 | 15.7413 | 30.0076 | 41.6696 | 16.4209 | 15.9383 | 11.1134 | 15.5929 | 17.1454 | 20.4194 | 25.0714 | 31.3423 | 12.3724 | 26.2169 | 24.138 | 23.8421 | 11.2036 | 28.0731 | 21.0018 | 39.5114 | 25.5957 | 22.8076 | 23.9817 | 24.5529 | 18.0139 | 16.4917 | 31.245 | 23.5724 | 30.871 | 24.0135 | 31.1567 | 23.1932 | 36.7851 | 25.2464 | 14.4231 | 36.3861 | 10.6541 | 50.9321 | 21.3267 | 31.9949 | 25.1015 | 24.6347 | 21.038 | 25.8016 | 30.9772 | 24.1962 | 10.1155 | 16.6018 | 23.1071 | 12.2461 | 27.7408 | 32.2199 | 15.5143 | 36.6698 | 17.1251 | 28.599 | 31.139 | 19.3203 | 29.567 | 33.5999 | 26.4252 | 29.9692 | 24.4692 | 13.9141 | 8.6564 | 22.0202 | 20.4078 | 8.8943 | 23.2035 | 13.9281 | 15.7629 | 10.0373 | 19.8613 | 29.3217 | 37.0187 | 16.0066 | 20.2909 | 30.5394 | 29.7714 | 21.6754 | 33.3229 | 20.2501 | 41.2605 | 23.1972 | 26.9858 | 18.3515 | 28.5505 | 21.2821 | 13.2185 | 28.7792 | 25.5377 | 28.6543 | 22.6844 | 11.7528 | 25.7255 | 23.5796 | 21.8135 | 34.3462 | 38.7739 | 30.3015 | 21.814 | 21.2651 | 17.8349 | 26.7324 | 27.0817 | 23.3225 | 14.5023 | 20.1252 | 26.2099 | 22.7247 | 22.084 | 14.2377 | 27.8284 | 38.4148 | 21.7308 | 16.5891 | 15.4059 | 21.8258 | 20.9724 | 7.1843 | 44.0465 | 18.9299 | 21.6532 | 20.9696 | 11.3258 | 25.4167 | 18.8514 | 21.0004 | 32.8681 | 28.8203 | 20.073 | 16.6892 | 22.4937 | 23.0694 | 19.0949 | 38.0043 | 21.1763 | 28.4879 | 17.8847 | 26.5963 | 36.8666 | 9.3882 | 28.1668 | 17.5051 | 22.5329 | 27.4897 | 42.4587 | 43.8641 | 15.5251 | 20.0599 | 34.882 | 23.7552 | 30.2629 | 20.6859 | 27.6746 | 16.0356 | 15.6038 | 39.113 | 15.8488 | 17.9378 | 7.4326 | 20.9079 | 18.5536 | 19.7105 | 21.9633 | 19.8116 | 20.3395 | 14.7818 | 20.5117 | 14.7557 | 26.0019 | 17.3586 | 18.0691 | 23.5327 | 21.2572 | 27.0912 | 31.5164 | 27.0193 | 39.1394 | 22.4158 | 26.8038 | 24.6023 | 19.2662 | 39.615 | 17.61 | 20.5278 | 24.8804 | 26.1851 | 24.4485 | 29.0648 | 26.6475 | 12.8539 | 27.2504 | 20.1341 | 27.2477 | 12.2826 | 40.3753 | 19.961 | 33.856 | 17.2385 | 17.1085 | 28.7398 | 12.6102 | 17.309 | 43.0182 | 25.4687 | 34.5405 | 22.8007 | 29.3183 | 29.2296 | 21.9071 | 18.565 | 24.3582 | 28.4288 | 39.1031 | 19.8584 | 33.1317 | 28.0945 | 28.1998 | 12.0046 | 36.5706 | 25.6585 | 19.7928 | 21.5904 | 26.7115 | 20.5398 | 25.9594 | 22.5541 | 18.9042 | 30.1105 | 45.0982 | 14.687 | 26.0682 | 14.8605 | 21.3865 | 27.2012 | 30.7829 | 24.8481 | 26.5041 | 16.7603 | 12.7341 | 21.2523 | 27.1194 | 25.3387 | 38.9591 | 26.7663 | 11.4216 | 34.0301 | 34.8056 | 11.3293 | 40.6511 | 21.4365 | 18.5044 | 18.4137 | 19.4381 | 22.6526 | 12.7454 | 22.546 | 16.6484 | 22.7756 | 17.3278 | 14.9837 | 20.7699 | 39.9113 | 22.6819 | 37.4131 | 19.6851 | 15.0795 | 25.4088 | 19.7035 | 16.4823 | 20.8126 | 14.6407 | 25.3722 | 11.0228 | 20.2243 | 26.4847 | 25.2986 | 27.3292 | 25.9602 | 22.3237 | 33.1119 | 14.6571 | 28.8282 | 8.2743 | 34.1435 | 22.9429 | 11.2084 | 32.4619 | 30.0508 | 25.8565 | 26.8069 | 18.4629 | 15.149 | 29.5738 | 24.6097 | 11.5395 | 30.9792 | 26.7972 | 19.7876 | 23.1252 | 16.7708 | 20.3724 | 18.3238 | 19.7138 | 33.7322 | 23.8736 | 17.7394 | 22.1554 | 33.7056 | 25.1442 | 12.8068 | 35.0697 | 19.7191 | 14.4816 | 24.6983 | 42.1825 | 19.1643 | 15.5339 | 22.2758 | 24.1385 | 11.9641 | 23.5288 | 17.2236 | 28.8461 | 22.7105 | 20.866 | 18.4202 | 20.4496 | 30.4005 | 10.9537 | 20.2185 | 22.3318 | 14.7269 | 18.8696 | 34.7622 | 20.5486 | 36.4874 | 21.8696 | 13.5814 | 24.978 | 34.0074 | 18.5097 | 19.3614 | 29.8611 | 18.5059 | 9.6896 | 18.8864 | 30.068 | 21.6509 | 31.3564 | 10.477 | 17.6973 | 25.9954 | 12.7646 | 14.5093 | 41.9571 | 30.177 | 16.5401 | 42.4885 | 31.0258 | 34.7238 | 21.1168 | 29.8242 | 17.8714 | 21.6444 | 22.1195 | 10.6234 | 22.8315 | 15.1798 | 24.7763 | 27.0157 | 17.3552 | 20.8591 | 24.919 | 18.6252 | 19.4101 | 19.6632 | 21.5087 | 14.9617 | 32.6006 | 23.8789 | 33.805 | 30.9813 | 23.2055 | 25.3603 | 14.7054 | 20.3227 | 20.1534 | 44.2871 | 22.9957 | 24.1747 | 20.6254 | 25.6876 | 31.2466 | 30.5792 | 39.4079 | 10.5462 | 21.8498 | 25.2274 | 19.7499 | 32.9079 | 26.8791 | 12.9817 | 20.3699 | 47.94 | 36.0467 | 9.9101 | 19.3502 | 23.9563 | 14.8655 | 20.9891 | 26.1955 | 27.6187 | 23.42 | 16.1716 | 18.2278 | 21.0681 | 32.2353 | 20.6877 | 25.2902 | 27.3539 | 30.7886 | 18.2925 | 14.3526 | 15.7366 | 28.5652 | 50.2326 | 31.5446 | 21.1769 | 26.3207 | 35.5102 | 22.1221 | 26.8577 | 20.9996 | 28.865 | 22.5696 | 32.9544 | 23.8438 | 34.4124 | 13.7057 | 15.0378 | 24.9216 | 17.8186 | 24.5859 | 20.31 | 20.4334 | 14.1139 | 27.738 | 40.4617 | 18.2893 | 15.6612 | 18.1259 | 15.3817 | 23.4948 | 16.2408 | 16.0409 | 30.9856 | 16.0726 | 24.3559 | 18.5605 | 19.7129 | 20.3822 | 21.1236 | 37.8745 | 29.6694 | 23.3388 | 20.6473 | 22.5907 | 18.5266 | 31.9353 | 25.9606 | 26.1525 | 30.1237 | 30.2938 | 31.2831 | 29.3161 | 19.3742 | 33.8454 | 19.2741 | 24.5286 | 12.6284 | 32.4436 | 32.6263 | 15.2247 | 20.3057 | 32.2229 | 22.0858 | 18.1112 | 13.5726 | 9.6857 | 21.15 | 25.7738 | 30.5699 | 13.0411 | 21.1824 | 18.5672 | 40.0871 | 22.8116 | 26.1789 | 17.0516 | 22.3496 | 23.5313 | 38.422 | 17.8902 | 24.4306 | 16.8975 | 15.1477 | 30.4108 | 19.2187 | 30.389 | 17.6913 | 25.9952 | 27.0256 | 18.2651 | 24.4631 | 27.3138 | 33.3633 | 16.2509 | 29.07 | 21.1437 | 37.1251 | 21.6269 | 16.8838 | 13.8265 | 19.9144 | 19.3355 | 25.5567 | 29.0241 | 11.742 | 31.0446 | 31.4139 | 17.6105 | 30.9576 | 21.2421 | 17.4243 | 25.7084 | 20.0584 | 20.4837 | 21.2189 | 45.6375 | 14.5864 | 17.9532 | 14.7196 | 30.9029 | 20.5486 | 21.4345 | 32.9223 | 21.0349 | 24.2338 | 17.8621 | 12.7261 | 32.1096 | 27.3819 | 14.0538 | 31.931 | 22.0941 | 21.8236 | 23.9883 | 17.2327 | 28.6471 | 24.4235 | 22.0899 | 14.8519 | 14.5181 | 15.4832 | 20.7256 | 13.7965 | 24.71 | 11.6061 | 17.3334 | 12.3469 | 19.2798 | 14.978 | 27.1007 | 24.7598 | 32.1383 | 19.9943 | 27.2031 | 17.3514 | 10.7521 | 36.1264 | 20.4306 | 21.1934 | 16.0063 | 18.3911 | 21.3905 | 17.203 | 19.0331 | 28.0228 | 23.1369 | 35.8469 | 21.1279 | 29.5382 | 17.596 | 38.8333 | 31.122 | 23.1177 | 19.1936 | 20.5759 | 32.2479 | 29.2624 | 10.1891 | 17.9201 | 16.3929 | 20.6764 | 39.4283 | 15.6632 | 23.8194 | 11.2415 | 32.1384 | 31.1169 | 26.518 | 13.7803 | 15.3898 | 16.5965 | 24.3178 | 17.2686 | 23.5917 | 25.6217 | 24.7614 | 17.8615 | 12.4236 | 23.2707 | 22.7198 | 25.4991 | 22.7601 | 23.6417 | 23.7997 | 21.1278 | 15.4758 | 29.2479 | 18.2193 | 17.2504 | 24.7671 | 21.5916 | 16.7565 | 19.0599 | 44.5263 | 27.7999 | 29.598 | 31.2494 | 24.1803 | 13.9796 | 22.7379 | 22.5613 | 57.6459 | 24.0514 | 23.7606 | 20.6403 | 22.8878 | 11.9592 | 11.2198 | 18.3767 | 12.0573 | 19.7124 | 14.7192 | 29.8701 | 41.4111 | 20.4673 | 23.66 | 18.2992 | 27.1636 | 27.6936 | 14.7744 | 33.0446 | 10.0724 | 28.3734 | 8.2598 | 23.4133 | 25.7887 | 26.2435 | 15.5161 | 19.0987 | 19.1435 | 20.8581 | 24.5278 | 14.8055 | 28.0409 | 25.06 | 17.4943 | 26.8404 | 22.1935 | 13.474 | 17.9291 | 32.7632 | 22.1735 | 24.9233 | 24.3049 | 17.2032 | 17.9222 | 11.3064 | 38.252 | 15.0488 | 24.7528 | 17.6884 | 28.3281 | 25.2791 | 17.0276 | 14.2529 | 11.925 | 15.2894 | 13.2032 | 27.118 | 19.4455 | 22.997 | 20.7403 | 15.7104 | 24.8936 | 22.9807 | 13.6955 | 20.5233 | 18.7465 | 21.0251 | 17.2744 | 42.6622 | 21.6643 | 25.6992 | 19.0941 | 21.3244 | 16.7483 | 21.0805 | 29.6101 | 14.788 | 20.6551 | 32.4149 | 12.894 | 9.309 | 17.6232 | 30.4402 | 17.2003 | 30.3712 | 11.4099 | 23.9119 | 24.7172 | 21.8203 | 36.271 | 36.3696 | 23.2162 | 19.0263 | 27.4718 | 42.584 | 19.4153 | 28.0505 | 39.8506 | 13.7594 | 33.6117 | 20.4877 | 22.9949 | 13.5473 | 38.7277 | 8.7372 | 16.8524 | 31.9797 | 28.8205 | 20.3361 | 19.7717 | 19.4632 | 20.1946 | 9.8574 | 17.8296 | 23.5803 | 25.5034 | 21.617 | 19.1728 | 15.5892 | 29.7238 | 19.0883 | 25.216 | 27.8168 | 19.5388 | 24.196 | 30.2765 | 24.2253 | 27.3119 | 12.2168 | 13.1995 | 45.3742 | 21.0192 | 13.5177 | 12.6162 | 28.9124 | 14.1696 | 24.7896 | 27.3191 | 21.1533 | 23.7423 | 11.1567 | 23.0499 | 24.8126 | 28.0062 | 23.7736 | 23.8441 | 26.8821 | 13.8614 | 30.8228 | 33.25 | 17.6824 | 27.5848 | 18.3506 | 28.5766 | 37.7592 | 20.4888 | 25.0605 | 42.4412 | 27.5124 | 11.1503 | 20.7656 | 21.2332 | 23.3474 | 17.4832 | 14.2075 | 37.0207 | 34.659 | 22.3252 | 19.3474 | 22.7177 | 41.9136 | 28.9579 | 21.913 | 30.7977 | 45.9559 | 16.9915 | 12.3419 | 32.6654 | 15.903 | 36.1066 | 27.0429 | 24.3147 | 30.6099 | 28.2375 | 30.9835 | 27.6603 | 39.1337 | 22.6325 | 15.8731 | 23.6366 | 16.3254 | 26.7484 | 18.8228 | 22.7183 | 30.0029 | 8.1962 | 27.5506 | 27.4841 | 24.1446 | 20.3037 | 23.4142 | 23.9987 | 12.7664 | 21.3245 | 15.687 | 28.3153 | 18.7537 | 23.9231 | 24.3395 | 20.9123 | 17.7127 | 14.4946 | 27.3278 | 17.8348 | 15.4518 | 19.4771 | 15.2597 | 43.2255 | 28.0735 | 13.5338 | 12.8902 | 19.9354 | 30.7558 | 22.8412 | 28.3534 | 20.1048 | 19.0772 | 27.6993 | 22.5768 | 19.6871 | 12.5863 | 19.599 | 29.0299 | 39.5681 | 26.3426 | 25.7214 | 10.9195 | 19.6739 | 19.7567 | 27.9155 | 27.5289 | 33.7506 | 17.3752 | 32.0509 | 36.3184 | 22.086 | 25.4436 | 8.7894 | 22.9679 | 28.0955 | 24.8282 | 18.9206 | 16.5677 | 18.5511 | 18.543 | 33.5437 | 48.9473 | 33.0024 | 13.7053 | 18.8268 | 13.0532 | 20.3959 | 27.6788 | 47.4978 | 21.4339 | 16.1321 | 20.5984 | 30.7007 | 19.2004 | 19.2204 | 16.1103 | 30.0013 | 42.234 | 17.1029 | 18.0589 | 19.1195 | 14.4651 | 23.2457 | 21.4278 | 16.363 | 25.0514 | 19.1354 | 16.0075 | 28.9012 | 36.3497 | 27.1526 | 19.7274 | 14.8112 | 19.0006 | 15.9119 | 27.3477 | 22.1768 | 24.0151 | 27.2203 | 24.6278 | 26.9386 | 19.8804 | 16.0582 | 27.415 | 32.9607 | 26.742 | 11.1096 | 22.7774 | 27.4073 | 46.695 | 29.4972 | 17.4222 | 33.8679 | 17.3506 | 20.0602 | 11.6001 | 19.724 | 23.7175 | 12.2613 | 31.3914 | 25.93 | 14.901 | 23.0322 | 20.0824 | 35.7541 | 37.8153 | 33.8909 | 12.7311 | 31.6105 | 51.2172 | 27.7066 | 23.3197 | 15.4259 | 41.4383 | 31.8147 | 12.7717 | 40.9466 | 21.5522 | 22.5257 | 10.7414 | 20.4218 | 19.8675 | 28.6769 | 9.1892 | 23.9895 | 20.0807 | 23.1136 | 17.6847 | 14.9509 | 31.6857 | 14.3237 | 19.6339 | 40.3772 | 24.7115 | 40.5858 | 10.5706 | 27.4178 | 16.7155 | 18.5458 | 34.0054 | 17.4102 | 9.6391 | 33.9591 | 13.8377 | 18.8257 | 23.4829 | 32.1459 | 11.0817 | 35.4029 | 22.861 | 19.8489 | 14.5792 | 39.3878 | 27.9797 | 38.3589 | 12.3376 | 29.6905 | 18.6437 | 24.2151 | 17.6612 | 23.9009 | 26.7433 | 19.2517 | 27.5239 | 34.2415 | 20.561 | 16.6325 | 28.8111 | 15.1906 | 27.0164 | 27.8357 | 49.0457 | 23.574 | 8.7318 | 18.4524 | 26.8797 | 26.3206 | 17.1423 | 20.1143 | 22.7897 | 13.2655 | 11.6286 | 42.013 | 31.6539 | 27.4941 | 18.9426 | 15.7625 | 26.8385 | 23.9931 | 28.6684 | 39.8595 | 21.7886 | 20.6043 | 28.2351 | 26.636 | 21.9447 | 24.5786 | 19.4519 | 30.0657 | 16.5989 | 38.7852 | 33.0368 | 41.5007 | 39.3732 | 51.8979 | 44.6745 | 14.8317 | 22.4786 | 27.317 | 21.0258 | 31.0622 | 38.0977 | 10.2351 | 17.344 | 23.5769 | 32.1556 | 34.8942 | 33.8563 | 28.2575 | 28.5643 | 16.4987 | 21.4505 | 13.1132 | 23.3209 | 18.2304 | 30.5284 | 15.7688 | 34.011 | 26.0657 | 24.2383 | 22.724 | 21.9532 | 21.2576 | 37.6396 | 21.3232 | 18.8171 | 27.1645 | 32.2173 | 31.0452 | 41.297 | 29.2465 | 22.0375 | 18.1839 | 15.7823 | 24.2718 | 25.1193 | 21.9278 | 41.9958 | 14.1975 | 17.2929 | 15.9288 | 23.9704 | 23.7338 | 14.0356 | 21.2646 | 17.4512 | 30.0428 | 22.2773 | 36.0488 | 28.7161 | 12.4501 | 19.7662 | 37.4194 | 28.84 | 31.5285 | 16.8697 | 20.0393 | 14.747 | 28.4534 | 12.468 | 23.4147 | 14.7223 | 18.5269 | 34.9407 | 35.6995 | 22.0136 | 18.1443 | 26.0506 | 23.6142 | 31.5713 | 8.4886 | 23.5578 | 27.6657 | 14.7672 | 26.4022 | 20.3757 | 29.3518 | 28.5128 | 26.8909 | 17.1144 | 20.4511 | 40.5901 | 34.8352 | 16.9617 | 39.7255 | 23.0599 | 25.0307 | 15.7528 | 22.1028 | 30.8683 | 25.945 | 13.8261 | 12.0935 | 36.4849 | 11.8965 | 15.8099 | 19.6341 | 18.9282 | 24.9565 | 35.7595 | 34.1049 | 21.2908 | 21.9472 | 30.5794 | 27.0042 | 16.6662 | 23.1687 | 33.9572 | 22.827 | 15.723 | 14.4587 | 21.9955 | 27.7609 | 20.131 | 19.8013 | 29.7431 | 21.4332 | 11.8085 | 33.1895 | 21.8033 | 20.7211 | 25.5634 | 23.5608 | 19.2245 | 30.4314 | 22.049 | 33.6583 | 22.6174 | 23.7065 | 12.665 | 20.3534 | 15.1253 | 22.7278 | 11.5072 | 20.5227 | 28.8793 | 32.764 | 24.9318 | 16.2767 | 33.8256 | 22.2358 | 18.853 | 17.7636 | 19.6831 | 23.7244 | 20.6954 | 43.5604 | 29.8664 | 24.769 | 19.9425 | 24.7861 | 17.2202 | 16.0248 | 16.6269 | 20.0331 | 19.3113 | 23.8054 | 19.9943 | 28.4647 | 26.1586 | 18.4987 | 14.7113 | 16.8442 | 26.9296 | 16.8051 | 19.3067 | 25.0382 | 18.224 | 21.0818 | 37.6159 | 19.0248 | 15.0723 | 27.7907 | 15.0716 | 21.9725 | 43.1091 | 33.4561 | 21.8467 | 21.2249 | 16.6857 | 21.888 | 33.2358 | 11.8405 | 25.2088 | 15.1823 | 16.4002 | 15.9375 | 30.8904 | 27.7612 | 26.9371 | 14.9283 | 39.065 | 24.7252 | 17.6166 | 21.9966 | 17.6993 | 19.8825 | 27.7935 | 15.0682 | 19.8337 | 25.0126 | 32.2798 | 19.6343 | 19.7365 | 15.2469 | 20.632 | 32.1408 | 15.2177 | 16.8123 | 26.5516 | 24.7464 | 25.009 | 13.0455 | 28.8568 | 21.993 | 30.2389 | 16.09 | 35.0842 | 16.0694 | 46.1684 | 22.8308 | 26.1052 | 36.6874 | 22.3487 | 17.4276 | 31.8923 | 25.7772 | 16.712 | 26.0466 | 26.7236 | 20.2877 | 27.7041 | 25.3166 | 14.4241 | 5.5665 | 15.1367 | 31.8378 | 27.6265 | 23.1887 | 18.4404 | 25.737 | 19.4046 | 26.6413 | 32.2498 | 22.5089 | 12.8392 | 26.9751 | 39.1008 | 49.4349 | 21.4686 | 16.4646 | 28.4068 | 16.7919 | 43.468 | 23.2407 | 21.3236 | 38.2667 | 18.1805 | 14.1857 | 21.5063 | 26.1095 | 15.3078 | 18.6797 | 15.3694 | 14.653 | 18.4862 | 33.5186 | 24.448 | 25.428 | 30.188 | 24.3844 | 18.7126 | 19.6392 | 21.521 | 12.2458 | 16.0059 | 22.9763 | 18.5966 | 23.77 | 28.2002 | 14.0534 | 37.6734 | 44.6365 | 24.8689 | 23.0449 | 20.8572 | 39.524 | 21.4294 | 15.7185 | 26.1818 | 29.3348 | 29.0252 | 19.5734 | 28.8095 | 16.0746 | 33.623 | 46.8709 | 17.7924 | 28.3931 | 30.9942 | 15.1989 | 24.0027 | 15.9053 | 26.9979 | 24.1837 | 23.357 | 30.967 | 19.9316 | 23.0338 | 29.3795 | 28.285 | 10.4846 | 34.1183 | 10.9017 | 23.6483 | 21.9398 | 32.1853 | 28.7057 | 19.2363 | 18.4954 | 21.3488 | 17.2292 | 28.5234 | 22.7973 | 14.5214 | 6.0064 | 31.6831 | 19.5966 | 22.2969 | 18.1952 | 23.8877 | 25.0306 | 17.0399 | 13.8043 | 8.7892 | 26.6215 | 15.7166 | 27.0477 | 14.3939 | 60.9758 | 32.8118 | 21.2047 | 38.0647 | 22.0937 | 18.6874 | 28.3027 | 24.7972 | 36.9416 | 14.484 | 13.8697 | 17.9522 | 32.592 | 12.4127 | 16.6932 | 17.1162 | 23.6502 | 22.0691 | 15.8578 | 33.9647 | 37.1776 | 11.6535 | 22.2854 | 28.8607 | 28.6759 | 17.7991 | 15.4566 | 37.4651 | 24.2146 | 11.3295 | 14.3212 | 26.1082 | 15.5301 | 21.0076 | 19.2799 | 18.8692 | 11.646 | 18.8115 | 33.0815 | 24.4794 | 18.7286 | 12.3067 | 31.5048 | 16.14 | 29.0614 | 46.2421 | 24.2235 | 32.9132 | 13.2757 | 23.5832 | 33.0213 | 19.1909 | 32.5374 | 16.1605 | 35.5371 | 19.5376 | 27.9897 | 15.7116 | 29.7613 | 23.7394 | 20.71 | 34.0626 | 41.4586 | 21.4319 | 36.6242 | 24.1236 | 11.9923 | 16.0454 | 25.1995 | 22.109 | 37.3551 | 19.884 | 15.7607 | 15.5522 | 29.2026 | 27.5882 | 39.0681 | 22.0634 | 10.8183 | 8.1795 | 22.374 | 17.288 | 16.9096 | 10.7723 | 14.683 | 15.2963 | 26.6347 | 29.2069 | 30.0167 | 15.4846 | 45.4378 | 20.381 | 33.5247 | 20.4337 | 16.7155 | 28.7412 | 25.0793 | 23.641 | 30.2161 | 24.0902 | 36.9235 | 23.3326 | 32.1097 | 18.7514 | 29.8218 | 21.5086 | 19.23 | 19.523 | 23.3952 | 16.0073 | 22.7174 | 14.3417 | 35.971 | 30.2784 | 31.1829 | 40.5941 | 29.7409 | 22.7836 | 20.7862 | 13.9268 | 21.0721 | 23.0955 | 14.3575 | 19.0993 | 12.7435 | 14.7993 | 19.2867 | 14.9274 | 19.7572 | 19.6942 | 11.6486 | 26.9241 | 58.196 | 28.065 | 23.476 | 19.7983 | 22.1361 | 15.5033 | 14.2666 | 13.8414 | 44.373 | 28.3433 | 24.2448 | 23.0475 | 21.1241 | 16.0889 | 19.5123 | 31.7326 | 27.0829 | 30.2332 | 16.833 | 28.733 | 19.8426 | 30.5515 | 21.2361 | 24.6891 | 23.0634 | 25.3476 | 22.0861 | 23.8145 | 23.785 | 26.6759 | 18.0263 | 44.6981 | 36.9452 | 19.3241 | 29.4561 | 19.1674 | 48.4861 | 29.0716 | 14.119 | 28.5734 | 33.2274 | 17.5294 | 24.9399 | 24.6195 | 16.9916 | 27.2765 | 25.4737 | 44.5539 | 14.7081 | 25.4309 | 20.6587 | 26.4081 | 15.961 | 50.7769 | 22.6118 | 26.7912 | 43.7112 | 26.6023 | 15.0311 | 20.5707 | 12.0586 | 19.6014 | 13.2569 | 20.3864 | 24.4516 | 29.5856 | 26.8224 | 24.111 | 30.7357 | 22.5795 | 14.9184 | 25.3328 | 33.1068 | 19.7989 | 32.2429 | 12.1107 | 40.2669 | 36.6531 | 13.0854 | 31.5431 | 15.1297 | 17.1945 | 22.7638 | 29.2917 | 21.792 | 24.7101 | 24.6897 | 14.2807 | 17.5051 | 13.0106 | 19.4022 | 23.6792 | 21.059 | 33.6266 | 34.9339 | 20.8936 | 22.0008 | 16.7627 | 18.4406 | 21.2152 | 29.0625 | 14.9465 | 30.0913 | 27.98 | 18.9642 | 26.671 | 27.0515 | 27.3234 | 21.9496 | 24.0847 | 26.065 | 44.2996 | 23.9413 | 24.1771 | 15.6548 | 17.7357 | 29.3153 | 32.5259 | 27.2465 | 26.5541 | 27.4995 | 31.1827 | 18.7914 | 16.0883 | 16.6525 | 11.2373 | 31.5162 | 18.6094 | 27.8921 | 17.4119 | 10.2827 | 32.0759 | 15.1552 | 15.1801 | 24.7882 | 40.2587 | 26.6093 | 17.4206 | 31.2788 | 23.2337 | 21.3702 | 22.287 | 33.7877 | 28.442 | 25.4128 | 18.7218 | 11.1987 | 31.197 | 15.9936 | 20.8935 | 37.0445 | 15.77 | 22.7831 | 11.8859 | 29.8651 | 29.6526 | 33.3163 | 28.3912 | 13.8654 | 28.205 | 20.4125 | 21.7072 | 17.8372 | 36.1387 | 17.5669 | 25.2786 | 13.873 | 24.819 | 30.1392 | 18.3443 | 28.2771 | 22.0715 | 19.2186 | 34.8792 | 17.5972 | 21.7624 | 22.443 | 25.5241 | 29.1574 | 25.8956 | 18.1122 | 21.2362 | 16.3884 | 17.3585 | 33.8997 | 13.315 | 26.5031 | 29.2796 | 23.4374 | 34.0271 | 15.2153 | 12.6581 | 39.4007 | 30.8816 | 16.1721 | 34.3972 | 39.1248 | 17.406 | 27.1464 | 24.5185 | 23.9509 | 17.3071 | 31.289 | 38.6595 | 27.9457 | 23.3525 | 13.2551 | 11.5906 | 20.8967 | 23.4782 | 22.4025 | 15.4857 | 35.1739 | 25.7542 | 20.7569 | 30.3928 | 14.4052 | 19.3626 | 26.608 | 21.3931 | 20.8512 | 31.2753 | 25.8336 | 20.5437 | 18.6278 | 26.3595 | 18.7878 | 31.8628 | 13.7939 | 27.6941 | 26.8019 | 33.8899 | 16.202 | 20.6175 | 26.5857 | 29.6425 | 29.6569 | 30.8193 | 38.5498 | 26.51 | 18.8325 | 31.4943 | 23.1052 | 27.0667 | 21.8739 | 21.9902 | 26.2072 | 29.1147 | 10.9704 | 28.6876 | 35.0952 | 21.6125 | 28.3813 | 18.1504 | 16.2941 | 11.4326 | 28.163 | 33.1609 | 15.8316 | 19.2132 | 29.1555 | 29.5914 | 12.8654 | 25.623 | 18.065 | 31.7827 | 18.8338 | 35.3036 | 28.6502 | 21.6241 | 19.5113 | 18.7869 | 20.9581 | 29.734 | 49.1257 | 37.557 | 46.6502 | 21.0853 | 25.3203 | 15.5578 | 17.6499 | 15.3503 | 27.8514 | 21.912 | 10.136 | 24.6338 | 32.9885 | 13.1268 | 20.2307 | 9.5262 | 35.2202 | 17.5518 | 21.1712 | 13.6812 | 27.8626 | 11.2579 | 18.658 | 34.2773 | 11.5836 | 34.2954 | 25.8055 | 11.595 | 27.371 | 33.7049 | 20.7231 | 21.4287 | 25.8492 | 12.993 | 30.0872 | 26.9498 | 24.0556 | 13.0613 | 11.1504 | 11.9132 | 23.4622 | 27.7747 | 19.276 | 23.3395 | 13.6557 | 39.116 | 27.8595 | 24.5619 | 23.5519 | 34.076 | 34.657 | 18.8561 | 12.8574 | 11.2212 | 24.6896 | 20.3403 | 35.749 | 16.3751 | 16.1056 | 22.0752 | 28.0663 | 9.0998 | 20.0515 | 28.1749 | 15.9628 | 14.2495 | 26.7423 | 44.7025 | 17.8241 | 24.6903 | 27.5162 | 35.6313 | 30.8328 | 22.3354 | 17.666 | 20.0764 | 25.1663 | 19.0387 | 12.2871 | 40.6956 | 25.1465 | 19.7852 | 28.5183 | 17.3189 | 21.231 | 32.9836 | 17.1802 | 11.1455 | 30.8541 | 8.6061 | 25.8596 | 35.1724 | 28.9049 | 12.7885 | 11.688 | 26.1393 | 15.4686 | 43.1659 | 29.5325 | 25.3383 | 17.8604 | 14.5599 | 14.3204 | 59.4664 | 18.5552 | 42.8592 | 15.687 | 31.5749 | 27.5715 | 33.5384 | 12.8768 | 27.0775 | 12.4985 | 18.1002 | 18.8217 | 31.4034 | 23.4277 | 29.8643 | 17.2204 | 23.9382 | 26.2995 | 15.3224 | 19.3647 | 19.276 | 22.0045 | 16.8123 | 23.9087 | 13.6902 | 14.1774 | 22.9027 | 21.3148 | 25.2057 | 12.0261 | 22.5463 | 22.9804 | 25.7283 | 30.4101 | 12.8777 | 28.9299 | 20.5616 | 17.8399 | 41.6463 | 29.1594 | 15.9836 | 15.0581 | 24.0325 | 14.4649 | 27.7275 | 21.8191 | 14.5891 | 16.3807 | 24.9883 | 24.3037 | 26.4224 | 22.4337 | 18.121 | 24.0288 | 21.4297 | 29.76 | 28.0479 | 15.9558 | 24.2053 | 24.2926 | 23.4121 | 28.9926 | 16.0318 | 5.198 | 26.6725 | 25.9664 | 26.1696 | 14.8814 | 17.8837 | 38.2785 | 19.1243 | 30.7875 | 26.4741 | 24.6487 | 31.0039 | 22.9575 | 15.4969 | 10.4057 | 31.0458 | 25.6666 | 31.3293 | 20.6135 | 20.3406 | 28.677 | 20.1253 | 20.2605 | 23.8693 | 19.9663 | 24.6929 | 30.7594 | 25.5741 | 17.5655 | 26.5069 | 27.6519 | 23.2304 | 18.3157 | 13.7263 | 21.9777 | 21.8827 | 27.1636 | 27.3757 | 11.9262 | 23.6119 | 9.9436 | 9.9637 | 15.7698 | 15.6704 | 18.577 | 39.6805 | 24.2942 | 31.2674 | 32.5661 | 15.3686 | 29.7569 | 31.1511 | 22.4553 | 21.9809 | 40.9266 | 20.5584 | 8.7434 | 32.602 | 19.2202 | 20.445 | 13.4602 | 22.2107 | 33.3794 | 24.6656 | 12.294 | 16.7887 | 15.4366 | 21.1896 | 31.284 | 14.7625 | 24.4096 | 22.217 | 12.6314 | 17.0177 | 13.1878 | 8.4855 | 15.7964 | 14.2891 | 43.0943 | 20.0292 | 16.7367 | 15.675 | 18.9572 | 25.3626 | 27.2101 | 25.0397 | 24.1548 | 8.8684 | 23.14 | 19.0904 | 18.1257 | 28.8396 | 17.5406 | 17.225 | 18.831 | 31.026 | 31.6812 | 52.2813 | 20.6036 | 14.2639 | 31.325 | 16.5462 | 26.2078 | 17.7385 | 21.2809 | 23.6594 | 36.3411 | 25.4945 | 30.4109 | 14.3608 | 26.1249 | 41.1982 | 11.9016 | 15.5057 | 30.3643 | 27.5866 | 29.3569 | 22.5259 | 12.7363 | 38.0077 | 21.2707 | 15.2908 | 30.0998 | 25.738 | 20.6825 | 17.717 | 18.0212 | 21.1062 | 22.0208 | 36.1831 | 16.7564 | 22.1924 | 32.7959 | 32.751 | 32.8007 | 30.2796 | 23.5583 | 35.8847 | 31.7576 | 32.5266 | 30.1151 | 28.233 | 14.0505 | 30.5538 | 32.9509 | 21.5191 | 27.849 | 13.3567 | 10.529 | 26.5097 | 22.039 | 18.9749 | 28.5024 | 31.7338 | 11.7353 | 15.8471 | 21.8083 | 25.8684 | 34.3263 | 25.4181 | 23.8168 | 18.7981 | 15.5299 | 27.1076 | 19.1186 | 16.9009 | 19.3737 | 25.793 | 25.4397 | 15.5922 | 12.5682 | 17.0238 | 13.7586 | 7.3889 | 46.2777 | 26.4513 | 33.2578 | 20.762 | 28.6689 | 18.5331 | 21.2027 | 24.5511 | 33.8559 | 19.771 | 39.8407 | 23.0531 | 22.0823 | 30.0793 | 19.6052 | 15.3219 | 31.8949 | 25.8902 | 12.8289 | 36.7987 | 10.0591 | 16.4244 | 40.1836 | 20.3815 | 21.3314 | 21.3241 | 31.4018 | 28.0798 | 12.6493 | 16.3181 | 17.8787 | 30.8389 | 24.2018 | 17.3668 | 17.5882 | 26.4947 | 13.6776 | 26.9704 | 24.5476 | 27.0544 | 36.6935 | 15.3413 | 9.4311 | 17.357 | 16.251 | 18.5276 | 20.2575 | 31.8291 | 19.0403 | 17.1697 | 12.2099 | 24.8551 | 15.9063 | 23.0118 | 22.0792 | 13.5987 | 14.8405 | 26.8811 | 22.7214 | 20.2884 | 19.5383 | 18.3597 | 15.2509 | 22.2271 | 28.1642 | 23.092 | 13.1029 | 32.2903 | 37.5736 | 23.524 | 16.2812 | 21.4664 | 16.7788 | 29.8289 | 22.8774 | 24.3707 | 17.4453 | 36.1919 | 21.4187 | 23.5568 | 12.5749 | 34.5064 | 25.2148 | 32.7938 | 19.0329 | 12.4123 | 20.7714 | 28.0987 | 27.3035 | 30.6685 | 16.3996 | 19.487 | 46.576 | 40.4917 | 29.9248 | 17.4043 | 20.171 | 13.8956 | 18.2536 | 12.8063 | 18.8098 | 19.5886 | 17.6173 | 20.244 | 20.8739 | 24.7599 | 15.5657 | 21.4535 | 24.7688 | 17.8996 | 28.539 | 27.2395 | 14.466 | 18.8502 | 24.007 | 26.9205 | 15.9106 | 14.6 | 20.4526 | 21.5293 | 28.5054 | 26.5509 | 19.5044 | 27.7484 | 25.894 | 17.7275 | 26.1673 | 19.0173 | 14.4748 | 16.0135 | 30.4047 | 22.5632 | 16.8843 | 30.1293 | 29.3078 | 23.8901 | 14.1991 | 33.0331 | 17.5275 | 23.0057 | 13.7868 | 22.414 | 16.3644 | 26.1833 | 15.0332 | 20.0299 | 18.1025 | 28.1378 | 31.1459 | 18.0345 | 26.2861 | 29.3695 | 42.7752 | 19.4941 | 22.065 | 31.8319 | 50.3705 | 21.6297 | 17.8942 | 28.2342 | 25.4682 | 21.0674 | 22.2792 | 22.5531 | 21.6637 | 26.0258 | 22.6226 | 25.5415 | 32.6573 | 16.2819 | 22.8336 | 24.223 | 15.2597 | 16.2202 | 18.8293 | 23.0946 | 21.68 | 23.3946 | 16.352 | 15.7468 | 30.5281 | 23.7327 | 27.9276 | 19.8814 | 33.6844 | 27.5431 | 33.8372 | 17.7995 | 28.4506 | 14.373 | 25.9398 | 34.6796 | 27.6885 | 27.8885 | 27.0482 | 19.2921 | 17.9913 | 21.0518 | 29.901 | 55.9152 | 16.965 | 21.9094 | 35.936 | 17.0824 | 15.5102 | 11.9805 | 18.8981 | 18.0603 | 27.7991 | 22.1373 | 34.6585 | 13.5432 | 15.7983 | 17.2758 | 11.1781 | 34.8386 | 38.7908 | 31.2083 | 27.3654 | 37.0836 | 20.5722 | 38.9282 | 9.6145 | 32.3791 | 18.2376 | 41.2751 | 27.5048 | 21.1382 | 34.7639 | 33.7815 | 21.1922 | 29.4053 | 18.2472 | 20.5342 | 17.5784 | 32.7526 | 23.325 | 16.7979 | 21.227 | 30.4255 | 20.8608 | 20.1124 | 19.1723 | 20.8312 | 19.8488 | 28.4487 | 16.5288 | 11.3509 | 31.3354 | 28.9079 | 45.0157 | 25.7051 | 24.8774 | 15.7262 | 14.3227 | 32.1701 | 18.3411 | 11.0369 | 28.9399 | 16.87 | 21.875 | 19.9624 | 38.6728 | 30.2253 | 28.1581 | 31.3467 | 12.0053 | 24.8366 | 55.4881 | 21.0718 | 19.6572 | 21.5889 | 32.7861 | 34.7759 | 30.1526 | 23.3391 | 18.4234 | 15.7745 | 20.8544 | 20.6276 | 21.8323 | 23.7136 | 30.4869 | 26.6852 | 40.337 | 24.7031 | 31.1604 | 19.0431 | 25.7213 | 17.8377 | 33.2736 | 18.1934 | 33.8021 | 17.9703 | 29.6101 | 17.5799 | 24.1022 | 29.5401 | 15.6747 | 33.009 | 21.5753 | 22.0374 | 32.7913 | 18.3036 | 16.8668 | 25.6191 | 30.4431 | 30.4748 | 33.9915 | 15.182 | 13.3184 | 14.8044 | 31.6954 | 40.3055 | 27.9744 | 16.9138 | 32.2515 | 16.8109 | 13.3438 | 26.4968 | 16.0725 | 25.5316 | 25.1129 | 31.5422 | 17.6915 | 21.0444 | 29.2283 | 15.0359 | 18.2163 | 20.4844 | 19.6823 | 27.234 | 14.5385 | 10.8548 | 22.1902 | 8.3362 | 25.6984 | 29.5578 | 18.981 | 16.6781 | 23.4359 | 28.7936 | 43.16 | 36.3568 | 21.7956 | 18.9959 | 18.0265 | 20.5472 | 16.117 | 27.0968 | 19.494 | 25.7262 | 27.4313 | 22.2898 | 8.0027 | 14.0697 | 20.4107 | 25.3348 | 23.7642 | 26.847 | 23.62 | 34.5248 | 13.9588 | 20.045 | 26.6728 | 23.4203 | 18.7834 | 27.0514 | 13.6858 | 20.9825 | 21.6326 | 49.0285 | 19.926 | 29.4642 | 13.0893 | 11.0268 | 18.1701 | 14.7016 | 7.7056 | 26.3422 | 36.2344 | 26.0645 | 14.3179 | 14.4933 | 22.7338 | 12.3029 | 22.8609 | 41.3322 | 34.3666 | 27.5898 | 54.1838 | 23.4807 | 19.382 | 21.6092 | 17.3019 | 37.985 | 33.1464 | 26.5437 | 40.5194 | 24.7917 | 19.2839 | 25.0458 | 15.7578 | 14.2535 | 30.2426 | 9.5495 | 18.8111 | 36.142 | 15.7706 | 25.5982 | 27.9972 | 17.8301 | 16.2477 | 23.711 | 16.27 | 31.803 | 20.9466 | 30.2985 | 9.7314 | 8.1951 | 23.9616 | 38.1442 | 23.9741 | 26.6402 | 15.1357 | 23.958 | 22.684 | 35.0005 | 38.2039 | 22.7965 | 21.6834 | 28.0546 | 11.8154 | 45.3382 | 29.5138 | 32.6003 | 26.806 | 31.3094 | 22.9379 | 17.4181 | 35.1204 | 17.3046 | 25.8424 | 14.9547 | 27.7648 | 28.5272 | 25.2429 | 18.8773 | 30.5264 | 29.3673 | 17.9999 | 23.973 | 22.0305 | 26.411 | 45.9012 | 20.6222 | 11.1124 | 29.9631 | 27.6357 | 20.929 | 18.7274 | 14.9905 | 33.0185 | 37.108 | 24.6603 | 13.88 | 24.3998 | 12.7376 | 16.9144 | 17.7671 | 19.9462 | 32.7135 | 40.7351 | 24.5727 | 10.2898 | 18.2872 | 12.652 | 18.0069 | 23.4237 | 19.037 | 18.615 | 21.9543 | 29.8836 | 24.3187 | 31.7448 | 17.8836 | 24.2425 | 24.4198 | 40.2616 | 20.9253 | 10.4394 | 41.1591 | 26.781 | 12.428 | 20.7457 | 13.9404 | 24.7744 | 31.0735 | 29.0534 | 31.8989 | 29.881 | 22.7524 | 20.7643 | 13.9585 | 23.2645 | 19.3258 | 27.0179 | 30.557 | 22.6868 | 12.3622 | 23.8392 | 31.7181 | 16.9148 | 29.3173 | 15.9319 | 17.6343 | 25.2416 | 25.9665 | 33.3196 | 14.3946 | 22.7627 | 24.1972 | 19.4096 | 46.6264 | 21.1746 | 23.7582 | 32.2149 | 9.2179 | 18.3216 | 16.0088 | 24.3563 | 24.5053 | 35.5338 | 16.5182 | 21.7282 | 22.735 | 28.0332 | 26.556 | 21.43 | 20.923 | 20.294 | 25.6174 | 31.4194 | 16.4455 | 8.5738 | 26.9302 | 29.4856 | 22.5654 | 40.5552 | 22.0857 | 34.6765 | 44.9006 | 22.9509 | 15.4462 | 22.2706 | 25.2166 | 27.7448 | 9.7018 | 33.7326 | 28.9975 | 28.2715 | 25.139 | 23.7714 | 26.9017 | 15.5303 | 30.0471 | 46.1886 | 21.2772 | 19.1661 | 16.6164 | 19.7383 | 25.0703 | 20.4531 | 18.2633 | 25.6906 | 12.6833 | 33.5526 | 24.8674 | 27.7489 | 32.6931 | 31.6705 | 13.1775 | 25.1001 | 21.9887 | 16.8431 | 16.0297 | 20.0082 | 17.9333 | 13.5391 | 18.7812 | 18.505 | 19.1572 | 28.2896 | 42.4905 | 8.6537 | 27.4207 | 15.3099 | 19.7632 | 24.1969 | 23.3491 | 13.4381 | 30.5163 | 27.0917 | 47.893 | 31.3807 | 30.7128 | 24.992 | 24.003 | 12.0896 | 27.9306 | 25.0032 | 21.197 | 15.8123 | 28.389 | 16.498 | 58.3238 | 21.3964 | 18.5979 | 27.394 | 23.6426 | 28.406 | 21.3909 | 21.3103 | 21.6318 | 13.2344 | 19.862 | 30.8952 | 16.5198 | 16.7619 | 22.9637 | 29.6214 | 31.3109 | 19.9972 | 29.785 | 25.4107 | 38.1465 | 15.0258 | 21.0023 | 15.9513 | 20.6169 | 26.3437 | 27.2812 | 24.698 | 15.3564 | 25.8947 | 16.8557 | 35.5876 | 19.4195 | 24.1059 | 16.9699 | 18.1891 | 32.0559 | 35.2338 | 24.0591 | 35.4852 | 27.3154 | 13.4937 | 29.5873 | 19.142 | 31.5245 | 28.6849 | 20.7899 | 17.8762 | 17.0826 | 27.7429 | 16.3214 | 16.496 | 8.6311 | 27.1235 | 15.5798 | 23.3369 | 34.0006 | 7.8004 | 21.1179 | 18.3558 | 18.9504 | 23.9714 | 20.3027 | 11.4753 | 17.6771 | 35.4256 | 32.5325 | 24.5541 | 24.6666 | 15.92 | 28.7256 | 17.9671 | 27.0818 | 16.7852 | 12.7372 | 25.4006 | 19.3393 | 25.6305 | 20.3352 | 14.8889 | 36.8746 | 18.6644 | 28.3392 | 26.17 | 15.8776 | 22.0293 | 29.3203 | 39.5952 | 15.5123 | 23.093 | 20.8831 | 17.1857 | 25.5021 | 28.9538 | 20.5954 | 15.5128 | 39.6733 | 21.6078 | 18.6833 | 30.0671 | 27.9354 | 34.24 | 18.7486 | 40.3919 | 18.3922 | 31.1531 | 16.3963 | 25.333 | 19.4669 | 22.6721 | 20.1978 | 32.0669 | 25.7615 | 30.7384 | 37.0416 | 27.768 | 28.2796 | 23.9924 | 38.1021 | 13.8911 | 18.6309 | 26.5915 | 18.0497 | 18.9024 | 13.6153 | 18.2495 | 22.1593 | 24.4597 | 22.1779 | 24.5881 | 10.2814 | 22.3514 | 38.4354 | 24.8495 | 37.3818 | 25.0017 | 11.326 | 16.1169 | 26.0104 | 34.4113 | 33.3054 | 23.146 | 32.6801 | 28.3349 | 30.3484 | 25.4101 | 27.7606 | 28.3186 | 21.3528 | 10.6709 | 13.4937 | 10.3021 | 36.0154 | 37.7073 | 17.7242 | 20.7018 | 22.0066 | 16.5355 | 21.5149 | 40.4007 | 27.9413 | 25.6887 | 18.9272 | 45.5393 | 13.142 | 22.7893 | 13.0636 | 22.6721 | 44.7582 | 21.9547 | 30.4226 | 17.8801 | 10.561 | 18.4533 | 17.4221 | 18.4033 | 35.4529 | 21.4273 | 43.6234 | 13.6599 | 13.0617 | 23.8973 | 34.3745 | 19.3784 | 15.3008 | 26.6466 | 19.8765 | 23.3011 | 14.1033 | 39.3988 | 26.9285 | 24.2928 | 26.4349 | 21.8627 | 30.2327 | 53.2366 | 13.4859 | 17.8014 | 35.782 | 27.5537 | 34.0809 | 15.2406 | 14.0902 | 47.3118 | 19.1061 | 19.9944 | 17.5703 | 27.3031 | 28.7054 | 15.7406 | 19.451 | 14.2393 | 9.6395 | 17.2835 | 48.9251 | 12.1031 | 19.9009 | 14.6966 | 17.6783 | 29.4384 | 20.9577 | 38.2925 | 22.4432 | 19.161 | 25.2201 | 34.1609 | 26.1003 | 26.8657 | 22.7493 | 17.6636 | 39.9574 | 23.403 | 25.4091 | 29.3238 | 36.5385 | 25.9424 | 20.4733 | 13.5181 | 13.0949 | 32.8581 | 17.6143 | 16.2815 | 19.0689 | 18.3067 | 33.0816 | 31.129 | 16.7961 | 35.208 | 35.4691 | 31.9943 | 22.4781 | 29.7909 | 26.3448 | 16.6188 | 32.2287 | 16.7954 | 20.2765 | 27.3754 | 18.8982 | 32.6414 | 13.597 | 9.89 | 30.7803 | 31.1717 | 8.304 | 27.3064 | 45.4404 | 10.3606 | 27.8017 | 28.2912 | 29.2328 | 17.3713 | 27.3913 | 35.3435 | 33.9405 | 15.2905 | 19.603 | 20.7459 | 27.596 | 29.789 | 21.0902 | 20.3784 | 33.4838 | 18.9015 | 22.6469 | 30.6231 | 23.3545 | 11.284 | 32.0217 | 30.8227 | 13.164 | 22.8983 | 42.4409 | 29.3673 | 19.8234 | 24.0225 | 9.7539 | 25.1403 | 19.1589 | 16.3279 | 28.6011 | 18.5189 | 11.7996 | 12.7622 | 31.9589 | 14.4473 | 21.8391 | 23.291 | 36.3737 | 22.375 | 20.5602 | 21.7883 | 10.5183 | 24.3467 | 18.3902 | 50.4511 | 33.0596 | 12.0815 | 28.6347 | 17.9785 | 29.5829 | 27.0405 | 15.1916 | 19.9993 | 21.5183 | 18.4015 | 17.3044 | 19.3877 | 14.2038 | 36.6124 | 37.3231 | 19.8044 | 34.8724 | 13.4797 | 23.36 | 21.1597 | 32.1909 | 22.7986 | 43.0219 | 12.6709 | 26.5541 | 19.6615 | 23.6292 | 25.0775 | 25.1104 | 16.3841 | 22.1941 | 35.924 | 21.7069 | 21.2256 | 22.8316 | 29.1678 | 23.0302 | 20.0117 | 21.2345 | 34.4372 | 15.5312 | 20.4897 | 17.5548 | 16.3171 | 12.4264 | 20.0739 | 28.7201 | 25.7378 | 17.2438 | 22.2653 | 17.252 | 17.2304 | 26.7271 | 53.3715 | 27.1504 | 23.6954 | 26.3449 | 27.7235 | 23.3665 | 20.6671 | 25.5374 | 15.0438 | 17.6935 | 22.4097 | 31.6706 | 11.8058 | 35.1844 | 10.3445 | 17.9983 | 25.9046 | 12.9333 | 10.8834 | 17.8123 | 20.3135 | 29.2835 | 18.443 | 21.6891 | 19.0748 | 20.0733 | 21.0757 | 17.3558 | 13.4096 | 14.1793 | 21.3488 | 40.3069 | 34.1228 | 29.039 | 28.3089 | 25.6358 | 16.1404 | 39.7544 | 8.829 | 22.0249 | 19.8223 | 22.9919 | 15.6673 | 16.4105 | 29.0098 | 17.3478 | 11.0383 | 39.0521 | 36.2848 | 9.142 | 29.8633 | 22.2273 | 13.9683 | 18.2557 | 24.7578 | 20.9696 | 14.8267 | 29.4843 | 32.1631 | 22.6029 | 23.424 | 19.2213 | 21.4659 | 18.1873 | 25.4366 | 24.4264 | 13.448 | 28.3644 | 23.6117 | 30.4518 | 22.225 | 16.4912 | 16.798 | 19.1683 | 35.5292 | 9.1734 | 29.0632 | 17.5156 | 14.253 | 20.3539 | 32.8931 | 18.9619 | 19.5428 | 15.311 | 40.6974 | 28.858 | 30.5704 | 37.692 | 25.4381 | 21.6082 | 20.9287 | 31.5582 | 32.0893 | 23.1193 | 24.9943 | 12.7644 | 19.2522 | 16.3417 | 20.0829 | 35.4996 | 33.5239 | 26.6025 | 29.0281 | 28.0173 | 35.6777 | 21.4492 | 21.1263 | 18.4231 | 34.4253 | 36.9501 | 34.9128 | 50.201 | 31.3841 | 18.0201 | 35.8239 | 25.5061 | 13.1898 | 22.3929 | 25.7318 | 34.1285 | 28.4758 | 24.3801 | 23.2609 | 14.3737 | 32.5419 | 19.6633 | 18.0032 | 12.4767 | 21.6139 | 16.0804 | 14.0112 | 10.8184 | 15.2419 | 8.0683 | 25.5595 | 37.4085 | 22.8759 | 14.0031 | 11.9601 | 31.079 | 27.0916 | 51.0167 | 19.1341 | 21.9062 | 16.686 | 13.3403 | 20.7853 | 17.2877 | 25.8013 | 24.3589 | 26.7574 | 25.2871 | 14.2296 | 22.9428 | 25.15 | 17.5071 | 16.7374 | 25.2506 | 28.1288 | 20.5897 | 30.6762 | 16.9134 | 33.303 | 19.5693 | 37.8161 | 21.3962 | 16.3634 | 28.9364 | 22.8291 | 21.3137 | 21.7911 | 29.0286 | 28.6159 | 15.5216 | 17.5395 | 23.5777 | 13.3133 | 13.4803 | 10.0221 | 21.2868 | 17.527 | 17.7241 | 9.2737 | 21.7092 | 13.4668 | 32.3391 | 18.5766 | 20.9497 | 13.0257 | 22.3555 | 7.9402 | 26.9037 | 19.3454 | 15.869 | 24.8005 | 39.8108 | 31.9327 | 30.1738 | 9.5945 | 44.3107 | 24.1348 | 31.229 | 20.4448 | 14.8967 | 19.5993 | 36.3237 | 44.3273 | 31.5865 | 30.7244 | 22.4981 | 23.0189 | 24.0157 | 23.6843 | 23.1057 | 25.452 | 18.4884 | 31.4443 | 12.5911 | 24.8751 | 25.3975 | 44.1341 | 24.4839 | 19.8737 | 20.6788 | 19.8805 | 26.0354 | 31.002 | 18.8925 | 20.9111 | 30.0448 | 17.4876 | 16.738 | 52.9388 | 14.7094 | 14.0989 | 36.147 | 14.4453 | 26.2088 | 17.4903 | 20.1858 | 30.3216 | 24.0861 | 37.0411 | 17.0685 | 24.322 | 27.9608 | 15.6352 | 33.0861 | 38.1313 | 24.2268 | 38.7645 | 25.6997 | 16.5691 | 19.0776 | 15.8062 | 48.0354 | 23.6915 | 22.3791 | 35.4072 | 24.3039 | 18.8219 | 24.3594 | 21.5247 | 14.2814 | 23.4256 | 16.9481 | 27.1626 | 32.9676 | 27.4528 | 23.5784 | 24.5248 | 31.546 | 27.3421 | 24.7762 | 25.7067 | 23.5146 | 19.0833 | 12.9563 | 13.8709 | 30.6643 | 33.4075 | 31.8674 | 18.7317 | 27.5502 | 16.5299 | 22.604 | 13.4872 | 16.9243 | 23.7963 | 17.0795 | 16.9638 | 20.6309 | 20.6664 | 20.9864 | 23.8269 | 27.7289 | 32.8436 | 25.5997 | 31.5317 | 28.103 | 17.5815 | 50.7028 | 22.9521 | 15.9534 | 29.4797 | 31.2169 | 8.7397 | 9.8976 | 24.273 | 20.2318 | 25.4748 | 28.3364 | 36.8735 | 21.125 | 11.1099 | 16.5581 | 30.1078 | 14.9 | 9.758 | 15.3687 | 22.685 | 28.6105 | 30.6732 | 37.0117 | 25.127 | 28.6718 | 28.6492 | 32.5731 | 9.4795 | 20.2871 | 30.648 | 26.8584 | 16.2543 | 29.4482 | 15.3841 | 27.2308 | 15.0563 | 24.8443 | 12.108 | 16.6528 | 27.2442 | 10.2148 | 27.1007 | 21.8844 | 16.4407 | 24.7527 | 15.6529 | 17.3061 | 12.7593 | 25.8343 | 23.1355 | 20.0776 | 12.9493 | 15.3465 | 11.6945 | 25.644 | 32.2077 | 22.0205 | 24.4308 | 26.5083 | 18.1969 | 16.2076 | 49.6526 | 13.4804 | 28.5221 | 12.42 | 14.8045 | 18.0685 | 10.0339 | 33.2909 | 18.1433 | 27.6964 | 18.0129 | 21.8965 | 32.3827 | 11.0099 | 33.9851 | 13.4975 | 11.3529 | 19.3674 | 22.6149 | 25.5966 | 24.7865 | 24.142 | 37.1597 | 24.5394 | 29.5495 | 14.2993 | 20.713 | 38.3708 | 19.3924 | 24.6638 | 10.9127 | 30.3092 | 18.4105 | 18.3307 | 23.4077 | 16.2899 | 22.687 | 33.592 | 26.4734 | 12.0703 | 19.5153 | 25.9779 | 23.5093 | 39.486 | 22.5151 | 24.5965 | 27.9226 | 25.6028 | 19.4387 | 29.0227 | 19.434 | 26.9312 | 13.6591 | 48.3047 | 27.2078 | 17.1171 | 29.0623 | 20.535 | 18.9467 | 19.3488 | 12.1905 | 19.3752 | 14.012 | 35.4524 | 19.9637 | 28.8034 | 26.54 | 19.5649 | 24.5237 | 20.9569 | 14.7517 | 19.1013 | 20.6038 | 32.7717 | 26.5957 | 23.6218 | 32.2617 | 20.6781 | 26.694 | 14.6245 | 17.961 | 19.6144 | 25.4765 | 33.1505 | 29.6139 | 33.9168 | 16.9936 | 36.2177 | 16.218 | 16.4694 | 16.6819 | 21.4786 | 38.4171 | 49.1544 | 20.0505 | 19.6494 | 16.429 | 40.6671 | 19.8985 | 30.7272 | 16.7726 | 8.5692 | 17.6742 | 32.7881 | 17.1095 | 23.904 | 21.532 | 27.4503 | 12.5493 | 24.9123 | 15.4935 | 14.501 | 18.3224 | 27.8444 | 11.5706 | 18.1571 | 19.1757 | 17.4375 | 21.0563 | 50.5689 | 33.8287 | 27.1442 | 22.7497 | 22.7181 | 15.9529 | 18.8144 | 18.2716 | 20.5547 | 26.5959 | 14.649 | 23.3611 | 23.6386 | 30.6937 | 10.9943 | 25.3761 | 23.2234 | 21.0971 | 28.5693 | 46.0192 | 12.8782 | 17.0353 | 18.5967 | 27.6918 | 23.0767 | 12.5096 | 28.2427 | 17.1242 | 37.0097 | 15.7194 | 21.1111 | 18.5066 | 32.1638 | 36.6354 | 14.987 | 16.2951 | 28.1275 | 33.2243 | 20.6591 | 21.3143 | 17.0293 | 30.3851 | 33.1706 | 31.3984 | 17.4459 | 24.6524 | 34.945 | 14.049 | 22.9542 | 18.8912 | 22.0329 | 18.8804 | 27.4791 | 35.9828 | 32.1166 | 21.0369 | 32.5579 | 9.8027 | 25.7678 | 32.9262 | 13.5709 | 38.5875 | 21.0278 | 25.5155 | 23.8425 | 25.678 | 20.8801 | 11.1961 | 17.9724 | 23.4574 | 24.1295 | 25.3001 | 29.346 | 26.9659 | 22.9515 | 18.5842 | 22.3954 | 25.0753 | 10.0187 | 23.3551 | 18.0847 | 22.2785 | 27.34 | 8.9963 | 30.4146 | 10.1525 | 24.4811 | 27.373 | 15.9369 | 18.6452 | 13.9299 | 13.6861 | 12.2515 | 27.9221 | 26.7888 | 31.5559 | 22.4822 | 16.1099 | 26.1368 | 28.7571 | 29.0061 | 33.8294 | 24.3089 | 20.8091 | 38.2639 | 18.5823 | 25.1275 | 21.5857 | 14.9318 | 15.9562 | 11.5726 | 31.1334 | 17.75 | 59.4689 | 15.0094 | 18.226 | 17.5177 | 22.7749 | 40.3619 | 29.0889 | 9.2664 | 22.8984 | 27.2613 | 22.7246 | 18.3548 | 24.8106 | 19.1552 | 11.401 | 37.8495 | 36.2279 | 26.3917 | 20.0749 | 23.0395 | 26.0509 | 18.8483 | 30.1881 | 29.662 | 19.6104 | 22.5129 | 24.677 | 25.9943 | 18.1253 | 25.788 | 23.5068 | 11.9354 | 39.8577 | 27.6224 | 28.6612 | 27.9351 | 8.6372 | 30.0378 | 22.993 | 19.1644 | 27.7624 | 17.8795 | 30.0411 | 27.2803 | 21.6378 | 34.7148 | 37.4976 | 11.7535 | 21.6373 | 14.6248 | 26.4127 | 25.1856 | 17.5673 | 14.4188 | 14.7409 | 34.217 | 36.8386 | 24.9721 | 18.9807 | 36.0063 | 25.5305 | 34.1684 | 23.9447 | 17.7559 | 18.1729 | 24.045 | 13.1079 | 21.8998 | 14.4799 | 28.8307 | 38.8566 | 12.5475 | 14.4083 | 18.0266 | 29.7589 | 26.1491 | 36.6729 | 24.0839 | 22.9084 | 28.491 | 13.0912 | 15.7104 | 34.1123 | 35.9911 | 24.6956 | 14.9057 | 26.5747 | 24.8119 | 24.2243 | 17.2039 | 20.6653 | 15.6975 | 22.1134 | 15.2527 | 28.9425 | 16.9322 | 19.3725 | 17.67 | 26.0633 | 13.4179 | 23.2873 | 39.2676 | 15.6496 | 17.7758 | 12.3934 | 31.1463 | 29.6533 | 15.4749 | 11.6737 | 18.0497 | 29.6739 | 23.9938 | 28.1019 | 10.9942 | 33.3721 | 25.233 | 40.6059 | 26.2311 | 25.2229 | 17.2293 | 14.795 | 23.0595 | 21.7369 | 25.0675 | 12.1322 | 12.5747 | 14.8301 | 12.2077 | 16.7651 | 27.1171 | 24.8216 | 36.0013 | 10.5545 | 25.7764 | 14.4716 | 39.4632 | 12.743 | 31.2049 | 20.438 | 25.2623 | 13.6287 | 17.5773 | 17.9547 | 17.036 | 25.4136 | 35.0143 | 33.8299 | 24.153 | 15.6445 | 35.7429 | 31.3989 | 50.0769 | 36.8119 | 21.522 | 22.175 | 24.9857 | 23.215 | 16.6604 | 31.7104 | 31.7903 | 36.075 | 32.5818 | 21.8752 | 42.4208 | 28.539 | 30.0368 | 18.9769 | 13.8249 | 26.26 | 14.0648 | 45.4794 | 15.1156 | 19.1288 | 19.3901 | 28.6616 | 33.2384 | 15.0497 | 16.5381 | 20.397 | 18.6543 | 24.7155 | 24.0412 | 19.7848 | 10.8215 | 21.3747 | 12.9935 | 37.4912 | 26.6547 | 23.5774 | 52.9988 | 32.1074 | 14.7614 | 15.8168 | 18.9191 | 15.8898 | 21.8352 | 20.0149 | 30.8554 | 23.3252 | 19.9269 | 16.5952 | 11.9338 | 18.5792 | 20.6195 | 13.8345 | 34.6202 | 10.6769 | 12.4323 | 8.9273 | 17.7608 | 25.7948 | 21.4748 | 17.2198 | 9.1464 | 22.0819 | 20.0783 | 12.806 | 30.7167 | 17.1476 | 28.4307 | 32.0453 | 21.1608 | 19.3714 | 36.0063 | 38.4754 | 12.9644 | 22.3603 | 22.161 | 12.8984 | 7.673 | 31.5439 | 48.5572 | 32.1105 | 22.2805 | 46.3628 | 29.1051 | 17.5754 | 34.8264 | 39.5023 | 17.6727 | 59.1477 | 25.5096 | 17.4056 | 26.8017 | 20.3788 | 18.9262 | 19.3136 | 10.8838 | 25.1659 | 24.5988 | 22.3278 | 29.758 | 40.8969 | 27.8527 | 17.3903 | 18.5506 | 34.2627 | 25.8167 | 11.1401 | 11.4114 | 23.206 | 20.4552 | 22.2793 | 12.8385 | 33.0244 | 17.9628 | 46.8225 | 29.2652 | 27.4111 | 29.2371 | 9.7691 | 29.1468 | 13.0741 | 32.2725 | 28.6887 | 11.4342 | 23.0122 | 21.7832 | 22.1229 | 22.3312 | 29.5139 | 15.9665 | 23.5342 | 30.5915 | 11.9729 | 11.8198 | 30.4735 | 30.1791 | 25.2864 | 19.6225 | 21.3662 | 21.9485 | 19.6821 | 18.5071 | 29.3652 | 14.4697 | 9.824 | 13.8178 | 27.1857 | 10.9269 | 29.5345 | 22.4288 | 18.3726 | 21.2505 | 20.9711 | 21.74 | 29.0439 | 19.7254 | 25.1799 | 22.4412 | 33.5206 | 37.5926 | 27.7471 | 23.9104 | 26.0962 | 13.4728 | 25.5689 | 42.6209 | 19.8209 | 17.9495 | 30.3102 | 15.8987 | 17.8706 | 15.4924 | 26.5691 | 22.0952 | 36.6003 | 17.6548 | 22.8719 | 21.7553 | 40.0197 | 24.3552 | 27.949 | 19.956 | 26.1447 | 15.3384 | 30.1704 | 16.6094 | 49.888 | 13.4194 | 27.3737 | 23.2078 | 20.2431 | 15.0173 | 38.4776 | 17.5153 | 17.3471 | 20.5601 | 20.7563 | 12.3536 | 19.4242 | 12.4409 | 10.9657 | 18.3433 | 19.9213 | 9.3116 | 25.5711 | 36.0008 | 27.6583 | 22.6102 | 21.1444 | 28.7249 | 19.2599 | 20.5612 | 30.2878 | 38.5442 | 28.5522 | 21.237 | 35.4497 | 21.4088 | 18.6222 | 25.6694 | 15.9551 | 19.2371 | 18.6701 | 28.8579 | 26.9994 | 13.6506 | 15.8854 | 16.0872 | 46.733 | 33.406 | 18.1878 | 33.6633 | 10.1339 | 44.7965 | 21.6392 | 18.0522 | 25.6326 | 18.3856 | 29.0644 | 20.9559 | 18.8209 | 12.7998 | 20.387 | 12.1512 | 15.3563 | 16.1378 | 24.486 | 27.8171 | 30.0137 | 20.9487 | 35.0678 | 16.3478 | 14.7919 | 25.8936 | 27.9884 | 17.5991 | 26.0124 | 15.2335 | 21.3833 | 24.5967 | 28.2162 | 30.2987 | 19.5284 | 20.3907 | 24.6909 | 25.1022 | 15.2463 | 22.171 | 35.4816 | 20.3972 | 23.2664 | 26.4452 | 29.8782 | 14.3827 | 33.6944 | 42.0943 | 21.8245 | 13.1222 | 20.5103 | 25.5027 | 14.3765 | 15.1906 | 34.2722 | 22.0126 | 11.9191 | 12.7902 | 18.8107 | 11.9614 | 41.5613 | 32.6461 | 25.3041 | 11.7996 | 26.1 | 22.1676 | 20.6564 | 18.1507 | 20.3937 | 16.0765 | 32.4145 | 16.4346 | 23.2663 | 12.4962 | 29.2014 | 37.2624 | 27.6655 | 27.6293 | 17.8863 | 28.302 | 12.2821 | 18.4984 | 25.054 | 33.0899 | 49.0096 | 24.1471 | 15.039 | 12.6668 | 24.4397 | 29.6503 | 29.7026 | 13.1209 | 27.2649 | 15.7004 | 15.4806 | 23.5088 | 23.5843 | 11.0901 | 24.8194 | 21.3315 | 32.8456 | 13.3942 | 30.2962 | 41.3251 | 24.4404 | 22.0735 | 35.1153 | 32.3957 | 18.6868 | 22.6163 | 15.451 | 10.626 | 19.1108 | 20.3852 | 18.2676 | 26.749 | 26.0507 | 22.3234 | 20.7314 | 25.7731 | 15.7406 | 14.2803 | 22.2774 | 15.032 | 17.3513 | 32.7853 | 17.2507 | 37.3392 | 21.2189 | 24.8335 | 21.7977 | 28.1096 | 30.0509 | 20.3049 | 32.4951 | 23.8419 | 11.5817 | 28.2539 | 31.897 | 17.9309 | 24.6122 | 42.6514 | 17.5423 | 32.7002 | 18.5342 | 26.1802 | 17.7945 | 35.8359 | 28.9828 | 27.123 | 18.859 | 27.9341 | 21.048 | 15.6825 | 17.9292 | 12.5356 | 12.8154 | 25.4866 | 29.7043 | 25.3704 | 17.3001 | 14.0271 | 17.9338 | 34.8459 | 13.5688 | 34.5926 | 27.0692 | 21.3889 | 8.9741 | 20.7309 | 42.8916 | 20.7212 | 9.0446 | 19.2849 | 17.2394 | 23.7801 | 10.6557 | 24.8058 | 31.1525 | 14.3896 | 33.6609 | 34.855 | 35.2008 | 19.7751 | 19.2232 | 16.7752 | 18.4789 | 18.598 | 43.5315 | 16.9518 | 39.8618 | 21.355 | 21.9989 | 17.4643 | 19.3783 | 17.1391 | 22.7613 | 19.0715 | 22.9096 | 15.4806 | 18.2754 | 18.3426 | 20.2843 | 18.256 | 12.5786 | 18.2845 | 31.1441 | 19.2161 | 21.02 | 30.1168 | 9.2657 | 46.8226 | 8.9614 | 25.9172 | 33.4229 | 21.3637 | 18.0708 | 24.385 | 21.7562 | 19.1553 | 22.3997 | 30.5248 | 25.9828 | 13.0983 | 32.5215 | 33.4429 | 14.9154 | 17.2778 | 23.1674 | 22.4623 | 26.7981 | 60.5186 | 21.7284 | 25.8965 | 32.6473 | 19.2565 | 18.9246 | 11.4805 | 20.5938 | 33.9055 | 14.5596 | 22.4865 | 32.5674 | 23.9853 | 33.2425 | 26.7863 | 40.8397 | 21.779 | 26.8387 | 9.4751 | 35.1076 | 18.6841 | 9.1798 | 52.01 | 21.3444 | 14.0151 | 41.2355 | 29.5668 | 15.4927 | 27.4137 | 27.8885 | 12.1145 | 21.3819 | 30.9789 | 23.8732 | 24.8081 | 27.5567 | 30.0927 | 38.952 | 27.7215 | 21.7614 | 16.4804 | 25.4848 | 24.4565 | 20.9171 | 35.0146 | 32.8544 | 28.1771 | 24.5451 | 25.8733 | 16.7668 | 31.5245 | 17.3085 | 13.2442 | 16.9407 | 22.7466 | 18.3271 | 18.2758 | 21.1034 | 24.9316 | 25.2211 | 31.6841 | 29.4314 | 17.6251 | 31.5752 | 25.0158 | 27.8887 | 27.4458 | 20.1206 | 30.7822 | 50.9679 | 26.0501 | 22.6446 | 15.5699 | 22.167 | 29.0271 | 37.498 | 22.4548 | 33.0404 | 27.689 | 24.6549 | 11.3422 | 17.5204 | 10.2923 | 19.9778 | 26.5131 | 19.7732 | 29.7354 | 16.6799 | 16.1566 | 24.6381 | 15.1991 | 27.4649 | 31.1948 | 27.2281 | 25.9052 | 15.6082 | 32.2712 | 23.2221 | 35.9325 | 21.6492 | 28.8112 | 39.769 | 20.0692 | 23.937 | 12.7872 | 28.8042 | 36.682 | 41.3875 | 17.1151 | 29.7811 | 16.1937 | 24.9128 | 16.3446 | 29.7698 | 23.4867 | 10.9645 | 19.2443 | 27.4864 | 33.1748 | 32.0922 | 29.8746 | 19.0881 | 18.6474 | 26.2161 | 24.2622 | 26.0515 | 27.2514 | 17.0863 | 29.077 | 22.5748 | 28.1292 | 24.3742 | 25.297 | 18.8935 | 26.9516 | 17.3134 | 26.277 | 25.5876 | 39.911 | 23.9955 | 10.9963 | 27.8682 | 29.0416 | 28.2095 | 26.3254 | 21.5537 | 15.3424 | 34.3425 | 27.2496 | 18.411 | 14.352 | 17.6507 | 20.1073 | 10.478 | 9.0742 | 33.9736 | 20.4779 | 26.4602 | 15.6127 | 36.471 | 25.7424 | 18.11 | 25.7729 | 20.5107 | 14.0488 | 22.5292 | 26.2647 | 17.4206 | 33.4933 | 15.3864 | 18.3936 | 19.926 | 36.7016 | 27.1833 | 28.4554 | 22.0394 | 20.3273 | 31.0301 | 16.7111 | 18.3284 | 14.913 | 23.7931 | 16.566 | 17.1969 | 19.999 | 21.6886 | 22.2977 | 19.563 | 29.6123 | 22.3499 | 17.3058 | 25.2938 | 30.0498 | 14.4065 | 27.9972 | 21.6154 | 23.5572 | 19.5206 | 22.5869 | 26.6688 | 19.3432 | 22.8512 | 49.3917 | 17.5146 | 24.0862 | 21.9492 | 18.8171 | 42.516 | 21.448 | 22.9063 | 18.9119 | 25.0845 | 20.5874 | 16.1011 | 13.1905 | 32.6477 | 27.0558 | 19.3269 | 11.7592 | 43.307 | 27.3421 | 26.659 | 17.1075 | 17.3594 | 18.6536 | 33.6845 | 17.0378 | 29.7298 | 10.1124 | 21.2194 | 26.4298 | 31.2862 | 14.8524 | 25.4086 | 29.4816 | 25.6502 | 44.7979 | 38.9422 | 39.1304 | 18.0931 | 25.426 | 23.8839 | 21.7191 | 14.9391 | 15.8758 | 17.178 | 21.6425 | 14.9099 | 17.9465 | 26.797 | 10.3655 | 30.3456 | 27.4127 | 16.592 | 18.0367 | 21.0867 | 20.9071 | 60.5829 | 8.5924 | 24.006 | 15.672 | 35.3365 | 34.0951 | 20.8444 | 37.6998 | 34.1591 | 26.9063 | 28.5407 | 17.7029 | 22.1024 | 26.5705 | 26.6871 | 24.6667 | 20.9163 | 24.6605 | 21.5983 | 30.1091 | 30.7323 | 18.8049 | 24.0816 | 18.597 | 21.8223 | 14.9849 | 17.0776 | 24.0307 | 24.4255 | 19.486 | 23.8834 | 26.5305 | 39.8008 | 17.7366 | 10.53 | 29.0578 | 17.9004 | 18.6595 | 29.6316 | 14.3636 | 22.612 | 17.6137 | 10.5983 | 10.7179 | 33.0175 | 49.7265 | 30.7817 | 18.2135 | 12.5233 | 30.9213 | 18.6556 | 24.6804 | 31.9626 | 23.817 | 20.7294 | 15.4304 | 25.4024 | 19.1983 | 13.4368 | 20.6033 | 27.1763 | 26.3649 | 14.5768 | 15.1935 | 25.2864 | 13.7111 | 13.6018 | 19.3754 | 16.1741 | 30.0592 | 30.8188 | 14.2449 | 16.3339 | 21.6209 | 17.9335 | 14.298 | 25.0687 | 32.9455 | 22.8827 | 21.8445 | 26.8535 | 23.3552 | 16.6834 | 25.6356 | 22.5932 | 9.6544 | 35.9362 | 18.6246 | 13.7484 | 28.6322 | 12.9674 | 10.7416 | 28.7566 | 25.638 | 9.885 | 13.7935 | 23.3067 | 27.8917 | 27.3408 | 24.6123 | 13.5417 | 20.8984 | 25.368 | 43.9443 | 17.7783 | 22.286 | 28.2956 | 17.1779 | 13.0413 | 17.2658 | 15.1977 | 25.8343 | 35.1778 | 23.5011 | 29.4543 | 29.7447 | 51.1636 | 28.4959 | 41.4427 | 20.1206 | 25.2671 | 24.0444 | 14.7253 | 22.1727 | 19.2867 | 21.0199 | 27.7864 | 18.9869 | 21.8102 | 23.482 | 19.5256 | 34.5555 | 33.5769 | 21.8843 | 49.4311 | 11.6884 | 36.5221 | 27.022 | 31.2843 | 24.0012 | 36.5324 | 25.802 | 27.3779 | 11.5217 | 28.6535 | 13.7465 | 27.2311 | 22.4996 | 10.1296 | 26.9214 | 31.9254 | 24.8967 | 21.465 | 25.1032 | 35.9321 | 13.8583 | 39.1323 | 13.2089 | 21.3366 | 43.1095 | 23.9098 | 12.3847 | 30.1124 | 23.9991 | 44.5738 | 18.099 | 28.6353 | 19.6271 | 17.246 | 23.9901 | 26.8674 | 21.0336 | 19.8734 | 20.2167 | 28.5547 | 28.1878 | 25.1877 | 14.656 | 24.2666 | 22.4967 | 21.6385 | 31.6535 | 22.6102 | 18.4195 | 25.1391 | 24.838 | 25.3782 | 16.7592 | 19.1945 | 32.3802 | 22.8709 | 23.5167 | 22.8749 | 22.9337 | 40.8411 | 19.766 | 23.3458 | 20.5039 | 17.9093 | 25.8921 | 28.4167 | 29.4616 | 33.4971 | 27.528 | 17.6062 | 20.9096 | 39.7514 | 22.1386 | 21.8962 | 26.7723 | 21.5218 | 12.3221 | 23.6484 | 24.8584 | 26.2885 | 25.9637 | 18.2052 | 21.386 | 27.3149 | 58.087 | 25.3956 | 14.1722 | 10.7867 | 19.1847 | 23.5072 | 20.911 | 39.9452 | 14.7075 | 31.4633 | 33.0449 | 13.068 | 14.6954 | 36.5872 | 31.3553 | 16.3408 | 16.8009 | 27.7701 | 21.88 | 20.0177 | 16.849 | 35.0866 | 21.9638 | 13.6479 | 17.8953 | 29.2716 | 26.5107 | 14.1683 | 37.4992 | 16.0668 | 25.9295 | 34.0739 | 28.1716 | 19.2175 | 8.3847 | 20.3802 | 25.5997 | 37.0509 | 16.4095 | 28.6307 | 19.373 | 26.3275 | 33.606 | 18.5229 | 15.9228 | 24.4602 | 17.9153 | 16.4772 | 19.3912 | 28.3608 | 14.0037 | 33.3143 | 26.8999 | 15.1284 | 24.0382 | 22.0938 | 30.2101 | 24.7855 | 22.8158 | 7.955 | 31.036 | 30.208 | 26.5807 | 26.2199 | 8.7584 | 19.558 | 13.8497 | 26.7075 | 41.3087 | 11.8686 | 16.2812 | 21.2738 | 13.0788 | 25.9559 | 29.2771 | 21.8309 | 23.5962 | 23.9924 | 29.9325 | 20.445 | 31.3959 | 12.3836 | 26.0243 | 28.6541 | 23.8084 | 57.1737 | 24.579 | 29.1018 | 22.3751 | 11.4212 | 29.0007 | 22.4628 | 21.407 | 25.5863 | 12.7706 | 26.4101 | 9.8147 | 24.8485 | 31.5268 | 32.3982 | 20.1956 | 16.6487 | 19.3485 | 23.9868 | 37.2884 | 24.0503 | 21.522 | 22.8072 | 28.1724 | 25.0692 | 21.3971 | 24.4346 | 33.729 | 26.6018 | 11.9529 | 12.639 | 15.7013 | 25.995 | 21.8507 | 38.5644 | 28.5324 | 23.7149 | 29.5429 | 30.8733 | 19.4641 | 26.5762 | 15.3646 | 10.5815 | 26.2592 | 16.6675 | 22.0139 | 18.1564 | 18.294 | 24.2374 | 24.7293 | 16.7512 | 27.7657 | 23.3153 | 20.8324 | 19.8355 | 19.5774 | 32.9436 | 23.5971 | 14.3772 | 21.9326 | 29.6345 | 18.5609 | 14.6884 | 15.84 | 12.605 | 10.5575 | 33.4591 | 20.4337 | 36.5217 | 19.9051 | 22.5319 | 11.6465 | 27.8365 | 13.1624 | 19.1053 | 24.6742 | 34.9285 | 22.1002 | 19.5049 | 39.1069 | 13.7363 | 25.2034 | 35.704 | 35.1703 | 17.2692 | 45.0901 | 23.7749 | 15.413 | 14.6507 | 18.8332 | 19.9408 | 31.9296 | 27.4838 | 15.1414 | 11.6349 | 16.2489 | 10.6061 | 27.9287 | 41.1633 | 16.091 | 32.1306 | 26.4819 | 16.5985 | 28.0151 | 21.2986 | 33.7494 | 19.3781 | 16.1282 | 17.4942 | 24.4898 | 36.5166 | 25.0792 | 30.0936 | 29.8883 | 11.0844 | 13.0935 | 20.7405 | 21.6231 | 37.2971 | 24.4196 | 27.8948 | 34.8999 | 9.173 | 19.17 | 22.5374 | 14.6972 | 33.9093 | 16.6606 | 13.4976 | 24.4041 | 44.0461 | 13.7864 | 20.267 | 8.5724 | 25.0479 | 29.6378 | 23.4094 | 22.2797 | 25.1264 | 11.7124 | 26.4586 | 24.0842 | 31.8702 | 16.0841 | 18.719 | 25.9512 | 18.9661 | 35.2337 | 10.0751 | 22.6061 | 22.0303 | 17.7512 | 17.1638 | 29.2083 | 27.1894 | 18.8508 | 23.3945 | 17.1449 | 23.7333 | 19.1549 | 13.2296 | 24.4447 | 27.5259 | 10.0632 | 27.7695 | 12.0338 | 32.8121 | 14.5357 | 15.4507 | 30.8327 | 33.4914 | 20.5674 | 22.3824 | 28.2983 | 24.6155 | 35.856 | 40.0752 | 11.2454 | 26.525 | 37.0746 | 19.4152 | 25.2642 | 12.1759 | 11.9617 | 23.9997 | 12.5547 | 31.2608 | 20.026 | 15.6196 | 18.4843 | 31.837 | 32.8237 | 14.1851 | 25.7831 | 8.2726 | 16.545 | 19.8094 | 19.3263 | 17.2965 | 32.8491 | 32.5616 | 43.9316 | 12.8519 | 27.7008 | 18.0813 | 36.2373 | 15.7571 | 28.8668 | 10.0667 | 32.7997 | 14.7368 | 13.3437 | 26.2658 | 27.7758 | 17.5419 | 13.8339 | 19.4421 | 22.7822 | 23.2016 | 18.4685 | 23.5315 | 19.8391 | 12.7303 | 24.6303 | 12.7443 | 15.6103 | 22.0158 | 14.4347 | 28.573 | 20.3577 | 12.3615 | 20.0015 | 19.2074 | 20.983 | 20.3766 | 26.4805 | 28.9417 | 17.8162 | 19.4659 | 22.5311 | 19.8322 | 28.4917 | 16.5201 | 25.2229 | 18.8257 | 32.8576 | 36.013 | 19.4173 | 24.0952 | 15.9676 | 30.1183 | 17.1797 | 21.8683 | 24.107 | 19.9911 | 23.411 | 14.7871 | 25.4121 | 25.4816 | 32.621 | 19.2566 | 16.1752 | 26.8497 | 20.9183 | 25.1438 | 40.3069 | 16.9908 | 21.1459 | 21.9234 | 29.0453 | 33.5605 | 20.2359 | 19.9265 | 21.6479 | 39.4538 | 22.6456 | 22.3332 | 32.1846 | 30.5532 | 23.3097 | 20.8673 | 19.9585 | 17.4147 | 33.5093 | 46.885 | 9.4073 | 16.7261 | 33.8078 | 36.8961 | 10.8327 | 17.2769 | 31.6511 | 20.5609 | 9.7622 | 28.8545 | 19.112 | 38.8273 | 18.7295 | 15.9125 | 17.2919 | 29.9824 | 9.2225 | 31.4154 | 10.6174 | 22.447 | 22.4258 | 34.748 | 33.9379 | 20.9422 | 13.5764 | 12.8014 | 34.8441 | 14.0989 | 34.5329 | 30.6386 | 29.9922 | 16.7157 | 13.1927 | 25.6541 | 28.7265 | 15.5769 | 22.2144 | 20.0203 | 17.6601 | 15.4621 | 44.6436 | 26.2953 | 52.4225 | 18.9714 | 23.2891 | 12.9508 | 17.5473 | 19.7008 | 37.9585 | 19.2068 | 14.038 | 40.8658 | 15.6152 | 36.6344 | 30.8411 | 23.5178 | 15.9045 | 30.8157 | 25.5169 | 15.5133 | 17.0566 | 25.678 | 18.7138 | 14.6478 | 23.8303 | 26.1104 | 15.1528 | 32.7054 | 15.9865 | 13.2982 | 32.601 | 21.2239 | 14.5114 | 17.0764 | 24.181 | 19.8807 | 31.7174 | 17.4709 | 25.0146 | 31.9301 | 21.8865 | 25.9941 | 20.3867 | 12.6546 | 24.143 | 29.0767 | 22.8208 | 26.4734 | 35.1986 | 22.6295 | 13.8569 | 21.0084 | 18.7639 | 33.2124 | 23.6842 | 18.3778 | 20.8789 | 14.1723 | 31.1517 | 14.528 | 9.0184 | 30.5076 | 25.0318 | 27.1903 | 31.1987 | 24.1317 | 32.7847 | 18.8859 | 19.5082 | 30.1257 | 34.9985 | 28.3063 | 17.7652 | 15.2421 | 21.1983 | 27.117 | 34.1837 | 21.9823 | 15.5542 | 12.3827 | 21.2395 | 26.5305 | 21.0511 | 21.4746 | 27.7681 | 18.1175 | 26.0862 | 33.2552 | 22.47 | 22.617 | 13.4902 | 15.785 | 18.5776 | 24.2951 | 30.1143 | 29.3719 | 36.475 | 20.9567 | 19.5114 | 34.6186 | 15.4202 | 19.1393 | 12.4537 | 24.4708 | 24.3287 | 23.5525 | 13.6906 | 35.2975 | 26.3642 | 21.1252 | 20.5245 | 15.121 | 37.6067 | 26.1637 | 20.3283 | 27.9149 | 22.5052 | 26.1018 | 25.8244 | 18.9812 | 42.4915 | 29.873 | 23.7576 | 12.8399 | 10.5905 | 24.7141 | 19.5828 | 29.7049 | 14.2762 | 24.1068 | 12.3259 | 26.3623 | 29.3113 | 14.921 | 22.8349 | 18.8583 | 17.0136 | 17.3212 | 30.2294 | 28.3264 | 12.4228 | 12.732 | 16.142 | 35.7048 | 23.8184 | 44.1902 | 17.1885 | 22.4371 | 25.9121 | 40.8893 | 22.981 | 21.226 | 17.1475 | 18.0852 | 15.9399 | 13.4871 | 15.8726 | 29.3051 | 11.9181 | 15.0041 | 24.5481 | 32.0472 | 29.9815 | 30.2653 | 15.8244 | 12.051 | 19.4965 | 23.2338 | 23.7745 | 25.1621 | 8.5498 | 12.1394 | 25.9908 | 35.2498 | 28.3224 | 16.0819 | 12.8018 | 23.1725 | 19.8466 | 25.9304 | 22.8423 | 34.1423 | 28.2963 | 37.2141 | 24.6049 | 35.39 | 9.548 | 10.9946 | 22.1534 | 16.2253 | 24.0074 | 12.118 | 11.3885 | 25.7726 | 27.4437 | 12.4798 | 23.9475 | 30.8801 | 32.0532 | 28.5611 | 24.4934 | 27.3434 | 20.1889 | 27.2567 | 14.4737 | 32.3687 | 24.9601 | 18.295 | 22.628 | 16.6344 | 35.621 | 30.359 | 26.0543 | 15.8421 | 19.0404 | 17.9171 | 31.5329 | 26.4006 | 22.8617 | 18.7118 | 29.554 | 52.6191 | 37.5158 | 17.4147 | 23.2288 | 8.0562 | 30.7021 | 16.7887 | 25.3589 | 26.5186 | 16.4293 | 24.4787 | 24.7597 | 33.6047 | 17.7447 | 29.052 | 40.6127 | 34.4692 | 32.5802 | 40.5594 | 14.088 | 24.2784 | 24.5487 | 22.2553 | 21.2899 | 25.9604 | 20.8038 | 25.6549 | 12.1661 | 16.0022 | 15.0692 | 20.087 | 30.4871 | 39.5209 | 23.6099 | 24.8236 | 22.6951 | 20.2464 | 21.9482 | 36.2336 | 16.6208 | 38.5025 | 25.7419 | 25.6239 | 16.6366 | 15.2707 | 10.7478 | 16.1182 | 21.877 | 22.208 | 16.1119 | 14.3113 | 50.6608 | 38.4264 | 13.8998 | 33.1868 | 20.8907 | 15.2929 | 22.4138 | 33.385 | 13.2936 | 10.8855 | 25.4651 | 22.635 | 10.0439 | 22.6883 | 8.9115 | 35.7006 | 17.784 | 23.6733 | 21.2247 | 26.1424 | 14.619 | 37.8068 | 17.2379 | 29.2179 | 32.7307 | 24.2098 | 27.6513 | 12.9732 | 36.2395 | 19.7004 | 41.8644 | 18.9224 | 22.3786 | 16.3447 | 30.5067 | 25.1049 | 24.0465 | 21.7159 | 24.7358 | 23.5825 | 29.9926 | 36.5233 | 33.9841 | 10.7152 | 37.4344 | 21.6068 | 14.2535 | 24.4737 | 22.7707 | 17.1449 | 31.6213 | 8.7617 | 26.5316 | 41.4606 | 23.9284 | 23.6196 | 19.1428 | 27.5859 | 16.5356 | 26.4199 | 29.3801 | 33.7479 | 27.9231 | 21.2079 | 30.8097 | 19.5121 | 22.773 | 25.0596 | 21.5757 | 21.5343 | 25.1308 | 24.9658 | 27.7246 | 26.9664 | 25.3429 | 12.038 | 25.3537 | 19.8203 | 26.8803 | 28.0399 | 32.9744 | 16.8756 | 14.1312 | 27.6307 | 17.0004 | 19.2306 | 31.9998 | 17.844 | 19.9073 | 12.3324 | 15.0378 | 23.5734 | 27.1225 | 20.8948 | 18.4481 | 27.5143 | 25.896 | 14.7157 | 14.9625 | 10.9702 | 22.8228 | 26.821 | 13.036 | 20.1269 | 13.1812 | 16.4365 | 17.296 | 12.9346 | 26.5761 | 19.7677 | 14.2395 | 24.4515 | 20.0844 | 16.5494 | 11.6549 | 32.4014 | 21.7714 | 19.668 | 25.5361 | 14.4768 | 25.7208 | 15.711 | 15.2199 | 20.5402 | 26.1499 | 24.4623 | 15.975 | 22.4152 | 17.0967 | 27.0317 | 30.612 | 19.5182 | 28.6228 | 24.1004 | 41.3945 | 21.5291 | 32.0933 | 16.3755 | 22.9473 | 24.6951 | 10.0034 | 16.0013 | 29.9477 | 24.0074 | 15.3313 | 20.4742 | 12.6534 | 22.3717 | 56.1468 | 25.6428 | 18.5401 | 16.1126 | 21.9633 | 24.6071 | 43.2373 | 31.9801 | 25.9878 | 23.5568 | 20.579 | 21.0027 | 13.0747 | 19.1249 | 29.8933 | 26.9856 | 14.0703 | 20.6073 | 29.372 | 20.118 | 26.7601 | 21.6456 | 20.4952 | 33.6765 | 22.3753 | 19.1636 | 23.1232 | 23.4495 | 25.3728 | 13.8324 | 24.8566 | 16.0008 | 18.0768 | 25.1372 | 28.5687 | 13.182 | 11.7837 | 19.9352 | 21.9308 | 25.1531 | 10.926 | 27.9339 | 22.7306 | 33.9745 | 41.2149 | 30.3948 | 27.4091 | 23.2931 | 19.8369 | 17.3481 | 20.4209 | 23.0108 | 24.2618 | 20.569 | 36.771 | 20.8964 | 19.0817 | 31.1997 | 19.0473 | 15.3505 | 27.9901 | 12.5951 | 13.6815 | 22.8915 | 21.7872 | 16.5011 | 17.4674 | 21.0643 | 15.3073 | 19.3705 | 30.1362 | 24.2722 | 18.073 | 16.6693 | 20.1211 | 31.8267 | 21.3457 | 33.7484 | 24.1505 | 21.7232 | 12.6796 | 21.9984 | 38.125 | 14.2047 | 16.4812 | 25.2448 | 21.3333 | 37.4713 | 17.8801 | 21.4072 | 11.0776 | 18.0105 | 30.9169 | 15.59 | 31.2541 | 16.2705 | 22.0142 | 31.3751 | 23.9035 | 22.105 | 27.734 | 29.9824 | 15.1999 | 23.3299 | 8.9452 | 15.5447 | 39.9487 | 35.8704 | 35.2532 | 34.0277 | 12.0866 | 13.2266 | 21.628 | 19.6478 | 19.5023 | 14.2454 | 28.6566 | 18.5902 | 42.4679 | 47.9189 | 24.0389 | 14.8989 | 16.0249 | 17.1827 | 17.341 | 20.8003 | 14.9626 | 19.9999 | 15.2899 | 19.0736 | 24.8802 | 26.2592 | 20.2934 | 23.4994 | 22.7558 | 21.1106 | 35.2804 | 21.4511 | 11.2989 | 12.6836 | 25.1801 | 24.999 | 27.315 | 23.9629 | 19.4596 | 33.0617 | 51.5316 | 15.1807 | 18.9813 | 21.1462 | 18.6443 | 17.3987 | 28.0317 | 15.7747 | 20.3084 | 20.0953 | 30.7243 | 27.5664 | 27.3874 | 27.0547 | 25.7446 | 29.361 | 18.0455 | 31.0186 | 17.0907 | 17.9778 | 26.3073 | 19.5406 | 27.9824 | 17.9629 | 18.0769 | 17.9389 | 15.4731 | 34.0312 | 13.1717 | 26.7385 | 9.4662 | 12.8382 | 20.9634 | 18.1059 | 29.4805 | 25.5415 | 21.7544 | 16.2767 | 23.9558 | 21.5338 | 27.8209 | 15.3466 | 22.0961 | 16.7772 | 20.0345 | 26.4159 | 16.4734 | 23.9176 | 9.0943 | 39.8047 | 34.834 | 17.9264 | 21.1021 | 31.7373 | 28.7174 | 25.4842 | 29.9037 | 15.6826 | 17.2988 | 21.8484 | 13.5115 | 36.4372 | 29.4085 | 16.8206 | 15.2188 | 12.2522 | 11.3154 | 39.7641 | 18.9422 | 26.7625 | 20.3927 | 22.7109 | 34.0987 | 16.6028 | 8.3633 | 41.4488 | 33.0711 | 30.4703 | 24.2001 | 25.0067 | 38.772 | 17.6618 | 22.6549 | 21.458 | 17.9035 | 14.6438 | 17.484 | 10.5442 | 34.6946 | 31.4818 | 19.61 | 20.9291 | 21.4524 | 22.4632 | 24.9126 | 53.6066 | 19.1505 | 22.5405 | 21.7717 | 25.502 | 15.9195 | 27.5304 | 19.1513 | 15.229 | 34.1356 | 31.6946 | 34.0339 | 22.1922 | 33.7916 | 26.9531 | 24.0513 | 21.9055 | 32.2173 | 26.6942 | 18.9189 | 39.1237 | 22.5151 | 40.0648 | 25.6219 | 34.5525 | 23.8075 | 13.5309 | 13.3787 | 11.036 | 25.2586 | 28.8691 | 16.9398 | 28.0988 | 17.332 | 26.1405 | 22.8896 | 16.2465 | 7.7338 | 22.6751 | 34.2398 | 28.4283 | 29.4962 | 25.8414 | 41.6647 | 16.5188 | 30.7184 | 14.2775 | 19.8621 | 20.3164 | 31.6003 | 40.6933 | 26.7926 | 22.7807 | 29.2295 | 23.4162 | 34.2813 | 8.5464 | 20.8114 | 15.3076 | 27.5969 | 24.8084 | 21.822 | 13.9292 | 23.7512 | 15.7948 | 14.3574 | 19.2174 | 26.5897 | 30.332 | 33.3897 | 19.6401 | 42.0971 | 22.2551 | 19.8015 | 11.7024 | 30.2067 | 17.2334 | 21.9221 | 42.2516 | 10.3284 | 41.2236 | 23.6765 | 18.2868 | 18.8967 | 20.4423 | 20.6127 | 11.2287 | 29.4163 | 22.6289 | 16.1728 | 17.576 | 16.113 | 24.2891 | 20.5245 | 19.3649 | 40.5148 | 15.4804 | 30.3535 | 27.8457 | 23.839 | 26.6094 | 21.9826 | 29.6063 | 18.413 | 34.5677 | 23.041 | 11.8472 | 8.742 | 20.3313 | 22.6833 | 20.9981 | 14.2399 | 22.3434 | 25.728 | 16.5445 | 15.983 | 34.1253 | 12.0797 | 13.0669 | 17.4911 | 13.4574 | 53.8945 | 12.7725 | 15.3914 | 26.9966 | 36.5065 | 35.9679 | 37.0362 | 22.4513 | 12.4687 | 32.4529 | 21.9268 | 16.6329 | 17.9891 | 27.8775 | 25.5869 | 12.8777 | 22.1114 | 14.3637 | 22.3809 | 15.2425 | 29.7699 | 36.2402 | 26.5728 | 24.2494 | 25.4976 | 25.8464 | 43.1783 | 18.4348 | 20.8792 | 9.5532 | 34.1003 | 20.0455 | 22.4257 | 17.7562 | 23.1787 | 25.3138 | 24.8112 | 29.1948 | 17.0611 | 29.4017 | 31.9861 | 23.437 | 14.5724 | 28.1878 | 27.0254 | 25.6511 | 19.0216 | 23.9034 | 51.0495 | 29.0975 | 12.4729 | 16.0701 | 20.8342 | 15.6405 | 35.002 | 14.436 | 16.52 | 20.2363 | 17.2752 | 38.0223 | 20.4422 | 30.5433 | 19.3909 | 12.4477 | 17.1927 | 28.9262 | 15.6524 | 35.4153 | 14.4908 | 38.5941 | 22.5237 | 23.3161 | 24.2749 | 13.6495 | 26.8006 | 21.8638 | 13.9862 | 13.8407 | 26.6782 | 25.1778 | 26.1654 | 25.5301 | 21.4638 | 21.7142 | 17.8286 | 26.082 | 19.2307 | 25.3033 | 14.5818 | 18.7475 | 28.8517 | 16.0075 | 19.7651 | 26.4335 | 34.4626 | 24.6303 | 33.0784 | 9.9176 | 11.7328 | 37.9682 | 16.3774 | 29.3366 | 27.0052 | 27.0963 | 19.5915 | 13.0654 | 32.4914 | 17.9182 | 9.1394 | 30.864 | 48.9523 | 16.2873 | 21.6831 | 11.7111 | 24.6355 | 14.8243 | 15.1643 | 27.6581 | 28.4918 | 27.1357 | 14.455 | 15.9504 | 27.6803 | 15.7748 | 15.582 | 26.3332 | 23.2244 | 20.988 | 28.6393 | 21.3707 | 27.3851 | 39.6954 | 26.1273 | 25.2473 | 19.4827 | 40.1813 | 21.9715 | 50.592 | 26.6949 | 27.6925 | 24.4271 | 32.3916 | 22.2807 | 12.1472 | 24.4996 | 25.4095 | 25.5202 | 17.2635 | 15.9793 | 22.9828 | 17.6833 | 26.6723 | 24.5891 | 37.4386 | 12.3641 | 49.852 | 11.5003 | 15.607 | 10.269 | 27.911 | 17.8832 | 24.5318 | 18.3797 | 40.6735 | 23.0078 | 19.1286 | 34.1751 | 13.68 | 24.7908 | 16.8574 | 12.8787 | 20.5287 | 21.6542 | 14.9535 | 25.1692 | 22.4631 | 26.9184 | 26.47 | 15.5509 | 16.9208 | 15.3254 | 25.5155 | 33.6945 | 18.3183 | 25.7125 | 16.29 | 18.617 | 60.7984 | 11.306 | 21.0264 | 16.0205 | 20.0038 | 27.9991 | 20.1017 | 25.8632 | 17.1624 | 17.6423 | 22.4825 | 16.9278 | 30.91 | 40.5763 | 14.9705 | 13.0695 | 27.7838 | 31.413 | 16.4955 | 21.5492 | 16.9393 | 33.5096 | 20.2893 | 15.7869 | 14.6991 | 28.5842 | 30.0176 | 37.3846 | 24.7323 | 29.3684 | 16.6385 | 24.6505 | 29.644 | 21.0573 | 18.6483 | 30.2087 | 8.3629 | 20.3978 | 34.318 | 33.4506 | 24.9352 | 15.6184 | 38.0082 | 30.8607 | 29.3458 | 17.6531 | 11.4205 | 50.19 | 19.1792 | 25.7303 | 20.133 | 14.2322 | 21.016 | 21.6037 | 18.265 | 34.6621 | 22.7396 | 31.7005 | 39.7759 | 10.6756 | 12.4938 | 17.8895 | 20.9919 | 23.9206 | 24.0721 | 33.9168 | 11.6852 | 21.7329 | 29.5534 | 19.2359 | 48.2293 | 13.0345 | 22.7175 | 20.2384 | 29.1374 | 21.4242 | 27.9782 | 22.4202 | 41.9599 | 30.7359 | 21.9694 | 24.6923 | 18.0901 | 10.4806 | 9.7107 | 25.2417 | 17.7327 | 23.442 | 19.6451 | 19.2768 | 14.9444 | 16.9878 | 10.0697 | 27.9346 | 19.0741 | 35.8799 | 10.3555 | 32.0363 | 27.8976 | 23.1752 | 28.7123 | 12.5826 | 33.165 | 31.7758 | 19.2343 | 29.1572 | 43.2094 | 11.8206 | 20.2112 | 32.5126 | 26.3784 | 25.0915 | 29.6459 | 17.2708 | 13.5697 | 20.6042 | 18.5799 | 26.0487 | 27.1131 | 21.7209 | 32.721 | 11.4039 | 21.1924 | 18.7221 | 14.5943 | 23.8947 | 17.0379 | 18.5043 | 21.4288 | 22.1641 | 9.4219 | 29.2092 | 12.4208 | 30.0063 | 30.601 | 30.6559 | 17.9875 | 27.4566 | 21.8999 | 34.1035 | 13.4778 | 22.4948 | 24.9438 | 26.1049 | 24.4402 | 19.9692 | 44.46 | 26.7314 | 28.581 | 7.0492 | 16.3583 | 23.768 | 33.5429 | 19.5911 | 24.9576 | 15.0591 | 13.3617 | 14.6759 | 39.6607 | 24.1578 | 13.6602 | 23.4189 | 17.0945 | 22.6652 | 13.0232 | 15.723 | 29.7617 | 23.6493 | 12.2825 | 10.8854 | 37.0948 | 11.2958 | 21.1959 | 15.2054 | 12.447 | 24.9176 | 22.4713 | 26.5509 | 35.9592 | 17.3576 | 46.7699 | 33.4019 | 17.492 | 19.0124 | 18.8836 | 28.7697 | 21.3581 | 30.8178 | 18.2734 | 31.2074 | 23.1175 | 23.6096 | 23.1291 | 31.2413 | 21.3006 | 25.2387 | 32.3227 | 28.9727 | 20.848 | 25.6527 | 24.6721 | 13.269 | 36.6625 | 19.1942 | 22.6853 | 15.801 | 26.7989 | 24.2533 | 28.8031 | 31.8448 | 21.2422 | 22.4153 | 14.1483 | 26.4029 | 20.4767 | 24.8084 | 31.5815 | 22.6905 | 19.6523 | 12.3346 | 14.396 | 25.9001 | 18.7159 | 19.6838 | 16.1431 | 24.918 | 10.8976 | 25.2258 | 21.9812 | 24.321 | 22.6028 | 30.6041 | 33.9665 | 17.9021 | 27.1969 | 34.1527 | 27.8503 | 25.9462 | 14.9867 | 9.2371 | 22.7489 | 20.1229 | 42.0306 | 18.3579 | 18.9894 | 29.282 | 27.2575 | 27.0473 | 19.9723 | 25.5694 | 40.1538 | 14.9162 | 20.9512 | 19.3306 | 36.8141 | 31.519 | 19.5194 | 14.1427 | 27.8923 | 13.0154 | 23.9662 | 23.6421 | 19.5638 | 22.0326 | 27.8287 | 32.3962 | 21.6268 | 19.1054 | 21.6711 | 25.1357 | 27.9949 | 19.4171 | 15.9226 | 20.8054 | 22.2219 | 31.1004 | 24.9107 | 18.3648 | 22.8468 | 21.3318 | 19.3724 | 25.6573 | 19.4002 | 13.1074 | 16.9753 | 22.172 | 19.8936 | 24.6608 | 26.2666 | 31.5327 | 41.3797 | 29.899 | 11.6237 | 39.7102 | 26.616 | 13.1773 | 18.1852 | 18.0278 | 23.9125 | 29.9127 | 8.2056 | 26.2323 | 21.1976 | 13.513 | 37.062 | 48.6268 | 42.3281 | 31.454 | 20.7925 | 24.0966 | 21.8213 | 22.1667 | 41.5058 | 17.9814 | 16.1238 | 22.5684 | 33.8759 | 26.0423 | 26.7534 | 18.9346 | 18.9662 | 18.9963 | 22.9967 | 12.2748 | 14.3587 | 19.1129 | 22.566 | 18.8694 | 12.6084 | 27.7549 | 25.4021 | 52.8987 | 18.3377 | 14.5966 | 22.2742 | 18.4047 | 26.859 | 24.3864 | 30.615 | 28.7654 | 40.4619 | 18.9885 | 33.8144 | 29.121 | 21.1328 | 23.2107 | 26.9421 | 25.8394 | 21.1391 | 12.4169 | 38.468 | 20.7338 | 14.6017 | 37.6062 | 31.9868 | 15.1492 | 25.8399 | 23.7001 | 24.0643 | 19.0025 | 20.4209 | 24.3516 | 20.6102 | 13.2739 | 24.6372 | 15.692 | 28.0461 | 14.9348 | 15.4196 | 41.9995 | 22.9272 | 13.0793 | 27.013 | 32.3247 | 19.6567 | 15.896 | 26.8833 | 20.6284 | 20.3879 | 22.6833 | 17.8593 | 34.1645 | 28.3412 | 23.4872 | 23.7857 | 25.2117 | 22.4553 | 22.3918 | 18.9366 | 24.6167 | 25.9946 | 47.5339 | 20.828 | 24.9044 | 34.0831 | 26.4443 | 23.8328 | 34.1596 | 35.0038 | 13.8034 | 22.0233 | 10.1551 | 13.1166 | 29.1251 | 22.7444 | 31.7796 | 26.414 | 22.391 | 22.6966 | 14.9718 | 15.7345 | 24.1482 | 19.0286 | 22.4977 | 15.2974 | 22.1907 | 28.2928 | 30.6111 | 30.9818 | 21.0314 | 20.5629 | 16.1842 | 20.9289 | 20.6528 | 44.4272 | 28.5078 | 28.9328 | 19.0099 | 39.8815 | 33.3954 | 8.1596 | 18.6533 | 21.2287 | 17.6737 | 18.7169 | 29.1257 | 16.2817 | 16.6888 | 27.6368 | 27.9814 | 20.1471 | 19.7188 | 36.2173 | 16.4847 | 34.2111 | 26.007 | 11.4107 | 27.7273 | 27.2793 | 39.5358 | 24.6154 | 18.4788 | 18.7048 | 35.751 | 21.3565 | 29.7667 | 21.8478 | 18.8807 | 31.3945 | 19.1221 | 26.4884 | 29.0948 | 29.7421 | 18.8108 | 11.3792 | 9.2134 | 31.2559 | 18.623 | 26.1173 | 23.4251 | 22.031 | 16.417 | 36.14 | 30.761 | 17.4526 | 26.8853 | 27.6243 | 13.4092 | 39.1629 | 12.6706 | 20.8216 | 12.5306 | 30.6097 | 21.448 | 30.3423 | 36.0445 | 15.2492 | 27.8735 | 17.7263 | 30.8576 | 26.1354 | 11.7788 | 17.1938 | 27.6891 | 35.6824 | 20.3454 | 18.5196 | 35.0232 | 16.386 | 19.3257 | 30.0056 | 42.3344 | 28.8895 | 18.2742 | 24.1848 | 19.608 | 19.6051 | 23.7307 | 16.709 | 23.3897 | 23.8436 | 22.6288 | 16.5758 | 16.123 | 32.8128 | 22.534 | 29.3894 | 41.5284 | 17.2083 | 27.2516 | 19.2355 | 30.1209 | 16.0007 | 16.4174 | 17.2581 | 16.4397 | 23.8201 | 32.327 | 15.0958 | 22.5638 | 19.5712 | 14.4834 | 22.5902 | 33.626 | 37.0292 | 20.643 | 30.7272 | 20.122 | 20.3917 | 23.3812 | 14.1162 | 28.1907 | 22.1206 | 21.6707 | 26.6841 | 28.6681 | 13.9973 | 19.9825 | 13.3745 | 31.7298 | 6.8603 | 23.1771 | 16.4204 | 30.7369 | 14.3435 | 27.9668 | 36.5433 | 20.4965 | 15.8798 | 25.6802 | 17.9758 | 18.4914 | 23.6683 | 45.8001 | 20.76 | 21.4165 | 21.0672 | 18.6139 | 20.751 | 21.0759 | 22.7543 | 23.2285 | 30.2386 | 21.165 | 27.9214 | 28.0027 | 41.5958 | 13.6388 | 21.2825 | 24.1862 | 16.9411 | 25.1121 | 20.1469 | 26.6359 | 22.1185 | 15.8076 | 32.1788 | 22.937 | 38.5757 | 14.8138 | 30.6451 | 16.1133 | 29.1465 | 18.639 | 12.0769 | 35.5116 | 17.9185 | 12.6442 | 18.1219 | 24.7738 | 25.6001 | 20.4215 | 16.7141 | 23.141 | 31.5452 | 23.8521 | 18.2818 | 16.7532 | 21.8578 | 26.2713 | 12.9404 | 17.3684 | 28.9022 | 13.0266 | 20.6639 | 18.8905 | 21.6811 | 13.2221 | 13.8791 | 18.2447 | 19.7389 | 36.01 | 24.8226 | 21.2598 | 14.5556 | 20.4168 | 26.6189 | 38.8074 | 21.8704 | 13.4269 | 14.3993 | 12.6616 | 14.0575 | 16.2409 | 36.7703 | 38.1143 | 23.5587 | 24.5846 | 31.3539 | 49.7557 | 42.964 | 24.9514 | 35.1807 | 10.8276 | 24.4426 | 22.8048 | 23.838 | 20.1213 | 18.646 | 18.3717 | 22.9211 | 17.7195 | 15.0449 | 28.6978 | 10.9142 | 16.9442 | 25.8973 | 37.8233 | 11.7997 | 22.263 | 22.5528 | 19.768 | 29.9611 | 27.568 | 18.2951 | 38.1435 | 39.1888 | 32.1109 | 25.1094 | 26.5686 | 29.3267 | 18.0178 | 29.1133 | 29.1916 | 26.4297 | 19.3165 | 16.1178 | 19.7574 | 32.3369 | 50.7118 | 7.787 | 12.0199 | 22.2237 | 33.1136 | 36.3857 | 27.1322 | 22.568 | 32.35 | 32.711 | 16.5297 | 22.8176 | 28.8484 | 30.8177 | 21.4246 | 13.3361 | 18.7694 | 24.4465 | 42.1212 | 32.6254 | 22.2108 | 29.9055 | 19.555 | 24.9588 | 26.3082 | 23.3855 | 15.4257 | 26.4081 | 23.64 | 20.8292 | 30.4306 | 26.0125 | 14.4637 | 26.3279 | 26.922 | 17.6021 | 30.3753 | 24.4412 | 28.9922 | 27.7989 | 22.1795 | 11.8581 | 27.456 | 22.9979 | 44.2495 | 10.6806 | 20.4783 | 28.4834 | 22.8524 | 17.2636 | 19.3406 | 33.2131 | 9.5619 | 20.0511 | 17.0987 | 21.9869 | 26.5178 | 17.9234 | 20.4524 | 19.9129 | 24.0135 | 10.3997 | 12.852 | 11.2071 | 32.6412 | 31.867 | 26.4931 | 27.4326 | 25.5131 | 24.4595 | 23.6737 | 7.0116 | 23.3934 | 22.6096 | 15.9773 | 24.1233 | 19.7576 | 10.6882 | 17.0083 | 19.1853 | 35.0888 | 27.8517 | 27.3288 | 11.1604 | 32.9481 | 16.5547 | 30.4776 | 22.6852 | 20.9493 | 17.5741 | 13.3277 | 31.9182 | 25.7287 | 20.8244 | 16.3753 | 10.1866 | 36.2455 | 31.8738 | 30.7599 | 16.7185 | 28.0979 | 11.5629 | 16.4823 | 23.5778 | 17.5009 | 25.2083 | 17.7881 | 19.8816 | 19.5403 | 16.8377 | 12.0786 | 20.9487 | 17.3526 | 13.6613 | 13.5176 | 19.8761 | 27.3989 | 25.7362 | 16.004 | 15.9693 | 28.7332 | 26.3881 | 15.2826 | 23.5145 | 18.2581 | 23.3544 | 18.5967 | 31.306 | 29.3924 | 17.5547 | 18.5822 | 16.2067 | 27.0012 | 25.5682 | 20.6458 | 25.4881 | 30.3612 | 23.546 | 24.3928 | 18.5407 | 23.9091 | 20.6621 | 18.4915 | 27.3996 | 28.4146 | 18.2578 | 36.1717 | 27.5572 | 23.483 | 18.6082 | 23.6643 | 20.1103 | 24.6102 | 20.4068 | 26.4784 | 17.8484 | 9.9057 | 19.8187 | 11.3433 | 28.4706 | 31.1071 | 23.1019 | 17.7065 | 15.0635 | 29.0645 | 29.5359 | 21.7736 | 11.0582 | 25.592 | 21.0123 | 36.2547 | 18.0512 | 39.2431 | 12.3268 | 30.4205 | 11.5415 | 21.0428 | 40.0795 | 20.381 | 16.1789 | 36.1275 | 34.5419 | 23.2806 | 22.2041 | 16.6422 | 24.0984 | 16.5749 | 17.5244 | 18.3956 | 19.044 | 24.603 | 15.7841 | 16.3308 | 34.2023 | 17.0262 | 22.8555 | 19.0113 | 27.2489 | 11.8098 | 16.2844 | 18.2449 | 36.9753 | 18.1979 | 23.8142 | 16.0962 | 27.5953 | 20.5803 | 20.3373 | 15.113 | 29.655 | 34.5806 | 26.4734 | 16.0807 | 25.6766 | 24.6505 | 39.9621 | 18.3199 | 28.2227 | 20.9086 | 30.8574 | 20.5962 | 16.0882 | 26.9291 | 11.1051 | 25.3282 | 25.0332 | 13.4769 | 20.4513 | 17.0615 | 25.6952 | 22.7511 | 18.6842 | 30.9172 | 13.7552 | 29.6109 | 26.0711 | 20.7263 | 28.0197 | 21.3771 | 9.6797 | 19.5496 | 18.155 | 11.389 | 21.4947 | 16.3506 | 42.0258 | 9.0107 | 18.0087 | 24.93 | 32.1854 | 31.8421 | 13.6575 | 10.278 | 27.0584 | 13.8421 | 20.4304 | 18.8938 | 34.0155 | 19.2342 | 31.9819 | 50.4341 | 16.8604 | 20.6677 | 33.6367 | 10.1345 | 23.5674 | 26.7873 | 15.2999 | 21.947 | 24.2687 | 14.3259 | 16.8622 | 15.25 | 21.2099 | 33.4307 | 14.228 | 18.9238 | 33.6072 | 40.0849 | 25.6267 | 27.5845 | 16.9522 | 16.8283 | 19.0709 | 15.2366 | 30.983 | 21.9979 | 16.0822 | 15.8015 | 21.6964 | 21.2268 | 20.4611 | 13.0972 | 25.1122 | 29.4698 | 29.3963 | 23.7688 | 17.7113 | 21.6694 | 43.2504 | 18.8398 | 21.1232 | 15.9512 | 12.5885 | 12.0683 | 21.6272 | 21.8839 | 30.1335 | 20.9158 | 30.9549 | 25.0311 | 38.9538 | 30.7499 | 19.9419 | 21.4073 | 25.7782 | 13.8412 | 30.1162 | 16.3864 | 38.3602 | 24.9055 | 16.3529 | 22.7565 | 23.1536 | 22.5181 | 16.6755 | 35.0316 | 22.2033 | 30.3426 | 12.0158 | 21.4011 | 13.8133 | 27.6819 | 20.453 | 22.5411 | 18.3525 | 24.5276 | 13.8018 | 20.1535 | 24.2089 | 23.1198 | 16.2474 | 20.4008 | 18.7511 | 35.4794 | 13.2659 | 30.1798 | 25.9186 | 13.9281 | 13.017 | 21.6493 | 27.5323 | 14.9046 | 18.3938 | 26.6757 | 17.6898 | 21.2072 | 27.2199 | 29.7646 | 27.777 | 33.0259 | 13.7791 | 17.9752 | 20.9119 | 16.7555 | 24.5655 | 36.6433 | 23.9727 | 24.9422 | 13.3471 | 52.3433 | 22.3722 | 15.318 | 18.9878 | 17.0647 | 36.5553 | 15.7694 | 32.3757 | 27.2049 | 23.8939 | 32.5441 | 15.3191 | 13.6281 | 52.085 | 13.1016 | 38.4272 | 25.1097 | 16.0677 | 39.9176 | 24.2127 | 26.1032 | 24.2106 | 24.6901 | 24.5364 | 21.3375 | 24.7609 | 19.8291 | 27.5464 | 24.3334 | 18.3935 | 19.5507 | 17.2221 | 31.3043 | 11.7233 | 18.0653 | 31.3612 | 35.1986 | 42.8819 | 9.485 | 34.9616 | 35.2967 | 17.2228 | 26.3472 | 17.4536 | 10.8539 | 23.9714 | 18.9382 | 21.417 | 19.9759 | 27.7641 | 26.5991 | 17.9794 | 17.7649 | 36.5092 | 20.1939 | 12.711 | 17.5495 | 21.3937 | 21.0059 | 24.3597 | 24.2623 | 17.3818 | 28.0817 | 13.7268 | 23.9778 | 37.0216 | 20.8771 | 13.9653 | 28.0105 | 36.2709 | 25.05 | 15.3628 | 19.6309 | 24.7228 | 21.9413 | 12.8279 | 24.2983 | 15.8222 | 18.2894 | 21.4999 | 21.5549 | 30.824 | 18.74 | 32.5624 | 38.5309 | 25.3048 | 8.9323 | 29.391 | 30.768 | 25.3531 | 18.5396 | 21.879 | 34.1873 | 18.485 | 27.8363 | 26.1935 | 32.5409 | 19.5785 | 20.3723 | 43.0276 | 27.5393 | 23.1017 | 23.8714 | 18.828 | 16.35 | 22.086 | 10.818 | 35.1674 | 26.1104 | 34.76 | 22.159 | 28.1608 | 42.3535 | 15.5898 | 19.5037 | 27.0453 | 15.5263 | 28.9431 | 12.7507 | 17.9022 | 25.3568 | 33.6637 | 13.5636 | 17.863 | 34.2644 | 23.3941 | 23.4857 | 23.2507 | 14.4462 | 25.7645 | 15.3725 | 15.8921 | 11.0194 | 22.4862 | 11.7159 | 27.8571 | 17.2717 | 19.5278 | 12.6671 | 33.4166 | 19.9698 | 26.5468 | 36.6649 | 10.7301 | 11.7678 | 11.4347 | 23.6054 | 18.1533 | 34.6266 | 13.6021 | 32.878 | 11.95 | 36.6808 | 12.5322 | 20.2025 | 20.0526 | 32.5452 | 45.4359 | 28.4747 | 30.5345 | 19.6004 | 15.8753 | 22.5502 | 33.8452 | 13.0822 | 41.5382 | 19.0363 | 25.7158 | 5.4943 | 19.7591 | 22.5566 | 16.7637 | 19.6655 | 28.9122 | 25.687 | 14.7884 | 12.459 | 34.1559 | 11.7675 | 20.7403 | 15.4102 | 16.0572 | 26.4959 | 16.0757 | 37.5002 | 20.5707 | 10.4869 | 20.2079 | 41.0478 | 30.2703 | 25.782 | 24.5816 | 23.4405 | 20.2796 | 33.5406 | 27.9442 | 32.1751 | 23.0562 | 30.0117 | 14.2506 | 30.8449 | 27.1874 | 12.9199 | 24.1336 | 32.2303 | 12.3916 | 17.8519 | 19.2408 | 31.3872 | 15.0637 | 29.0602 | 10.9898 | 22.9776 | 11.5921 | 33.2349 | 24.1149 | 27.2634 | 25.068 | 31.435 | 17.399 | 11.4807 | 24.7132 | 20.7404 | 27.9731 | 17.6456 | 29.2068 | 27.2722 | 17.0321 | 32.741 | 26.0054 | 16.0385 | 31.4883 | 15.6034 | 8.4163 | 14.1927 | 14.6243 | 37.8085 | 33.6956 | 16.4989 | 24.7505 | 35.5011 | 24.9186 | 21.1218 | 33.1142 | 27.5094 | 13.538 | 27.3243 | 18.4714 | 17.9439 | 20.2877 | 28.0671 | 10.8844 | 10.3442 | 19.4099 | 12.9244 | 20.0028 | 19.5932 | 27.5722 | 40.2628 | 39.1846 | 13.4179 | 26.8595 | 12.606 | 24.6919 | 26.5367 | 20.2976 | 29.5552 | 24.4587 | 34.3377 | 14.2013 | 33.424 | 16.3479 | 25.7809 | 24.8457 | 40.7885 | 13.0468 | 29.2657 | 18.4549 | 31.6664 | 28.4487 | 38.7886 | 13.2945 | 26.9471 | 18.7846 | 11.7436 | 18.3334 | 28.792 | 23.9011 | 15.2413 | 24.8442 | 31.6615 | 6.863 | 25.1468 | 21.1809 | 34.0811 | 35.7551 | 7.605 | 18.6173 | 22.9094 | 19.352 | 27.1343 | 14.6098 | 36.8387 | 24.2689 | 8.0262 | 19.3108 | 17.8996 | 30.0916 | 24.1175 | 20.0194 | 14.8759 | 32.7544 | 41.2403 | 19.1124 | 18.4124 | 15.5157 | 30.0327 | 27.7035 | 19.2743 | 16.5463 | 11.1404 | 25.0929 | 25.3539 | 25.5337 | 41.139 | 22.4446 | 12.3897 | 18.033 | 20.2619 | 23.4257 | 24.8599 | 43.0882 | 23.1832 | 15.3919 | 23.2711 | 36.8503 | 16.3035 | 21.6211 | 24.9287 | 9.8814 | 17.0746 | 30.0283 | 27.4637 | 26.5259 | 10.2483 | 21.0019 | 18.3829 | 20.1192 | 35.6303 | 25.8142 | 15.3622 | 23.0886 | 12.3649 | 16.7399 | 15.7894 | 18.3866 | 21.3751 | 30.8628 | 22.9124 | 20.054 | 14.9727 | 21.0834 | 21.5099 | 18.766 | 21.1333 | 22.4372 | 31.8842 | 24.11 | 15.805 | 26.3744 | 19.5591 | 43.4501 | 21.9399 | 24.1085 | 16.5252 | 23.7501 | 25.9133 | 33.4133 | 22.4234 | 10.8225 | 44.8516 | 21.6924 | 20.6397 | 13.1132 | 19.3253 | 23.4915 | 28.293 | 20.3172 | 16.0845 | 29.4833 | 16.0049 | 23.512 | 35.383 | 37.2643 | 26.9818 | 43.0347 | 36.8037 | 22.2958 | 11.3566 | 12.6414 | 27.09 | 13.6983 | 25.1614 | 18.6346 | 13.1718 | 28.032 | 27.9157 | 59.4227 | 18.7038 | 27.464 | 36.3249 | 13.0276 | 16.8203 | 21.6624 | 24.385 | 15.3524 | 23.1699 | 13.278 | 23.8685 | 26.9723 | 18.0796 | 24.9357 | 31.7494 | 21.6867 | 24.0524 | 27.385 | 21.8183 | 25.1729 | 36.7647 | 34.8224 | 23.9771 | 25.787 | 5.984 | 12.7969 | 16.8808 | 17.4602 | 20.0251 | 19.5474 | 14.0772 | 21.3366 | 15.6933 | 34.0214 | 24.2719 | 29.1209 | 29.8002 | 16.9195 | 16.2998 | 34.7985 | 27.2026 | 22.7994 | 13.9202 | 37.5608 | 32.6723 | 24.4335 | 25.3423 | 15.805 | 30.6233 | 7.5208 | 19.0437 | 20.2777 | 37.9079 | 22.7894 | 31.6926 | 15.7622 | 19.5784 | 22.2718 | 13.9502 | 14.08 | 21.3717 | 15.0778 | 32.3067 | 27.2182 | 26.3499 | 22.7526 | 32.3798 | 28.5334 | 21.6939 | 13.0847 | 15.8053 | 30.2377 | 16.7033 | 21.0397 | 31.6503 | 34.0422 | 22.8197 | 25.7755 | 24.0819 | 21.8355 | 29.4251 | 20.5108 | 19.0797 | 34.5281 | 16.2138 | 26.9802 | 24.8698 | 18.1747 | 25.7058 | 23.5419 | 19.4628 | 38.244 | 17.6416 | 13.3231 | 31.7692 | 39.0083 | 17.9873 | 16.0786 | 26.3629 | 15.5667 | 51.8124 | 36.3477 | 22.2297 | 24.8591 | 16.4808 | 36.1146 | 14.8223 | 26.9614 | 14.7832 | 17.6495 | 36.8802 | 17.6677 | 52.71 | 28.8765 | 20.7523 | 17.1509 | 16.4585 | 17.8269 | 35.8042 | 15.4176 | 18.9094 | 24.7709 | 23.2433 | 19.0609 | 31.3559 | 21.2051 | 30.4098 | 18.882 | 16.1303 | 24.8379 | 15.0274 | 26.3281 | 26.0184 | 39.3514 | 20.5082 | 35.8438 | 16.534 | 20.6133 | 28.8313 | 15.7642 | 23.5237 | 22.9127 | 19.479 | 32.1049 | 15.1598 | 44.2053 | 17.095 | 15.4482 | 33.7966 | 23.5605 | 33.5753 | 25.395 | 23.2763 | 26.642 | 17.5691 | 32.9948 | 21.8828 | 43.8511 | 12.0626 | 34.6599 | 24.0416 | 17.2455 | 36.1185 | 29.0725 | 21.4032 | 20.319 | 20.2991 | 29.7197 | 14.695 | 18.3994 | 22.5698 | 44.5082 | 24.3112 | 19.6716 | 39.5641 | 28.9379 | 30.8164 | 28.9789 | 34.9466 | 17.7392 | 14.1305 | 44.1585 | 18.5478 | 18.6265 | 18.3828 | 34.8748 | 22.8072 | 25.6669 | 26.5373 | 14.9944 | 33.4275 | 37.1399 | 16.5982 | 10.1954 | 26.0977 | 27.5494 | 23.1559 | 14.8461 | 32.8988 | 27.3898 | 35.1632 | 11.0261 | 25.3113 | 25.6735 | 19.8992 | 25.2271 | 22.276 | 28.515 | 24.5535 | 32.9982 | 31.2648 | 25.547 | 21.4555 | 28.5944 | 35.3915 | 18.8061 | 28.8923 | 7.7671 | 30.4119 | 10.128 | 38.9486 | 10.5247 | 19.2477 | 22.0891 | 20.1514 | 10.4343 | 22.5198 | 31.7041 | 19.9964 | 32.179 | 18.9261 | 27.7694 | 21.2329 | 25.4812 | 17.9172 | 23.103 | 13.6999 | 20.9983 | 24.8325 | 24.6304 | 13.5707 | 37.4992 | 22.4587 | 29.1322 | 24.7962 | 20.2581 | 25.6338 | 40.3671 | 22.4146 | 14.7581 | 20.2116 | 21.5351 | 14.7882 | 8.8965 | 19.0717 | 29.2458 | 15.4363 | 26.1955 | 25.5696 | 37.2196 | 20.2372 | 26.27 | 25.5823 | 15.626 | 35.0499 | 14.2264 | 36.8772 | 38.8923 | 13.7427 | 19.4092 | 20.2358 | 29.3709 | 38.2866 | 18.3686 | 24.068 | 25.951 | 11.5351 | 12.2977 | 39.9898 | 22.3248 | 24.0699 | 20.0547 | 20.0027 | 19.7771 | 26.8284 | 15.6786 | 26.9722 | 31.9606 | 16.4406 | 14.3051 | 29.5029 | 18.507 | 13.2336 | 32.2293 | 22.9319 | 15.3313 | 22.9893 | 33.823 | 25.4473 | 29.7051 | 25.3353 | 45.7856 | 13.642 | 22.6695 | 13.7321 | 42.0425 | 22.491 | 9.7527 | 28.2489 | 12.4085 | 32.9691 | 26.7446 | 21.1106 | 39.78 | 23.3533 | 41.0575 | 45.9707 | 23.7094 | 36.8556 | 31.5012 | 26.1391 | 38.1926 | 22.0772 | 20.3837 | 14.2493 | 10.2689 | 31.1384 | 28.2311 | 20.1669 | 28.0342 | 17.2197 | 19.2232 | 18.133 | 20.9518 | 21.8376 | 40.6648 | 28.2976 | 16.4451 | 35.278 | 22.4983 | 26.4187 | 18.2688 | 32.5613 | 33.4356 | 29.0299 | 43.3577 | 29.1913 | 21.6367 | 20.5283 | 11.5416 | 15.9412 | 16.0838 | 24.1087 | 14.5694 | 21.0207 | 24.5594 | 32.1602 | 23.4024 | 20.2154 | 36.148 | 22.5159 | 15.8425 | 26.7141 | 10.4905 | 17.4061 | 17.4752 | 12.7661 | 24.3999 | 18.8102 | 59.7533 | 38.2871 | 22.358 | 15.6586 | 23.5076 | 34.8251 | 20.1873 | 19.0431 | 29.7179 | 23.851 | 29.0935 | 13.1632 | 28.4209 | 22.0687 | 18.4777 | 20.7779 | 17.816 | 27.1411 | 19.0068 | 21.7576 | 21.9272 | 10.0045 | 27.2591 | 22.8494 | 23.0877 | 27.2811 | 24.6727 | 21.6644 | 21.7684 | 16.4801 | 20.2177 | 22.2862 | 15.6665 | 20.5451 | 13.6085 | 29.9128 | 11.9629 | 8.9078 | 25.2316 | 31.4858 | 15.0195 | 20.8526 | 16.6484 | 37.4014 | 26.2299 | 27.039 | 32.9957 | 32.6473 | 27.9296 | 15.4817 | 25.3895 | 24.0311 | 11.3537 | 24.5589 | 12.9525 | 18.2384 | 43.7032 | 17.4204 | 23.1675 | 22.2734 | 14.0256 | 26.1242 | 28.4098 | 26.162 | 19.7484 | 14.1116 | 15.9854 | 10.0925 | 30.2062 | 14.5021 | 24.5981 | 33.1095 | 21.9524 | 35.852 | 21.2875 | 29.0948 | 24.1876 | 16.634 | 28.4251 | 21.083 | 33.2433 | 13.2554 | 20.5437 | 26.7745 | 29.1527 | 32.7397 | 19.3474 | 16.0324 | 12.4291 | 18.3361 | 20.35 | 24.7039 | 31.8357 | 15.4689 | 27.0873 | 21.0209 | 16.2715 | 30.0864 | 21.4377 | 35.5036 | 24.1644 | 20.0316 | 18.5393 | 18.9537 | 22.1938 | 34.4323 | 26.9241 | 26.9905 | 19.3173 | 17.895 | 29.8109 | 9.9682 | 16.3121 | 15.0658 | 33.8197 | 23.2805 | 14.3142 | 20.5948 | 20.307 | 31.3091 | 31.5641 | 13.5845 | 19.1853 | 16.3213 | 25.8549 | 28.7089 | 24.6996 | 34.079 | 33.0663 | 30.9054 | 29.2068 | 30.5303 | 16.882 | 14.5259 | 26.8511 | 19.4343 | 25.551 | 22.0022 | 37.2248 | 21.4863 | 21.3569 | 13.8863 | 14.8171 | 19.9394 | 20.185 | 33.4236 | 32.0002 | 22.3108 | 15.0294 | 13.0018 | 9.7372 | 16.2421 | 26.6702 | 15.3536 | 17.7323 | 22.368 | 14.5331 | 26.3346 | 13.7071 | 16.134 | 33.9272 | 23.7852 | 19.5279 | 11.8135 | 33.683 | 20.2537 | 19.6609 | 21.7364 | 22.1825 | 23.0156 | 19.7145 | 31.2627 | 13.7312 | 20.4584 | 13.5956 | 21.1952 | 9.2463 | 20.1594 | 14.396 | 33.3693 | 23.5509 | 15.5168 | 21.826 | 21.5628 | 15.8456 | 15.3961 | 23.2352 | 25.5897 | 21.336 | 18.0584 | 21.2877 | 17.5604 | 18.8797 | 21.6507 | 30.5494 | 31.598 | 16.206 | 38.6553 | 41.3925 | 41.03 | 29.5603 | 33.5362 | 18.8588 | 25.4839 | 38.3335 | 30.2401 | 23.586 | 25.4496 | 26.6484 | 32.0508 | 19.1979 | 16.395 | 32.9772 | 14.2448 | 22.4922 | 14.9096 | 28.6079 | 28.3368 | 17.5563 | 18.397 | 21.348 | 10.1256 | 23.4383 | 35.2307 | 17.485 | 17.5282 | 13.9127 | 13.9983 | 13.8287 | 13.6714 | 15.3086 | 36.1685 | 36.7937 | 8.159 | 29.2866 | 26.5617 | 26.1859 | 29.6344 | 18.2562 | 23.9354 | 27.0793 | 19.3185 | 21.3285 | 27.7653 | 34.0998 | 32.482 | 25.3814 | 18.1654 | 24.9869 | 13.9772 | 21.9427 | 35.2173 | 25.4286 | 15.1768 | 24.0735 | 18.5647 | 15.1825 | 24.499 | 27.9492 | 29.7595 | 14.727 | 21.9848 | 31.8059 | 27.4908 | 10.1157 | 25.6057 | 28.937 | 11.4551 | 16.9597 | 22.9164 | 14.9181 | 19.1259 | 23.7383 | 21.6335 | 31.1341 | 26.7876 | 23.8503 | 25.4666 | 17.2885 | 36.4143 | 32.8742 | 32.8256 | 39.7152 | 26.7459 | 22.4026 | 48.9146 | 23.4355 | 45.3139 | 19.4 | 48.8714 | 20.9341 | 20.6506 | 42.6535 | 25.2607 | 23.7513 | 16.5699 | 12.2413 | 21.3104 | 47.8985 | 24.7546 | 16.0863 | 16.1065 | 12.7096 | 28.4572 | 26.8134 | 13.6196 | 39.6335 | 33.8705 | 12.1455 | 12.2579 | 24.733 | 33.9949 | 19.0686 | 23.4981 | 21.9409 | 15.83 | 36.0259 | 15.9311 | 13.0435 | 16.5815 | 17.9882 | 23.988 | 31.6626 | 21.7672 | 38.9366 | 16.0804 | 36.7644 | 14.6774 | 19.178 | 19.2783 | 21.5622 | 18.6157 | 15.0069 | 18.6945 | 18.9938 | 19.359 | 21.7358 | 21.5867 | 19.7492 | 21.3897 | 23.9199 | 24.376 | 49.6304 | 25.298 | 22.617 | 24.7702 | 19.0611 | 15.7523 | 26.5038 | 21.9374 | 34.8716 | 26.6345 | 14.9662 | 37.3099 | 25.242 | 18.4784 | 46.1563 | 14.0713 | 24.4804 | 17.5955 | 20.2297 | 38.1435 | 20.1693 | 34.048 | 13.6347 | 29.42 | 22.6078 | 14.7442 | 13.5814 | 22.1443 | 35.383 | 22.4992 | 26.4667 | 12.2064 | 19.6879 | 22.2469 | 19.0961 | 31.0619 | 35.2967 | 19.6433 | 32.3251 | 26.7973 | 27.5855 | 15.4162 | 22.0372 | 29.8156 | 17.7837 | 33.4641 | 37.1795 | 15.3942 | 21.7739 | 21.3239 | 23.7943 | 18.5232 | 43.7226 | 33.9363 | 12.6436 | 13.9294 | 30.9489 | 31.0873 | 25.7174 | 20.0391 | 14.5471 | 29.8891 | 17.7231 | 18.0919 | 27.8321 | 15.7181 | 39.5566 | 20.5779 | 23.9996 | 24.4197 | 22.4068 | 18.9063 | 18.9667 | 17.6823 | 19.1233 | 18.865 | 45.1824 | 33.4971 | 29.5894 | 23.2615 | 28.6369 | 19.2727 | 23.292 | 19.1083 | 21.7275 | 14.2628 | 28.6851 | 22.1828 | 19.8653 | 19.6373 | 34.8189 | 22.911 | 10.012 | 20.3114 | 22.6453 | 24.5904 | 37.8301 | 13.8527 | 24.345 | 14.5339 | 20.7139 | 18.9171 | 27.3842 | 16.5592 | 26.0577 | 8.1434 | 21.3152 | 14.8126 | 11.0586 | 34.8805 | 26.9537 | 34.6281 | 16.486 | 15.6887 | 21.5462 | 28.5464 | 16.3663 | 24.1377 | 15.8965 | 33.2829 | 34.4995 | 22.3384 | 24.7776 | 15.8989 | 31.4917 | 27.8115 | 19.7569 | 39.9247 | 31.1976 | 13.0475 | 21.1711 | 34.5749 | 17.7465 | 24.2573 | 19.2202 | 37.756 | 20.973 | 17.8687 | 13.7177 | 30.3362 | 20.6112 | 28.7134 | 28.9763 | 31.4858 | 29.2768 | 21.831 | 16.0986 | 23.2719 | 29.5319 | 21.8631 | 27.7243 | 31.6771 | 21.4854 | 27.7002 | 26.3469 | 24.3037 | 22.718 | 12.1711 | 20.4132 | 11.5309 | 31.7626 | 12.621 | 26.5041 | 47.7211 | 18.4398 | 29.546 | 12.3028 | 30.373 | 18.3894 | 27.3193 | 15.4901 | 20.3687 | 17.3015 | 23.3569 | 20.5532 | 38.7176 | 22.9691 | 27.9571 | 22.4325 | 25.4609 | 28.702 | 20.1634 | 43.2784 | 20.8976 | 39.8408 | 17.1911 | 21.0479 | 17.035 | 12.9595 | 25.9711 | 25.1994 | 39.6621 | 21.3696 | 35.7995 | 28.4507 | 22.849 | 21.8562 | 50.3177 | 25.3123 | 21.8513 | 21.9662 | 22.4182 | 37.474 | 41.0065 | 13.0594 | 11.8195 | 9.949 | 9.1413 | 32.5676 | 31.3891 | 20.1929 | 28.5129 | 20.6271 | 18.6349 | 26.1143 | 16.3852 | 13.2925 | 33.053 | 35.1299 | 8.7777 | 27.1299 | 26.351 | 19.2833 | 28.2327 | 30.164 | 34.6506 | 25.3524 | 35.3569 | 12.8937 | 26.784 | 29.0509 | 18.4519 | 24.5652 | 12.8223 | 22.0101 | 15.8358 | 24.5378 | 22.9574 | 21.98 | 31.1932 | 12.0386 | 22.5332 | 33.2191 | 38.688 | 20.4893 | 24.3649 | 23.8031 | 28.1799 | 31.7568 | 38.0426 | 28.1799 | 19.9601 | 25.4345 | 18.6695 | 17.3714 | 12.1619 | 37.9738 | 14.8948 | 13.9049 | 13.2765 | 15.9425 | 17.9972 | 27.6619 | 14.1297 | 29.37 | 19.8756 | 42.9162 | 36.242 | 29.2493 | 32.0167 | 33.2367 | 28.325 | 13.8518 | 24.9219 | 24.5986 | 23.1603 | 36.6117 | 41.9124 | 20.717 | 15.8919 | 21.6256 | 24.7994 | 29.3508 | 30.3279 | 19.4126 | 36.3051 | 16.0409 | 25.4664 | 19.7175 | 10.4683 | 30.614 | 22.1249 | 34.1012 | 25.7046 | 18.2668 | 27.6138 | 22.7526 | 23.4411 | 21.039 | 10.19 | 23.6919 | 26.416 | 40.4293 | 34.0798 | 21.3601 | 14.5624 | 14.5466 | 19.3149 | 20.8711 | 33.2677 | 21.0231 | 23.5434 | 9.068 | 18.1094 | 13.5032 | 22.7921 | 38.7849 | 25.8889 | 32.8913 | 44.691 | 28.4881 | 17.6878 | 35.7987 | 21.8896 | 33.8701 | 14.3566 | 28.9796 | 29.9639 | 32.1854 | 15.8786 | 20.6858 | 39.2665 | 26.8163 | 20.8624 | 17.5084 | 33.7704 | 32.401 | 13.7495 | 29.6911 | 23.3612 | 21.7547 | 27.1372 | 20.8029 | 12.4492 | 25.3458 | 17.1582 | 34.3276 | 20.169 | 16.7223 | 19.0856 | 22.9027 | 22.8787 | 19.7256 | 25.6279 | 13.384 | 9.8913 | 25.4155 | 16.3944 | 29.7762 | 16.1101 | 31.768 | 9.9101 | 43.3393 | 40.4537 | 27.9787 | 21.0143 | 24.2173 | 20.0504 | 18.1722 | 12.0713 | 27.5034 | 19.5541 | 14.5092 | 28.3262 | 20.1877 | 39.7765 | 27.178 | 26.4555 | 19.8122 | 24.5875 | 33.4317 | 26.0974 | 11.9859 | 15.1653 | 16.949 | 19.4811 | 13.8935 | 20.9282 | 17.4962 | 15.047 | 21.317 | 30.0144 | 27.6259 | 24.9962 | 16.3306 | 26.77 | 20.792 | 15.0203 | 27.5992 | 17.515 | 23.7747 | 20.6424 | 30.862 | 16.1672 | 22.2823 | 22.7466 | 28.1838 | 28.0362 | 12.421 | 13.4282 | 24.6224 | 22.6615 | 17.0577 | 25.9527 | 15.0418 | 18.5655 | 24.443 | 20.9119 | 25.4347 | 25.5189 | 18.1485 | 12.9287 | 32.3901 | 27.3385 | 24.5867 | 22.2154 | 19.4694 | 26.5304 | 33.7339 | 20 | 32.859 | 31.0913 | 16.7167 | 33.4978 | 16.6528 | 12.744 | 24.1105 | 14.144 | 21.8614 | 34.533 | 8.9297 | 39.6464 | 31.1078 | 21.5549 | 28.3696 | 17.1244 | 24.122 | 23.5009 | 23.1496 | 13.5075 | 20.0051 | 29.8848 | 31.2555 | 34.661 | 14.5927 | 16.9107 | 15.0284 | 16.935 | 10.7825 | 25.4213 | 20.5537 | 33.3335 | 19.679 | 19.8334 | 29.139 | 18.6164 | 14.7808 | 23.5164 | 32.3851 | 34.396 | 23.4865 | 15.1081 | 29.6909 | 18.1036 | 22.7553 | 20.4725 | 21.5784 | 25.0052 | 26.1554 | 22.8676 | 27.2575 | 12.0616 | 12.3864 | 22.3616 | 21.0914 | 21.6468 | 25.4423 | 31.4186 | 36.8542 | 20.9333 | 22.1079 | 16.4406 | 25.0968 | 24.068 | 20.9977 | 21.2583 | 23.0191 | 15.6502 | 19.1424 | 29.5978 | 23.3866 | 17.1681 | 20.789 | 18.4969 | 16.6262 | 19.1024 | 35.6631 | 19.0835 | 13.7689 | 11.0129 | 27.0399 | 25.3956 | 22.3306 | 12.9951 | 24.0441 | 12.9345 | 22.9549 | 13.5435 | 37.204 | 10.0299 | 14.8363 | 23.881 | 13.4242 | 30.0751 | 28.1943 | 18.4399 | 18.302 | 16.5246 | 18.0584 | 19.3423 | 18.5814 | 14.631 | 20.3273 | 25.6701 | 13.7755 | 32.3641 | 31.8925 | 28.5693 | 11.3683 | 15.5208 | 17.3517 | 23.0868 | 12.9211 | 18.495 | 30.1512 | 13.1781 | 28.0141 | 15.6722 | 33.8381 | 22.6664 | 26.1336 | 25.6764 | 30.6429 | 18.4056 | 32.8869 | 23.1737 | 15.7343 | 30.8803 | 33.4277 | 28.2605 | 21.6087 | 19.9004 | 25.517 | 21.2967 | 23.4068 | 15.0766 | 11.2888 | 33.1744 | 22.8716 | 25.5479 | 12.3352 | 40.4674 | 21.601 | 22.0917 | 20.5663 | 30.7094 | 17.8093 | 13.7074 | 44.3359 | 33.6887 | 25.232 | 9.5235 | 49.5708 | 15.986 | 12.7629 | 23.0639 | 32.5091 | 36.347 | 22.7017 | 46.5362 | 37.2758 | 24.0237 | 17.6595 | 24.2624 | 10.5005 | 22.6114 | 23.4434 | 31.6036 | 32.0446 | 18.1093 | 36.4693 | 16.3676 | 15.6195 | 16.8568 | 33.5022 | 17.738 | 39.7376 | 21.2274 | 17.1376 | 16.1323 | 19.8785 | 21.3868 | 19.5371 | 28.1363 | 15.6773 | 14.4771 | 18.3566 | 10.8347 | 25.5005 | 15.5524 | 22.7699 | 19.3721 | 24.5374 | 54.6269 | 26.276 | 20.9962 | 19.9225 | 12.7375 | 21.9219 | 21.9441 | 15.7714 | 13.8176 | 15.1811 | 23.4501 | 26.7829 | 21.3701 | 27.0053 | 27.7043 | 35.3084 | 34.3385 | 18.1362 | 38.4482 | 18.3064 | 28.2759 | 12.7932 | 13.9628 | 34.3375 | 18.8246 | 16.8325 | 24.1885 | 8.3498 | 11.8822 | 33.0247 | 43.6242 | 19.5178 | 13.1701 | 39.2034 | 21.8836 | 26.3212 | 22.8102 | 29.4506 | 17.8416 | 19.2621 | 22.206 | 21.1314 | 24.4699 | 16.1152 | 26.6882 | 13.8853 | 31.8153 | 22.8148 | 29.4753 | 28.9728 | 33.1009 | 33.2547 | 29.3321 | 26.3912 | 30.5862 | 23.2314 | 26.9485 | 17.4172 | 27.1774 | 27.9907 | 19.0952 | 26.1068 | 33.6807 | 42.8823 | 31.5058 | 18.5201 | 16.5559 | 19.6162 | 20.9875 | 20.7697 | 36.8863 | 20.6848 | 13.1028 | 21.3048 | 18.6509 | 22.7825 | 18.4833 | 16.2236 | 12.0404 | 35.1208 | 15.3565 | 28.3899 | 21.8235 | 19.4977 | 29.924 | 24.703 | 14.8317 | 28.8413 | 15.0603 | 13.6092 | 18.5571 | 15.961 | 23.8766 | 12.8542 | 19.6332 | 18.8577 | 37.5887 | 15.7354 | 30.1921 | 16.7077 | 32.4433 | 19.677 | 11.4903 | 27.8447 | 29.4739 | 30.6678 | 8.9832 | 23.7042 | 17.739 | 20.6865 | 32.9316 | 16.1932 | 25.1014 | 14.1563 | 36.0103 | 22.6707 | 18.4695 | 23.4755 | 30.1425 | 21.7395 | 32.1462 | 22.9446 | 12.7646 | 32.1697 | 17.2495 | 31.6047 | 22.2265 | 15.6969 | 15.4552 | 23.502 | 15.2145 | 27.4762 | 19.5429 | 24.5162 | 14.1508 | 17.5631 | 14.7898 | 22.5229 | 27.1348 | 21.9462 | 23.3441 | 24.4367 | 19.6065 | 13.8698 | 26.4937 | 20.9515 | 13.6416 | 14.3063 | 21.0911 | 24.5167 | 28.4468 | 22.5578 | 14.9485 | 29.8664 | 39.2576 | 29.2256 | 11.5481 | 23.2048 | 14.6246 | 33.6906 | 20.2149 | 34.8596 | 33.3491 | 21.58 | 33.6626 | 28.536 | 43.3531 | 23.6427 | 32.5411 | 33.2409 | 26.6701 | 26.616 | 30.4547 | 37.9456 | 26.3222 | 31.8978 | 31.5272 | 27.5233 | 21.5819 | 22.0089 | 26.406 | 28.1774 | 25.3832 | 15.7021 | 11.8512 | 21.8287 | 16.7874 | 21.7808 | 10.3953 | 28.0017 | 28.4588 | 21.5899 | 18.5539 | 15.956 | 28.4652 | 28.6238 | 18.4508 | 18.5592 | 21.1949 | 13.0505 | 30.5353 | 29.0484 | 26.7173 | 28.4959 | 18.755 | 14.3255 | 39.7495 | 16.0061 | 30.1641 | 40.8237 | 20.0555 | 17.2796 | 40.9474 | 27.8755 | 20.6519 | 17.9284 | 18.275 | 15.144 | 21.1029 | 17.2971 | 25.5769 | 17.1436 | 17.9918 | 38.4317 | 20.9546 | 29.4066 | 19.7303 | 23.3616 | 20.1408 | 11.8053 | 41.6998 | 13.6524 | 16.0949 | 19.4719 | 14.9502 | 18.0171 | 23.5941 | 32.1806 | 21.3185 | 31.6637 | 23.8575 | 27.5027 | 28.5003 | 10.6552 | 19.1783 | 32.2361 | 23.5542 | 7.4325 | 22.7914 | 43.9433 | 31.2382 | 16.2806 | 14.4791 | 39.6555 | 13.6587 | 23.3279 | 18.4668 | 23.3378 | 13.6949 | 26.8793 | 21.5505 | 27.3455 | 18.4926 | 25.7935 | 17.9125 | 28.475 | 24.8994 | 18.2481 | 25.8306 | 20.3685 | 18.5233 | 27.7659 | 20.0361 | 24.6872 | 27.6043 | 16.1071 | 31.0737 | 16.1763 | 18.0872 | 24.6215 | 24.6531 | 17.8293 | 60.4063 | 28.5068 | 25.0215 | 15.8638 | 19.3607 | 15.4962 | 16.5529 | 22.8594 | 35.3196 | 16.2356 | 23.5456 | 26.5385 | 24.7919 | 29.7265 | 28.9832 | 21.3778 | 15.6754 | 23.3528 | 37.2395 | 26.7896 | 12.8877 | 13.7662 | 11.7216 | 16.2092 | 35.5164 | 31.0364 | 22.6529 | 15.1048 | 25.6918 | 23.9596 | 19.7929 | 33.8381 | 29.4839 | 18.7383 | 14.6368 | 20.1168 | 41.7419 | 17.7022 | 12.8176 | 19.5995 | 14.9936 | 19.9329 | 29.5548 | 27.5981 | 31.8712 | 28.6389 | 27.7073 | 31.565 | 26.8516 | 29.1095 | 11.8952 | 14.2403 | 16.415 | 16.7664 | 26.1769 | 18.9482 | 17.9383 | 37.4752 | 28.1146 | 14.1094 | 20.4439 | 50.7402 | 13.9395 | 13.517 | 31.6241 | 22.4304 | 20.5211 | 17.9879 | 34.5176 | 25.2343 | 16.7635 | 35.3133 | 37.6002 | 19.4579 | 14.9131 | 24.9834 | 28.4397 | 20.7228 | 11.2174 | 16.492 | 26.8326 | 24.0978 | 30.2051 | 21.968 | 30.7886 | 15.165 | 39.484 | 33.7327 | 29.2157 | 21.0776 | 35.0317 | 27.4092 | 25.3644 | 25.7543 | 19.7756 | 15.1808 | 9.4928 | 15.5799 | 30.2436 | 38.894 | 30.5546 | 31.0175 | 12.7623 | 17.9026 | 19.5484 | 27.0166 | 16.2104 | 26.5142 | 28.1253 | 37.2015 | 15.9955 | 21.0367 | 22.9753 | 30.8585 | 28.9924 | 27.6374 | 15.8258 | 22.9001 | 19.9936 | 14.2165 | 18.2336 | 28.4478 | 43.752 | 12.0096 | 26.5585 | 31.577 | 14.1356 | 30.6279 | 24.1942 | 21.5577 | 43.5672 | 15.2527 | 31.1681 | 33.8268 | 15.9723 | 9.6193 | 13.5931 | 24.6631 | 17.7935 | 10.2347 | 26.0088 | 12.9266 | 26.5002 | 32.8717 | 24.7809 | 21.7029 | 15.8928 | 19.4813 | 13.4043 | 24.2786 | 31.27 | 16.0789 | 14.1304 | 17.5351 | 29.4651 | 17.5176 | 15.9439 | 16.249 | 15.8247 | 20.7304 | 20.9568 | 15.756 | 12.1237 | 22.2859 | 32.8687 | 25.7048 | 33.129 | 25.2912 | 29.1242 | 28.2266 | 16.8791 | 14.6274 | 16.3188 | 29.6719 | 18.5773 | 21.9753 | 18.8241 | 34.9991 | 25.1457 | 20.4746 | 22.4312 | 22.807 | 18.2216 | 37.114 | 18.1632 | 21.5095 | 17.7141 | 18.8391 | 24.865 | 18.3309 | 24.3106 | 26.4842 | 23.6175 | 28.2888 | 27.8415 | 26.9422 | 21.3407 | 39.7384 | 34.2259 | 11.1258 | 16.7714 | 17.2076 | 42.6114 | 16.4762 | 22.6624 | 21.7555 | 29.7541 | 26.9946 | 10.6794 | 18.5436 | 20.6914 | 27.7731 | 22.0992 | 14.4864 | 27.5725 | 12.4728 | 40.9836 | 39.1875 | 34.1149 | 11.4692 | 46.7622 | 32.6164 | 19.6341 | 38.5898 | 14.018 | 32.6847 | 12.3104 | 32.2174 | 17.8332 | 22.7194 | 13.3613 | 24.1602 | 10.0416 | 30.2364 | 31.2074 | 34.0424 | 17.525 | 23.1153 | 32.4681 | 16.2347 | 25.5798 | 22.321 | 15.2821 | 26.5702 | 38.4119 | 33.1801 | 18.994 | 32.0484 | 23.2608 | 24.078 | 18.9095 | 27.2113 | 16.6066
Virus steady state number | n_ss | virus |  |  |  |  | n_ss | 32735.2003 | 5126.2419 | 25320.9331 | 13516.7866 | 23125.4149 | 20677.0911 | 16964.084 | 12869.7817 | 16229.3566 | 23913.9257 | 16843.4383 | 30146.3697 | 17213.2815 | 21761.2125 | 18037.9045 | 15168.4928 | 14033.3902 | 27366.764 | 18954.6717 | 13532.8628 | 16406.3454 | 25681.4749 | 14414.0005 | 21839.6521 | 22822.1514 | 16709.5755 | 19625.538 | 21938.7982 | 15201.7806 | 19207.1405 | 19605.5529 | 7027.385 | 23346.3665 | 11151.3978 | 17055.6811 | 18239.8747 | 17600.9441 | 30368.5676 | 33826.9958 | 10735.8402 | 12120.7645 | 22514.4502 | 14686.9782 | 14450.6541 | 24771.6028 | 19268.9102 | 20855.5425 | 6300.5313 | 13199.6867 | 19778.093 | 13713.0941 | 16927.4439 | 18508.8401 | 23864.7381 | 13321.457 | 30767.4684 | 27203.8198 | 22442.6428 | 21629.214 | 26981.4488 | 16765.5456 | 21154.7394 | 17606.9098 | 17878.6785 | 5169.7666 | 18814.4062 | 26795.5877 | 7723.0868 | 26583.1784 | 16651.7315 | 23558.8917 | 15604.8691 | 20902.8153 | 20854.1847 | 3527.2808 | 10291.4648 | 28215.3667 | 17605.4613 | 18200.2802 | 21427.9494 | 24881.3634 | 18703.5235 | 15068.9258 | 21594.2845 | 31139.8762 | 17694.4707 | 20421.1247 | 10704.0785 | 28200.0294 | 22307.9371 | 18016.4514 | 9607.0818 | 18971.0314 | 12922.006 | 15197.1728 | 20084.8971 | 40922.2538 | 15828.6656 | 19658.1419 | 15383.6121 | 12069.6654 | 20524.4009 | 32887.4565 | 14769.7237 | 28837.6959 | 22552.6018 | 16888.5574 | 11578.8195 | 17792.4195 | 11112.1534 | 13505.7109 | 16598.1083 | 18229.1709 | 17815.2002 | 34011.2834 | 15267.5916 | 41505.197 | 38080.8871 | 15137.1183 | 13275.6861 | 18075.2181 | 18063.3623 | 24628.6056 | 14967.3343 | 10113.5874 | 18294.6533 | 21999.8135 | 10027.5428 | 14580.7392 | 24124.2344 | 13576.8082 | 14459.9609 | 23157.6549 | 17461.3896 | 10517.3665 | 19714.8597 | 46006.5492 | 22537.0699 | 16462.3088 | 26989.0168 | 25220.765 | 14468.3519 | 16639.9721 | 18031.9727 | 18019.3775 | 53601.5872 | 19655.5983 | 22972.1948 | 14264.0353 | 14173.0183 | 12006.1644 | 12038.8358 | 21437.002 | 13939.2491 | 21788.8064 | 20949.1893 | 14861.176 | 18140.7254 | 20699.45 | 14767.8586 | 24769.6598 | 17352.5377 | 24118.1307 | 26074.7182 | 15887.1986 | 24344.7963 | 16175.22 | 14230.8951 | 18619.0563 | 28214.5756 | 9194.185 | 15044.5523 | 15951.7807 | 24575.0568 | 20407.1156 | 11443.18 | 26456.8088 | 10635.9934 | 15315.6265 | 20067.2691 | 26849.1246 | 26156.177 | 19373.7203 | 42981.1453 | 28362.8561 | 26517.3016 | 14126.1845 | 20715.2463 | 26245.9671 | 15181.4968 | 23621.4537 | 17161.3392 | 25483.9323 | 23246.2525 | 13422.0618 | 23911.6644 | 19863.1285 | 14654.4249 | 18415.5568 | 15239.3791 | 23034.9027 | 20449.0273 | 31486.4854 | 9990.6045 | 8958.7655 | 20855.939 | 22651.5534 | 18412.0427 | 17903.1853 | 24864.3228 | 24686.753 | 8402.0367 | 18143.6448 | 37719.0668 | 10803.5872 | 16440.0717 | 34890.2038 | 11770.2947 | 14184.1968 | 16299.3107 | 20952.6351 | 16275.7667 | 17888.832 | 10908.7399 | 18054.1123 | 21085.9497 | 11397.8396 | 12869.6395 | 17505.0465 | 25638.1512 | 10223.364 | 8617.1962 | 18148.7248 | 20447.7604 | 24566.792 | 22459.2454 | 25485.9445 | 18431.0325 | 15402.2103 | 20866.3026 | 19831.2917 | 15028.9567 | 19414.8545 | 13498.3104 | 18954.9001 | 31628.7229 | 25997.6686 | 23384.9505 | 9723.4278 | 16731.2911 | 16844.1384 | 11753.2651 | 16960.7884 | 17226.0429 | 21007.652 | 34941.0335 | 16832.0393 | 14162.2136 | 13093.539 | 14721.3242 | 14844.0735 | 16795.4048 | 27644.6434 | 23909.8588 | 19674.5006 | 20048.4567 | 35818.5938 | 12656.408 | 14715.0498 | 21214.5359 | 19975.2263 | 18178.3224 | 22753.1003 | 21531.457 | 10511.6975 | 9716.3231 | 22393.3015 | 13157.5244 | 27020.2916 | 16357.5748 | 17237.6364 | 21266.2454 | 17679.625 | 10305.979 | 13732.6505 | 12777.8746 | 37773.4286 | 17982.0806 | 14422.8956 | 35609.3269 | 22646.9025 | 15618.9647 | 17963.8716 | 22744.0454 | 12740.9407 | 17512.6024 | 12644.1494 | 19246.4102 | 10349.2454 | 20134.7697 | 13964.3875 | 23403.4252 | 29698.6515 | 19110.2439 | 21557.5201 | 24039.4892 | 13637.3325 | 20431.5858 | 15437.0351 | 12316.8878 | 16410.261 | 17039.6486 | 18484.9964 | 20544.9604 | 16312.227 | 14294.9719 | 20568.7938 | 25281.9199 | 38982.1768 | 20241.4401 | 12953.9225 | 21884.9937 | 12975.8449 | 24723.52 | 28248.7861 | 15661.4357 | 17431.7368 | 25597.5856 | 31293.0918 | 31522.3407 | 28791.0995 | 25255.9313 | 25623.3088 | 12357.3224 | 19782.6381 | 15530.7006 | 19940.0656 | 25600.687 | 16638.233 | 11374.672 | 14767.2351 | 12841.9289 | 11967.4027 | 11305.4753 | 22033.5883 | 21776.4993 | 20324.7262 | 14370.3099 | 21717.0751 | 19468.7184 | 14261.9435 | 11676.3462 | 18077.3912 | 17890.511 | 19856.0528 | 17963.3876 | 8064.251 | 9023.2067 | 13117.3637 | 24967.861 | 12380.0414 | 23125.7302 | 2236.905 | 5449.4486 | 10566.8816 | 17408.0731 | 11366.9991 | 31108.5204 | 17288.4377 | 10873.6604 | 30538.6538 | 19895.6491 | 7983.8832 | 13189.5807 | 20016.5919 | 14316.4312 | 29159.5693 | 12340.3567 | 17868.828 | 23353.4337 | 19333.8592 | 27764.6977 | 24553.6701 | 9948.4233 | 16495.1061 | 9403.2961 | 23687.2548 | 14923.3503 | 16380.684 | 15788.6559 | 7783.6267 | 18687.6477 | 16351.8998 | 31003.2933 | 15449.1923 | 7722.7076 | 18571.5992 | 28999.6441 | 14426.627 | 18937.3565 | 26515.4496 | 17279.4419 | 11621.1978 | 10487.1835 | 12375.1479 | 20187.8993 | 11158.9234 | 24734.6452 | 8924.2955 | 14754.3929 | 14321.4552 | 28034.2647 | 11375.3448 | 9498.6595 | 12581.3837 | 36061.5056 | 23238.3835 | 15743.9119 | 12605.8279 | 14827.1039 | 17346.4467 | 8565.504 | 21053.8976 | 25643.1403 | 13723.6621 | 24942.483 | 14013.0213 | 19238.082 | 18383.9379 | 23544.0394 | 12652.9441 | 21433.8815 | 16155.9563 | 9132.6604 | 15024.2801 | 20518.2046 | 14281.3929 | 20801.6723 | 15942.3199 | 15143.4852 | 28832.6057 | 15674.9472 | 15963.5139 | 24014.4443 | 7889.888 | 15383.1927 | 26916.6373 | 20990.9445 | 13426.0865 | 21872.5543 | 26290.9694 | 27374.2022 | 10340.2493 | 14901.3188 | 11322.8539 | 21310.914 | 28800.5342 | 30103.4089 | 20724.0152 | 25097.7762 | 6936.1842 | 17572.6204 | 13663.8732 | 12557.3253 | 13050.3543 | 8798.7362 | 20870.8614 | 20293.9795 | 16479.6106 | 13792.604 | 17390.7746 | 20662.9619 | 22148.5819 | 14442.7756 | 12932.5051 | 24316.3679 | 34087.1223 | 13409.4614 | 12925.7491 | 9018.6676 | 12798.2444 | 13908.2391 | 16469.8226 | 20354.4972 | 25493.8417 | 10132.9368 | 21468.3066 | 19639.916 | 19367.902 | 9113.9696 | 22848.2584 | 17011.6041 | 32283.5512 | 20873.3342 | 18709.4352 | 19507.8909 | 20047.2247 | 14709.8518 | 13455.9228 | 25571.7367 | 19160.0901 | 25209.6273 | 19643.0533 | 25493.7736 | 18849.3595 | 30107.1473 | 20602.2236 | 11750.4989 | 29524.0869 | 8701.8845 | 41822.9664 | 17306.1253 | 26290.6689 | 20601.6112 | 19939.0225 | 17197.0851 | 21017.2691 | 25193.254 | 19937.9463 | 8212.3509 | 13552.3465 | 18796.1396 | 9923.2866 | 22517.1269 | 26314.8699 | 12661.9758 | 30003.4917 | 13989.6948 | 23406.5374 | 25339.9024 | 15860.0635 | 24198.2528 | 27455.8052 | 21388.9904 | 24307.7689 | 20060.4732 | 11450.8973 | 7122.8464 | 18057.7385 | 16697.0421 | 7220.1056 | 18886.0536 | 11340.9405 | 12876.2756 | 8170.5978 | 16179.6074 | 23994.6173 | 28182.9152 | 13078.2681 | 16102.8723 | 24988.6805 | 24327.5169 | 17732.2923 | 27035.0262 | 16638.6224 | 33855.9871 | 18910.3864 | 21934.537 | 15003.3675 | 23223.6534 | 17305.8274 | 9203.3324 | 23256.2931 | 20962.473 | 23499.9367 | 18461.2205 | 9614.0459 | 20869.2429 | 19194.9926 | 15290.4791 | 27915.7711 | 31561.9459 | 24194.6946 | 17890.6042 | 17309.7769 | 14468.0678 | 21698.9451 | 22229.402 | 19069.8645 | 11866.1359 | 16322.9823 | 21359.7767 | 18551.0473 | 17966.3012 | 11542.7001 | 22522.1952 | 31348.8013 | 17863.5992 | 13516.5062 | 12407.9778 | 17842.4315 | 17186.8681 | 5891.9791 | 31004.2373 | 15582.9758 | 17572.5317 | 17129.2824 | 9201.9736 | 20510.4204 | 15295.161 | 17178.62 | 26792.7764 | 23495.5876 | 16313.2627 | 13685.6877 | 18286.4957 | 18717.3665 | 15572.4378 | 30919.6565 | 17254.7337 | 23164.0382 | 14500.8367 | 21810.2876 | 30101.811 | 7701.7286 | 22876.8264 | 14336.2788 | 18338.879 | 18056.8872 | 34725.1195 | 36063.6747 | 12559.6059 | 16352.0951 | 28289.4963 | 19334.0578 | 24591.1809 | 16871.1707 | 22597.5965 | 13083.8357 | 12673.8543 | 32003.8152 | 5420.3663 | 14676.7927 | 5988.8414 | 12675.6155 | 15070.2016 | 16072.3627 | 17877.2906 | 16185.2781 | 16426.9392 | 12064.6244 | 16613.8787 | 12003.6269 | 21127.8038 | 14082.5579 | 14741.093 | 18933.8168 | 17321.458 | 22025.1939 | 25571.7276 | 22006.455 | 31944.7253 | 18397.2004 | 21840.0566 | 20057.1763 | 15788.8705 | 32369.0171 | 14414.189 | 16808.539 | 20238.6268 | 21376.6706 | 20108.7308 | 23803.912 | 17968.4161 | 10549.4921 | 22400.0028 | 16499.7209 | 22249.804 | 9432.3611 | 33230.1476 | 16213.8953 | 26956.6491 | 13981.0741 | 13950.4178 | 23366.3868 | 9420.4916 | 14138.4898 | 35036.2636 | 20649.0985 | 28139.8684 | 18676.2361 | 23798.8381 | 23748.1375 | 17974.0083 | 15120.8312 | 19421.1185 | 23143.101 | 32019.7685 | 16019.4218 | 26906.801 | 22786.6387 | 22716.8788 | 9506.0145 | 29667.0598 | 20997.6153 | 16122.0231 | 17605.2841 | 21759.5508 | 16672.1966 | 21304.2623 | 18373.1758 | 15509.067 | 24711.7412 | 36534.1751 | 11927.4209 | 21143.7459 | 11599.4482 | 17405.7239 | 22106.2013 | 24786.7264 | 20301.7625 | 21704.7396 | 13601.3032 | 10460.5255 | 17355.5023 | 21982.6995 | 20761.6715 | 31722.2354 | 21763.9272 | 9278.9049 | 27622.829 | 28549.0826 | 9253.3007 | 33412.9659 | 17451.966 | 15070.7645 | 15058.7405 | 15500.8951 | 18385.3369 | 10410.4069 | 18233.7067 | 13506.449 | 18529.3679 | 14178.9122 | 12269.0745 | 16896.7833 | 32772.0514 | 18462.0751 | 30602.6857 | 16047.7769 | 12331.5399 | 20832.9471 | 15973.0774 | 13509.281 | 17056.5668 | 11695.8743 | 20671.0314 | 8992.7285 | 16491.6243 | 16064.235 | 20687.0531 | 22421.5895 | 20827.0454 | 18205.8644 | 27137.1589 | 11967.9081 | 23431.3409 | 6689.9674 | 27841.2924 | 18653.8676 | 9197.6153 | 26378.4103 | 24595.2406 | 20733.875 | 22015.536 | 15129.6907 | 12417.1047 | 24150.749 | 18895.9121 | 9438.9424 | 24832.6686 | 21953.281 | 15996.1238 | 18892.6936 | 13677.1786 | 16381.3649 | 15006.8656 | 15969.1882 | 27721.0046 | 19582.7076 | 14462.5037 | 17941.1057 | 27433.2069 | 20354.5071 | 10498.9448 | 28539.0501 | 16140.5136 | 11778.2829 | 19864.2738 | 34346.1017 | 15721.8422 | 12575.1555 | 18054.5911 | 19650.6219 | 9807.4885 | 18986.0513 | 14141.844 | 23475.317 | 18602.4762 | 16934.8702 | 15137.8964 | 16674.9214 | 24680.679 | 9012.0745 | 16510.6353 | 18115.7258 | 11990.7599 | 15397.7283 | 28519.3516 | 16766.4667 | 29935.3898 | 17879.2155 | 11076.9571 | 20524.4707 | 26686.2183 | 15114.2327 | 15727.0481 | 24354.4089 | 15047.4989 | 7714.6047 | 14947.1695 | 24636.6055 | 17659.2775 | 24753.0103 | 8387.5383 | 14387.9775 | 21215.5049 | 10383.2369 | 11755.9543 | 34155.3313 | 24747.9978 | 13474.9508 | 34707.2735 | 25451.1557 | 28373.3474 | 17004.0797 | 24212.9756 | 13553.4125 | 17649.8811 | 18113.2674 | 8682.4572 | 18655.8494 | 12291.9326 | 20439.2577 | 20376.1294 | 14159.0437 | 17018.5717 | 20257.2823 | 15086.5389 | 13332.8493 | 16096.3061 | 17552.6538 | 12192.2081 | 26466.324 | 19486.7183 | 27808.176 | 25461.2474 | 18965.1151 | 20581.0315 | 12104.855 | 16558.6308 | 16533.1597 | 36162.6122 | 18650.7664 | 19649.5238 | 16822.9454 | 20874.097 | 25191.1638 | 24855.7763 | 32302.8466 | 8542.4816 | 17711.6719 | 20559.0665 | 16140.2527 | 26593.4165 | 21984.6225 | 10618.2535 | 16591.4817 | 39172.4665 | 29421.6574 | 8099.614 | 15795.3983 | 19554.7863 | 12117.5347 | 17111.4803 | 21377.4276 | 22619.9508 | 19045.6769 | 13058.7534 | 14792.2718 | 17111.7533 | 26211.3898 | 16635.0368 | 20571.2684 | 22410.6337 | 25024.9111 | 14912.3346 | 11678.3239 | 12954.1035 | 23477.1675 | 40922.2066 | 25450.9749 | 17275.626 | 21338.0719 | 29209.4318 | 18060.7001 | 21723.8806 | 17204.1568 | 23480.8685 | 18514.8849 | 26855.3866 | 19369.6773 | 28155.9356 | 11225.098 | 12266.9137 | 20250.8672 | 14559.7328 | 19801.1589 | 16386.7814 | 16808.2822 | 11529.0407 | 22761.71 | 32971.6288 | 14955.4829 | 12811.1212 | 14789.4443 | 12558.7118 | 18892.8511 | 13162.0288 | 13005.1229 | 24744.0029 | 13054.5608 | 19893.1755 | 15003.8825 | 16190.4544 | 16606.5112 | 17397.1977 | 30856.6583 | 24031.6694 | 19146.2069 | 16915.8727 | 18435.6234 | 13809.2307 | 26151.8502 | 21241.1752 | 21240.0982 | 24796.8549 | 24127.3518 | 22603.1918 | 24019.8965 | 15731.9753 | 27694.0931 | 15657.1927 | 20041.7053 | 10273.4535 | 26548.5024 | 26509.142 | 12438.8307 | 16527.88 | 26284.8246 | 18163.2293 | 14816.8743 | 11138.4638 | 7857.0122 | 17307.2342 | 9463.945 | 24760.9295 | 10716.4027 | 17423.0989 | 15138.0835 | 32806.0076 | 18753.3317 | 21405.7479 | 13995.5598 | 18315.4275 | 17959.6447 | 31375.5339 | 14530.0131 | 19953.9602 | 13898.7368 | 12367.1096 | 25040.7298 | 15689.0213 | 24915.9991 | 14445.1399 | 21101.5558 | 22081.2822 | 14899.3691 | 20013.9952 | 22431.7149 | 26965.7471 | 13319.5686 | 23911.7247 | 17311.3225 | 30358.2713 | 17763.1851 | 13780.75 | 11234.0884 | 16142.6838 | 15797.0829 | 20890.2131 | 23745.7334 | 9541.8864 | 24628.7798 | 25560.9325 | 14350.2146 | 25235.0806 | 17326.4116 | 14120.0759 | 20884.7841 | 16478.6048 | 16854.7723 | 17311.8241 | 37069.4896 | 11963.6068 | 14542.1059 | 12065.2504 | 24748.0992 | 16932.2186 | 17570.7098 | 26744.4733 | 17229.054 | 19698.5806 | 14463.1258 | 8646.0248 | 26274.9228 | 22180.5193 | 11426.0143 | 26099.272 | 18010.5001 | 17822.9286 | 19454.7342 | 14070.8297 | 23197.1326 | 19940.4684 | 18129.5657 | 12154.4286 | 11766.6825 | 12645.3696 | 16769.4744 | 11197.713 | 20150.6316 | 9484.5553 | 14068.3332 | 10041.7213 | 15667.9265 | 12232.209 | 22224.8631 | 20261.9237 | 26074.6773 | 16284.7026 | 22118.1657 | 14194.9812 | 8787.2172 | 27959.2721 | 16595.9558 | 17296.7198 | 12997.859 | 14987.0527 | 17554.8702 | 14159.9967 | 15486.3169 | 23027.1541 | 18759.7096 | 29043.031 | 17299.3852 | 23916.4857 | 4011.0814 | 32010.0739 | 25454.7073 | 18800.2065 | 15679.3959 | 16953.7041 | 26277.8492 | 17757.1878 | 8282.9448 | 14590.3373 | 13327.5445 | 16843.7413 | 30914.7461 | 12773.0862 | 19383.5032 | 9225.3983 | 26259.3702 | 17944.2309 | 21445.293 | 11239.072 | 12594.1819 | 5627.9601 | 19965.0364 | 14036.2366 | 19147.1145 | 20821.9877 | 20235.0743 | 14582.3075 | 10183.9914 | 18494.4391 | 18565.1657 | 20704.363 | 18591.1587 | 19297.3323 | 19344.4719 | 16345.644 | 12629.4881 | 23722.9965 | 14893.1869 | 14046.8672 | 20132.0787 | 17499.943 | 13645.0691 | 15560.7525 | 35526.5159 | 22621.3968 | 24333.0069 | 25373.9425 | 19902.6116 | 11382.6515 | 18536.6642 | 18398.8932 | 46709.6895 | 19535.5432 | 19270.3882 | 16388.0219 | 18676.1003 | 9774.8325 | 9235.3558 | 14994.9317 | 9850.6081 | 16128.5361 | 12015.4696 | 24437.3993 | 33951.2942 | 16156.8411 | 19276.6894 | 14916.5934 | 21933.7882 | 22726.2393 | 12142.2626 | 27097.3337 | 8221.6792 | 23157.6322 | 6697.1902 | 18947.2366 | 17142.724 | 21524.0212 | 12719.0729 | 15750.6218 | 15668.9203 | 17056.3239 | 19982.051 | 12158.8137 | 22790.1767 | 20448.9924 | 14362.8244 | 21811.8233 | 15866.6582 | 10942.4453 | 14669.9268 | 26578.8818 | 18171.499 | 20502.7382 | 19918.1716 | 14004.5074 | 14698.3206 | 9245.3876 | 31099.8877 | 12377.3251 | 20262.1513 | 9853.029 | 23070.6213 | 20507.111 | 13780.0104 | 11544.7385 | 9767.7813 | 11217.3922 | 10821.4743 | 22027.3925 | 15862.9901 | 18648.902 | 16963.0796 | 12792.9595 | 20423.8603 | 18797.3859 | 11216.0652 | 16635.1174 | 15420.8546 | 17165.9326 | 14007.4376 | 34687.2438 | 17675.3565 | 15636.3916 | 15603.854 | 17316.6524 | 13749.2861 | 17097.4434 | 24332.4769 | 11292.9118 | 16955.9412 | 26395.2329 | 10517.9663 | 7563.4378 | 14355.295 | 24958.8444 | 13950.2625 | 24929.203 | 9337.4096 | 19549.1514 | 20318.6166 | 17685.0445 | 29500.6391 | 29797.2389 | 18900.8408 | 15422.7169 | 22190.1201 | 34873.6612 | 15809.4922 | 22829.8139 | 32577.5239 | 11177.4631 | 27299.1464 | 16639.8513 | 18714.3192 | 11046.311 | 31469.5318 | 7129.8928 | 13723.5665 | 25927.3552 | 23635.9567 | 16716.658 | 16036.3355 | 15788.3844 | 16352.3159 | 8108.7182 | 14633.469 | 19292.5259 | 17840.4696 | 17603.3679 | 15513.8647 | 12686.4699 | 24128.2053 | 15603.5986 | 20522.1936 | 22790.8108 | 15920.8235 | 19207.2619 | 24699.6437 | 19661.466 | 22360.9501 | 10004.3643 | 10713.7494 | 36813.4255 | 17237.4812 | 11062.8565 | 10206.3428 | 23786.5616 | 11549.6005 | 20130.1411 | 22474.8815 | 17169.1334 | 17609.4969 | 9073.7711 | 18756.2421 | 20126.9294 | 22949.2981 | 19381.771 | 19456.4432 | 22022.7343 | 11107.8465 | 25197.1259 | 27049.4143 | 14543.466 | 22501.393 | 15066.2118 | 23358.1318 | 30783.869 | 16769.2705 | 20375.8274 | 34905.2387 | 22522.5852 | 9110.9222 | 16723.6841 | 17463.4941 | 18940.8837 | 14366.5727 | 11533.38 | 30039.0558 | 28347.4879 | 18103.7398 | 15735.3016 | 18587.1726 | 34255.3298 | 23444.9963 | 17901.6358 | 25209.8927 | 37399.4111 | 13899.9515 | 9973.4838 | 26480.8024 | 13032.0711 | 28444.1778 | 22121.7529 | 19887.8076 | 25054.5193 | 23222.9604 | 25221.0677 | 22570.1894 | 31966.2101 | 18497.8144 | 12890.6865 | 19207.2398 | 13027.697 | 21636.7069 | 15296.1978 | 18511.8571 | 24663.9991 | 6669.3951 | 22547.1861 | 22321.8238 | 19560.8086 | 16700.8991 | 18982.5109 | 19437.4955 | 10373.0606 | 17009.4911 | 12896.7928 | 23249.7075 | 15405.742 | 19447.7887 | 19981.7511 | 17140.7963 | 14316.1306 | 11791.7942 | 22482.6558 | 14528.4246 | 12615.5634 | 15910.9359 | 12496.4227 | 35299.096 | 23066.7203 | 11041.532 | 10532.9152 | 16394.0035 | 25131.6394 | 18689.1376 | 23065.3445 | 16452.316 | 15596.8914 | 22657.0856 | 18439.9674 | 16027.7507 | 10277.9215 | 16034.4303 | 22763.7929 | 32099.7498 | 21573.5206 | 21077.4705 | 8875.9969 | 16070.8821 | 16071.369 | 22241.7501 | 22596.6679 | 27441.4183 | 14188.302 | 26408.7516 | 28151.5262 | 17926.511 | 20889.7254 | 7168.3227 | 18742.7166 | 20464.26 | 20238.4315 | 11320.9596 | 13562.5383 | 15176.9614 | 15158.5085 | 27251.0384 | 40138.7049 | 26805.8468 | 11195.038 | 15432.5177 | 9456.6925 | 16699.3527 | 22515.0338 | 38803.4069 | 17517.5949 | 13057.9711 | 16851.9646 | 25164.4351 | 15692.029 | 15521.5789 | 13244.4699 | 24641.9098 | 34481.8784 | 13898.3788 | 14687.6898 | 14946.0706 | 11810.5365 | 18918.0946 | 17522.3595 | 13448.9498 | 20623.004 | 15568.3082 | 13001.6655 | 23588.2565 | 29526.3086 | 22296.6582 | 16042.0569 | 12139.3843 | 15403.8916 | 12936.6981 | 22264.3852 | 18063.2675 | 19171.4526 | 22187.561 | 20090.8462 | 21993.5203 | 16266.9794 | 13102.6353 | 22512.0801 | 24770.7516 | 21421.0811 | 8732.0216 | 18747.9982 | 22364.6492 | 38152.1117 | 24049.0811 | 14157.8912 | 27602.623 | 14081.7966 | 16330.0852 | 9460.0669 | 15546.0854 | 19302.828 | 10110.4553 | 24818.0049 | 21102.1852 | 12181.5714 | 18937.6874 | 16336.72 | 29141.9796 | 30979.2122 | 27553.5049 | 10474.6508 | 25872.1015 | 41552.4473 | 22698.6478 | 18971.3064 | 12209.2078 | 33745.9876 | 26046.9594 | 10417.7679 | 32986.8103 | 17665.4012 | 18445.9827 | 8777.3316 | 16761.2834 | 12108.9826 | 23410.3611 | 7478.9788 | 19472.876 | 16291.3009 | 18891.5364 | 14435.574 | 12263.04 | 25853.0423 | 11634.0515 | 8864.5753 | 32818.189 | 20139.9288 | 33231.9837 | 8652.4264 | 22275.6799 | 13609.2222 | 15035.1608 | 27449.6249 | 13937.2974 | 7903.3686 | 27710.0889 | 11232.5297 | 15278.9391 | 19167.2607 | 26285.3994 | 9107.0907 | 28238.9145 | 18787.0787 | 16215.4481 | 11836.9927 | 32065.3103 | 22739.0674 | 31238.2827 | 10036.6062 | 24344.5222 | 15190.6803 | 19710.6546 | 14530.2143 | 19325.6207 | 22038.7283 | 15803.6133 | 22434.7315 | 28112.5692 | 16857.1741 | 13567.731 | 23467.3522 | 11977.681 | 22043.4304 | 22813.5229 | 40355.1277 | 18508.7941 | 6619.8748 | 15037.3801 | 21997.8381 | 21402.3547 | 14038.9139 | 16345.7367 | 18618.4708 | 10796.6698 | 9484.9096 | 34519.0249 | 25795.3542 | 22015.1089 | 15464.9094 | 12941.4623 | 21947.0629 | 19664.2853 | 23498.6913 | 32489.7744 | 17889.32 | 16732.6569 | 23142.3576 | 21658.2047 | 17926.2383 | 20071.1548 | 16006.8685 | 24416.281 | 13560.1642 | 31709.5627 | 26910.7155 | 33741.9682 | 32319.2666 | 42547.3358 | 36203.704 | 12137.7761 | 18464.7075 | 22154.6421 | 17122.8951 | 25315.1246 | 30916.5392 | 8430.9846 | 14230.343 | 19299.2776 | 26403.6604 | 28292.3625 | 27750.7693 | 22876.1077 | 23389.488 | 13402.2831 | 17500.0287 | 9646.0286 | 19072.2866 | 15015.6218 | 24890.1137 | 12947.7212 | 27630.5482 | 21150.3978 | 18998.6252 | 18531.1248 | 17959.5817 | 17402.646 | 30652.7703 | 17471.8819 | 15144.3109 | 21766.3688 | 26344.2088 | 25533.4715 | 33793.9 | 23673.8773 | 17957.8628 | 14846.1427 | 12887.9319 | 19909.125 | 20406.5067 | 18031.431 | 30141.6378 | 11657.3665 | 14181.1402 | 12969.6383 | 19487.7752 | 19403.3043 | 11414.246 | 17335.58 | 14119.272 | 24727.0679 | 18222.9692 | 29206.1648 | 23505.0929 | 10152.3949 | 16236.6995 | 30329.8543 | 23737.4792 | 25564.7253 | 13705.4156 | 16417.8517 | 11962.7854 | 23187.6398 | 10190.1418 | 19030.6297 | 12020.0381 | 15039.8045 | 28625.5804 | 29037.6694 | 17986.3892 | 14814.0306 | 21177.2413 | 19331.1259 | 25718.9502 | 6904.6563 | 19236.4899 | 22408.4788 | 12132.8308 | 19361.8652 | 16739.531 | 23947.0434 | 23212.9169 | 21959.2148 | 13249.8694 | 16556.7596 | 33469.413 | 28600.5842 | 13759.5295 | 32362.9746 | 18743.9012 | 20058.8836 | 12772.5359 | 18095.3536 | 25168.796 | 21267.2205 | 11279.5796 | 9787.1225 | 29978.0912 | 9674.1595 | 12879.9014 | 16127.2281 | 15360.5265 | 20397.9289 | 29286.6703 | 27759.769 | 16553.0391 | 17940.5095 | 25003.1333 | 22042.2227 | 13593.9451 | 18894.4472 | 27842.3272 | 18581.1723 | 12815.4761 | 11749.9424 | 17951.4376 | 22692.7035 | 16530.4923 | 16028.0216 | 24163.2224 | 17644.069 | 9607.1157 | 27206.6781 | 17833.8951 | 17007.4352 | 21005.9407 | 18900.0674 | 15611.5555 | 24830.4842 | 18139.861 | 15292.6684 | 18437.1519 | 18525.5638 | 9635.2401 | 16620.7603 | 12342.4803 | 18510.6535 | 9417.7434 | 16692.3759 | 23347.442 | 26841.3479 | 20429.0154 | 13267.141 | 27477.2094 | 18163.7236 | 15477.2378 | 14595.1903 | 14767.2933 | 19451.0889 | 16807.4518 | 35132.5294 | 24336.9423 | 20193.8017 | 16245.8732 | 20369.8993 | 14036.5434 | 13172.7153 | 13667.2238 | 16375.0099 | 15571.9162 | 19373.5761 | 16227.1366 | 23149.265 | 21391.4312 | 15206.174 | 11959.6298 | 13757.7033 | 21784.5457 | 13708.3105 | 15870.3187 | 20307.7921 | 14796.1285 | 17025.0463 | 30995.1856 | 15458.5535 | 12349.7683 | 22594.2269 | 12286.6241 | 17896.8783 | 35144.1457 | 27149.0966 | 17866.5642 | 17421.097 | 13657.8353 | 17858.4589 | 27183.2411 | 9677.5727 | 20634.3175 | 11634.4164 | 13273.5886 | 13018.2698 | 25056.891 | 22470.4042 | 22152.8873 | 12119.6054 | 32014.2501 | 20232.9972 | 14345.4644 | 17944.6736 | 14513.1277 | 16194.2865 | 22488.2994 | 12184.357 | 12313.6065 | 20489.7944 | 26167.0497 | 15992.449 | 16079.033 | 12518.2586 | 15766.279 | 26278.3577 | 12371.9058 | 13753.8051 | 21746.8147 | 20275.5181 | 20395.7081 | 10708.8731 | 23506.4819 | 17943.1124 | 24676.6952 | 13182.9197 | 28721.6015 | 13169.6964 | 37422.3052 | 18767.3519 | 21274.4765 | 29832.4406 | 18366.5173 | 14075.8134 | 26025.3874 | 21211.2329 | 13646.443 | 21431.7879 | 21877.908 | 16586.2458 | 22539.4505 | 20590.7406 | 11744.2774 | 2428.2807 | 11413.1372 | 25863.519 | 18916.6784 | 18951.3005 | 15031.2869 | 21099.5195 | 15810.4778 | 21796.6541 | 26391.8021 | 18330.0521 | 10395.5637 | 22157.6543 | 30218.8035 | 40247.4351 | 17453.9429 | 13323.2508 | 23134.1971 | 13620.8936 | 35334.4599 | 19071.0519 | 17486.0588 | 31481.856 | 14889.8788 | 10096.3741 | 2510.9496 | 21071.7748 | 12454.2279 | 15207.5195 | 12503.9546 | 12024.9844 | 14815.8969 | 27161.2631 | 19883.4166 | 20879.6909 | 24717.4219 | 20001.7942 | 15314.1187 | 15997.8332 | 17529.8796 | 10069.122 | 13005.1852 | 18833.5318 | 15194.7368 | 19352.2168 | 22991.3175 | 11431.3385 | 30852.8406 | 35240.029 | 20438.6971 | 18861.7215 | 17159.8273 | 32150.65 | 17594.1223 | 12870.0751 | 21287.3027 | 12467.5851 | 23751.4561 | 15999.3312 | 23411.7928 | 13171.2141 | 27563.2309 | 38329.3454 | 14573.8707 | 22913.073 | 25269.9866 | 12486.9643 | 19471.5784 | 12983.9924 | 21976.5234 | 19732.4734 | 18975.9317 | 25389.5971 | 16225.3681 | 18793.6368 | 24126.6362 | 23154.2585 | 8575.4918 | 27863.6014 | 8959.8242 | 19450.2587 | 14283.6416 | 26341.3013 | 23361.7075 | 15736.5805 | 15037.7088 | 17419.5634 | 14093.6139 | 23396.5802 | 18482.4449 | 11797.0405 | 4907.3695 | 26008.7648 | 16059.7713 | 18249.1302 | 14985.204 | 19575.473 | 20451.5215 | 13875.5072 | 11259.7205 | 7155.3834 | 21558.0459 | 12784.9138 | 22135.5539 | 11774.786 | 49249.0924 | 26892.3645 | 17195.9275 | 30873.076 | 16836.4022 | 15313.2772 | 23085.3079 | 19930.1118 | 30002.4952 | 11860.8716 | 11405.2329 | 14624.5105 | 26587.2463 | 10216.2414 | 13632.5215 | 13964.7577 | 19484.8473 | 18171.6037 | 12917.8272 | 27891.3911 | 30088.8474 | 9569.8376 | 18113.6865 | 23503.811 | 23350.5567 | 14638.5652 | 12666.951 | 30634.8139 | 19714.4339 | 9184.5914 | 11598.7348 | 21223.046 | 12655.431 | 16865.6392 | 15758.8674 | 15460.9393 | 9470.7047 | 15251.1916 | 27272.9258 | 19922.3671 | 15220.2968 | 10103.6209 | 25522.2465 | 13057.7923 | 22963.3495 | 37813.8364 | 19902.0416 | 26863.7481 | 10781.5353 | 19412.6718 | 26983.4733 | 15730.8999 | 26448.9437 | 13252.9015 | 28956.8639 | 13220.4806 | 22696.2724 | 12790.1881 | 24209.213 | 7656.801 | 16788.2183 | 27546.8731 | 33751.8494 | 17456.2381 | 29959.239 | 19618.4198 | 9771.0272 | 13108.9487 | 20650.4946 | 18097.2391 | 30534.2754 | 16333.1911 | 12974.8034 | 12624.6039 | 24022.3867 | 22626.8384 | 32151.5488 | 18140.5559 | 8830.8484 | 6672.3714 | 18233.0766 | 14211.7874 | 13896.3566 | 8759.1097 | 11944.5745 | 12414.1627 | 21790.0667 | 23747.0321 | 24588.799 | 12695.7725 | 36975.5245 | 16471.383 | 27403.006 | 16573.6412 | 13658.9311 | 23375.2653 | 20635.7165 | 19510.0509 | 24730.6126 | 19670.1926 | 30312.2435 | 18906.2721 | 25460.7523 | 15214.7652 | 24193.9312 | 17553.2804 | 15624.2735 | 15948.6473 | 19037.5972 | 13060.5119 | 18570.0726 | 11654.7092 | 29437.9093 | 23839.3339 | 25289.2792 | 33420.7031 | 22767.7477 | 18660.2703 | 16983.4321 | 11398.4189 | 17172.5123 | 18861.823 | 11625.4807 | 15560.4049 | 10484.6133 | 12018.691 | 15817.0589 | 12219.1652 | 16219.3564 | 16227.8891 | 9592.4122 | 21917.9615 | 47240.0101 | 22738.6637 | 19196.6524 | 16182.31 | 18142.1639 | 12645.3762 | 11688.5451 | 11288.9231 | 36389.5204 | 22959.8215 | 19842.9795 | 18975.3865 | 17307.3391 | 13028.1659 | 15881.2416 | 25695.0521 | 22047.5551 | 24559.3539 | 13884.079 | 23325.222 | 16079.1485 | 24933.3836 | 17187.5942 | 20236.2192 | 18730.8174 | 20851.086 | 17946.1872 | 19349.8296 | 19276.4813 | 21597.2022 | 14816.0635 | 36515.6876 | 29907.8833 | 15745.0623 | 23993.4745 | 15624.3209 | 39566.6775 | 23601.7585 | 11399.488 | 23147.8552 | 27007.3822 | 14300.2688 | 20349.3057 | 20165.2078 | 13813.6824 | 22083.3924 | 20868.4374 | 27285.4416 | 12009.1568 | 20778.207 | 16809.3486 | 21638.6402 | 12900.4204 | 37521.5495 | 18610.9172 | 21629.9342 | 35898.0087 | 20066.6455 | 11556.7046 | 16884.5877 | 9860.9597 | 16077.4118 | 10877.7483 | 16760.1379 | 19855.4828 | 23992.4173 | 21922.1246 | 19822.6873 | 24626.2645 | 18337.2623 | 12159.427 | 20667.6209 | 26985.774 | 15885.1541 | 26388.2572 | 9916.068 | 32994.5455 | 29735.5839 | 10639.9952 | 25796.1861 | 12378.7061 | 14041.0513 | 18544.8422 | 23777.3934 | 17823.2274 | 20110.9978 | 20025.5877 | 11326.2957 | 14244.8748 | 10574.5915 | 15844.9818 | 19456.9815 | 17212.0929 | 27551.0355 | 28190.5724 | 17166.5279 | 18031.2536 | 13705.3711 | 15165.4964 | 17308.3604 | 23766.1649 | 12271.1049 | 24502.2052 | 22803.7065 | 15546.1634 | 21776.4578 | 21994.6858 | 22216.3803 | 17888.01 | 19485.309 | 21320.1939 | 35920.9745 | 19497.3478 | 19562.7119 | 12791.8856 | 14435.8524 | 23795.961 | 26435.4702 | 22348.3109 | 21680.9267 | 22583.1784 | 25337.3145 | 15464.8989 | 13210.482 | 13522.1205 | 9145.5045 | 25651.2017 | 15113.1426 | 16331.8519 | 14258.5767 | 8388.3683 | 26342.2571 | 12466.6929 | 12310.9403 | 20276.4639 | 33056.8356 | 21751.3661 | 13565.3727 | 25685.4536 | 18864.2734 | 16967.9542 | 18077.7465 | 27285.1123 | 23156.9522 | 20804.2769 | 15218.4911 | 9099.2351 | 25392.4193 | 13126.6859 | 17070.674 | 30129.8201 | 12982.9434 | 18585.7248 | 9726.1838 | 3620.1437 | 22388.9687 | 26822.2297 | 22977.0465 | 11396.1836 | 22991.6828 | 16632.6016 | 17609.6084 | 14706.277 | 29192.9696 | 14362.0759 | 6080.4052 | 11290.0967 | 20197.1208 | 24466.1041 | 14924.0514 | 22980.5958 | 17945.704 | 15610.7874 | 28520.178 | 14427.0378 | 17873.5144 | 18315.7427 | 20631.4709 | 23971.0043 | 21290.228 | 14715.9114 | 16793.2452 | 12437.2376 | 14286.1718 | 27696.5733 | 10922.5521 | 21539.4236 | 23897.2191 | 19205.7888 | 27721.9326 | 12205.8711 | 10299.7106 | 32082.1678 | 24386.5208 | 13134.0824 | 27944.5187 | 31667.595 | 14167.5116 | 22092.3244 | 19722.9414 | 19711.821 | 14242.2633 | 25683.2869 | 31521.5484 | 22743.4317 | 19017.616 | 10739.6919 | 1923.3238 | 17212.723 | 19038.1773 | 18178.1401 | 12734.978 | 28802.5114 | 21066.7255 | 16922.7017 | 24780.1531 | 11676.7522 | 15799.5527 | 21569.0916 | 17391.8219 | 15889.241 | 25460.3977 | 20974.5308 | 16688.3287 | 15178.3964 | 21608.8727 | 15293.7591 | 25836.8169 | 11289.524 | 22151.4073 | 21817.4251 | 27201.6464 | 13165.057 | 16856.2905 | 21661.9775 | 23865.6821 | 24065.7994 | 25113.5323 | 31339.3667 | 21625.6697 | 15359.8822 | 25528.4027 | 18798.0122 | 22158.8289 | 17765.2291 | 18064.9677 | 21347.6599 | 23815.6701 | 8969.8642 | 23377.2164 | 27882.6606 | 17730.3665 | 22077.9513 | 13368.3698 | 13339.9315 | 9336.4621 | 22846.1088 | 26865.5923 | 12887.3382 | 15386.3132 | 23832.9237 | 24166.9042 | 10550.5358 | 21016.1253 | 14760.4459 | 26002.283 | 15324.7093 | 28949.8928 | 23159.4293 | 17624.9549 | 15876.7299 | 15328.8646 | 16981.2431 | 23929.9526 | 39946.5705 | 30578.4946 | 35829.8828 | 17164.6927 | 20527.6095 | 12657.6058 | 14401.3103 | 12468.5744 | 22624.7059 | 17997.3986 | 8297.3112 | 20234.1306 | 26773.0549 | 10756.086 | 16481.6278 | 7809.3475 | 28625.1852 | 14217.0439 | 17177.6305 | 11148.7348 | 22630.1327 | 9114.711 | 15327.2528 | 28099.2805 | 9453.0893 | 27877.0654 | 21023.3882 | 9429.7372 | 22443.0512 | 27673.9875 | 16980.9858 | 17614.7236 | 20949.3561 | 10677.4517 | 24419.9813 | 21885.4239 | 19709.7732 | 10699.4552 | 9190.075 | 9727.5108 | 19198.2136 | 22720.2262 | 15771.0061 | 19020.4211 | 11076.5976 | 31851.0577 | 22680.395 | 19819.6322 | 19127.4911 | 27729.1204 | 28300.2636 | 15353.9996 | 10166.7107 | 9172.0472 | 20067.3193 | 16574.8449 | 29225.1051 | 13285.705 | 13148.1619 | 17534.5735 | 22851.5073 | 7434.2188 | 16411.9056 | 22992.9333 | 12958.9245 | 11695.8568 | 21545.3235 | 30132.8122 | 14643.471 | 20129.6974 | 22605.1981 | 29279.6037 | 25197.0094 | 18317.2712 | 14192.2125 | 16407.7996 | 20581.5293 | 15376.1593 | 10102.8301 | 32756.0082 | 20456.8573 | 16162.744 | 21841.1065 | 14176.2287 | 17422.2686 | 26666.3014 | 14136.441 | 8252.8576 | 25382.0546 | 7013.286 | 21164.0368 | 28625.3965 | 23419.3435 | 10407.8741 | 9583.3478 | 21352.4745 | 12688.0456 | 35333.302 | 23888.9556 | 20750.0853 | 14662.3863 | 11932.2741 | 11548.146 | 48536.4933 | 15172.0282 | 35107.0023 | 12897.3261 | 25892.7968 | 22519.4297 | 27113.4144 | 10122.4406 | 21951.1665 | 10192.9092 | 14795.4651 | 15228.4599 | 25189.9378 | 19125.2935 | 24256.283 | 13925.7199 | 19554.4184 | 21553.6488 | 12414.9393 | 15750.8634 | 15683.654 | 17857.6763 | 13692.8637 | 19365.9205 | 11180.2417 | 11608.3969 | 18754.9346 | 17289.6298 | 20414.8048 | 9802.9639 | 18369.6902 | 18778.8396 | 21033.5231 | 17609.6849 | 10391.2289 | 23529.2009 | 16182.7648 | 14506.5032 | 33788.539 | 23858.4669 | 13096.0349 | 12317.6563 | 19272.12 | 1412.8839 | 21929.0411 | 17804.6924 | 11972.4165 | 13346.4537 | 20359.1092 | 19996.8407 | 21551.8492 | 18293.1197 | 14828.7129 | 19546.0989 | 17632.7322 | 24233.1676 | 23035.3321 | 13039.428 | 19648.4435 | 19704.5459 | 19052.3697 | 23523.4243 | 13006.0815 | 3766.2431 | 21661.0251 | 21344.6206 | 21322.1869 | 12201.7093 | 13671.2424 | 31015.2499 | 15685.8376 | 25119.2573 | 21715.7875 | 20108.6377 | 25376.3256 | 18562.3846 | 12718.6344 | 8388.0485 | 25115.9231 | 20862.6149 | 25552.4551 | 16853.6995 | 16634.1593 | 23429.0006 | 16523.6814 | 16514.8759 | 19449.4817 | 16251.207 | 19503.0335 | 25110.7885 | 20886.1298 | 13687.3155 | 21692.9904 | 22453.5413 | 18889.5417 | 14907.3558 | 2722.1774 | 17908.451 | 16150.6205 | 22021.9714 | 22451.2719 | 9764.3672 | 19180.9369 | 8118.2072 | 8115.2255 | 12843.1721 | 12668.4397 | 15247.266 | 28278.2415 | 19968.7119 | 25428.946 | 26864.3203 | 12381.9909 | 24234.4631 | 25404.4576 | 18348.5955 | 17885.5903 | 33207.2103 | 16710.9602 | 7123.3913 | 26498.6859 | 15764.5021 | 13534.515 | 10719.4087 | 17985.8061 | 25831.7677 | 20190.8014 | 9981.4382 | 13732.1947 | 12646.894 | 17346.1426 | 25324.6516 | 12072.4867 | 19807.7837 | 18093.778 | 10283.2866 | 13720.2309 | 10769.6397 | 6954.6889 | 12806.6735 | 11647.9624 | 34904.4522 | 16395.6811 | 13660.9079 | 12820.7065 | 13988.4902 | 20696.2417 | 22146.8426 | 20401.0454 | 19225.971 | 7213.1039 | 18813.6388 | 15604.7848 | 14810.4708 | 23551.2135 | 14329.9031 | 12021.6805 | 15451.6088 | 25423.4406 | 25617.6924 | 42458.3358 | 16739.4779 | 10338.8556 | 24655.4456 | 13379.1606 | 14743.2696 | 14357.3018 | 17320.6851 | 19392.8933 | 29686.1879 | 14402.5828 | 24607.4063 | 11740.2442 | 21392.985 | 33514.7646 | 9781.2117 | 12731.9977 | 24825.0025 | 22472.0499 | 24015.2377 | 18482.4817 | 10386.508 | 30820.7441 | 17465.4939 | 12428.6069 | 24717.1302 | 21117.7098 | 16953.8323 | 14478.1172 | 14743.9341 | 17234.5498 | 18050.4148 | 29385.6848 | 13609.5534 | 18222.4055 | 26902.2767 | 26942.1126 | 26844.4754 | 24628.5176 | 18587.8491 | 29243.7936 | 25954.5794 | 9375.3137 | 24555.8179 | 22948.2552 | 11468.5823 | 24872.6944 | 26906.131 | 17612.0053 | 22734.0266 | 10993.0486 | 8619.5972 | 21626.4317 | 17958.5598 | 15557.1813 | 23312.3984 | 25843.7804 | 9648.2938 | 12858.9845 | 17769.5885 | 21094.2907 | 27918.762 | 20635.9544 | 19507.8391 | 15331.6376 | 12675.1726 | 22073.8051 | 15666.4102 | 13891.985 | 15739.0757 | 21070.0925 | 20696.0067 | 12765.292 | 10285.4669 | 13927.5681 | 11211.4464 | 6076.3885 | 37810.7073 | 21457.2763 | 27133.1482 | 16990.0905 | 23332.7105 | 14974.2557 | 17409.8161 | 20126.016 | 27549.7224 | 16048.8225 | 32613.8506 | 18938.4885 | 18042.2568 | 24486.4406 | 16004.7585 | 12594.1928 | 25928.2576 | 21044.2717 | 10553.6194 | 29962.517 | 8171.6314 | 13508.1443 | 32451.4814 | 16602.3469 | 17517.2153 | 17217.0946 | 25770.5361 | 22831.6721 | 10300.474 | 13279.2079 | 14536.3012 | 13674.2378 | 19647.2488 | 13927.0992 | 14417.5554 | 21628.5899 | 11208.914 | 21853.3073 | 3693.9323 | 22226.5683 | 30124.0796 | 12506.8683 | 7661.7492 | 9633.0454 | 12414.3599 | 15087.0737 | 16579.2839 | 25811.6348 | 15633.1281 | 13975.0175 | 9918.1343 | 20193.2526 | 12952.317 | 18673.1833 | 17768.4548 | 11050.0798 | 12114.0965 | 21916.2574 | 18548.3695 | 13787.0024 | 15960.0931 | 14928.2741 | 12470.593 | 18241.8822 | 22974.7491 | 18990.8445 | 10672.9803 | 26307.6155 | 30156.1057 | 19136.7678 | 13163.2914 | 17532.0459 | 13784.9728 | 24271.1709 | 18756.0828 | 19876.7114 | 14258.533 | 29820.1367 | 17465.4872 | 19197.2832 | 10216.8773 | 28003.1809 | 20444.9205 | 26715.574 | 15621.4805 | 10179.2892 | 16896.27 | 23066.2974 | 22265.4074 | 25148.0089 | 13378.2029 | 15893.2582 | 38208.2841 | 33041.1606 | 24310.7553 | 14163.3389 | 16488.4997 | 11279.2224 | 14996.7027 | 10390.8561 | 15347.7829 | 15747.9639 | 14414.1496 | 16595.7072 | 16949.5255 | 20208.9997 | 12653.9279 | 17641.1137 | 20157.0307 | 14674.8082 | 23237.4839 | 22251.2412 | 11762.7877 | 15371.662 | 19714.1152 | 21979.3351 | 12963.7332 | 11998.621 | 16695.734 | 17458.4051 | 23057.109 | 21646.004 | 15968.826 | 22607.4019 | 20570.8922 | 14496.9333 | 21189.2016 | 15460.8775 | 11752.6223 | 13052.0259 | 24702.1002 | 18315.5103 | 13873.54 | 24667.3948 | 24092.3295 | 19457.7024 | 11603.0475 | 26801.5296 | 14212.1866 | 18741.9176 | 11197.0647 | 16810.2675 | 13459.7054 | 21441.8691 | 12259.7544 | 16389.6524 | 14557.5588 | 23000.5319 | 25465.8548 | 14791.6309 | 21348.9158 | 23917.1092 | 34959.5487 | 15917.3703 | 18044.5366 | 25871.0941 | 41000.5907 | 17666.1556 | 14537.0053 | 22942.6106 | 20713.9921 | 17114.0569 | 18166.2383 | 18496.005 | 17777.8222 | 21147.1923 | 18568.747 | 20723.1042 | 26476.4276 | 13317.404 | 18671.8195 | 19862.2386 | 12516.0272 | 13218.5774 | 15510.6276 | 18822.8904 | 17803.1939 | 19179.2779 | 2102.7188 | 12848.8122 | 24920.5958 | 19127.3348 | 22788.5974 | 16147.4811 | 27322.8462 | 22528.8861 | 27782.2238 | 14541.1062 | 22579.6415 | 11747.196 | 21038.5935 | 28387.7318 | 2851.8681 | 22934.6443 | 21980.9866 | 15839.4297 | 14737.8576 | 17163.1161 | 24516.578 | 45961.9853 | 13523.9045 | 17896.2542 | 29530.5833 | 13841.5652 | 12616.1114 | 9749.2907 | 15447.5127 | 14752.075 | 21662.4235 | 17966.1985 | 28403.7914 | 10992.6723 | 12922.383 | 14118.3965 | 9132.3522 | 28406.0091 | 31334.3312 | 25314.937 | 22456.9896 | 30208.924 | 16825.9027 | 31675.3051 | 7886.2802 | 26470.9484 | 14931.7688 | 33663.2062 | 22312.6281 | 17151.0999 | 28609.4696 | 27842.0799 | 5660.1207 | 24026.1421 | 14284.3258 | 16697.886 | 14284.0733 | 23858.7757 | 18930.1304 | 13739.7361 | 17443.8915 | 24657.2852 | 17119.6419 | 16431.6266 | 15539.0635 | 16891.4389 | 16260.3617 | 23081.3726 | 13576.3294 | 9220.3453 | 25692.6984 | 23654.5304 | 36404.7404 | 20137.0843 | 20209.3262 | 12939.7731 | 11607.3093 | 26343.3894 | 15030.473 | 8953.2257 | 23802.8046 | 13882.3672 | 17845.5709 | 16347.7473 | 31621.6468 | 24562.6648 | 22738.4064 | 25835.8439 | 9728.7255 | 20251.2896 | 45518.4501 | 17318.2299 | 15973.0773 | 16452.74 | 26861.6602 | 28342.7906 | 18966.663 | 19216.7815 | 15062.5563 | 11224.5534 | 17098.6038 | 16826.6099 | 17909.9769 | 19416.2806 | 24876.6367 | 21819.1361 | 32762.5159 | 19523.8012 | 25448.323 | 15612.53 | 20983.4714 | 14639.5888 | 27111.3719 | 13172.8737 | 22472.5747 | 14690.8223 | 24064.7337 | 14327.7751 | 12693.981 | 24090.0062 | 12835.4577 | 26785.4421 | 14904.8026 | 17856.7089 | 26951.4352 | 14844.9735 | 13669.914 | 20560.3208 | 24765.0223 | 24809.918 | 27842.5743 | 12438.9489 | 10903.3749 | 12034.1484 | 25824.3362 | 33205.7928 | 22912.4212 | 13741.6612 | 24494.6794 | 13689.1469 | 10856.3854 | 19477.8311 | 13150.2556 | 20854.8996 | 20382.6294 | 25983.5342 | 14195.1677 | 17166.8181 | 23992.9612 | 12256.5588 | 14811.9831 | 16798.8663 | 16108.6987 | 22332.3239 | 11813.7206 | 8868.6543 | 18156.0703 | 6803.2482 | 20851.0368 | 24145.6843 | 15408.6399 | 13565.8562 | 19152.7969 | 23229.2251 | 11916.4494 | 29706.6887 | 17884.8674 | 15607.9455 | 14620.3178 | 16687.4064 | 13153.0316 | 4881.5803 | 16021.206 | 21032.0371 | 22465.7234 | 18263.9848 | 6500.4221 | 11537.6987 | 16727.0051 | 20631.1202 | 19443.6641 | 21958.8513 | 19365.6511 | 28335.7398 | 11456.9129 | 16437.0712 | 21622.6861 | 19149.6544 | 15124.1548 | 21944.4271 | 11208.2405 | 17220.21 | 17484.5487 | 40057.7351 | 16270.7718 | 24055.4885 | 10623.1057 | 9044.3045 | 14769.3077 | 11897.9765 | 6299.1494 | 21597.109 | 29690.2566 | 21340.4041 | 11682.9887 | 11898.9674 | 18496.0562 | 10122.4485 | 18733.8615 | 32570.0233 | 28003.9694 | 22533.6931 | 44418.4808 | 19205.9509 | 15781.8786 | 17702.5093 | 14179.5656 | 31045.6227 | 27043.9448 | 21570.033 | 33267.6244 | 20393.7015 | 15844.3402 | 20399.6037 | 12861.1796 | 11345.8332 | 24577.7234 | 7794.5523 | 15406.1614 | 29501.8795 | 12979.6473 | 20791.7585 | 22886.2799 | 14656.6544 | 13245.0074 | 19365.5408 | 13418.0075 | 26135.0518 | 17032.0147 | 24614.1754 | 7903.5962 | 6702.3283 | 19640.6589 | 31346.3416 | 19431.2072 | 21757.1006 | 12448.4275 | 19579.4303 | 18503.4329 | 28763.5903 | 31039.3764 | 13691.4773 | 17736.5222 | 22613.4543 | 836.7786 | 37011.038 | 24212.0289 | 26489.416 | 21972.2269 | 25474.2446 | 18740.9179 | 14116.9167 | 28483.5832 | 14044.3594 | 17221.1976 | 12252.28 | 22614.1248 | 23481.0129 | 20148.1761 | 15409.5465 | 24998.0791 | 24073.3232 | 14722.9475 | 19694.2845 | 18096.2365 | 21540.5372 | 37226.3844 | 16706.5683 | 9043.8291 | 24513.2775 | 22670.3447 | 17217.6545 | 15203.4213 | 12205.8607 | 26819.8799 | 30231.1586 | 19313.1236 | 11399.858 | 20011.0447 | 10421.2227 | 13845.8959 | 14461.5124 | 16386.5752 | 26538.212 | 33104.1964 | 20145.0803 | 8352.1763 | 14813.4694 | 10283.4641 | 14775.8956 | 19017.3023 | 15569.5315 | 15347.3922 | 17713.1311 | 24552.2622 | 19932.0519 | 26058.9214 | 13250.6992 | 19723.3704 | 20043.6164 | 32606.7286 | 16970.9647 | 8521.6393 | 33358.8615 | 21759.6076 | 10177.4692 | 16974.6665 | 11411.0569 | 20333.8058 | 25462.8256 | 2347.7597 | 26122.7706 | 24556.1163 | 18544.2244 | 16914.6014 | 11377.915 | 19014.4053 | 15740.745 | 21969.975 | 25044.5402 | 18461.9341 | 10066.7284 | 19283.5295 | 25815.9258 | 13826.9971 | 23884.0449 | 12948.1717 | 14308.5336 | 20605.1032 | 21131.4935 | 27073.4817 | 11639.6965 | 18633.8036 | 19814.0644 | 15911.936 | 37793.8847 | 17257.8027 | 19447.7386 | 25923.0274 | 7548.9849 | 14926.3175 | 13086.2727 | 19839.3023 | 20069.5457 | 29125.5922 | 13437.2686 | 17780.0606 | 18451.0553 | 22192.7995 | 21626.5634 | 17564.0404 | 17216.0768 | 16607.1316 | 20828.9082 | 25686.9367 | 13336.5076 | 6849.8683 | 21926.0786 | 24036.9245 | 18438.2351 | 32957.6762 | 18011.4858 | 28188.8201 | 36794.4389 | 18623.4275 | 12624.5664 | 18268.2211 | 20651.7514 | 22604.544 | 7902.9743 | 27625.2304 | 23852.7383 | 2247.5102 | 20569.7211 | 19463.037 | 21881.2591 | 11817.0221 | 24207.1869 | 37498.9757 | 17289.454 | 15722.3886 | 13513.2974 | 16261.8087 | 20289.9745 | 16773.0997 | 13870.5634 | 20927.9723 | 10406.3522 | 27161.608 | 20197.8104 | 22722.56 | 26665.6393 | 26004.6621 | 10828.6732 | 20486.3057 | 17927.9075 | 13842.1313 | 13049.8682 | 16241.2601 | 14645.4997 | 10209.394 | 15276.7633 | 15193.7196 | 15632.6059 | 23039.35 | 34716.1712 | 7103.1206 | 22019.1425 | 12427.0489 | 16214.8897 | 19919.6986 | 19086.414 | 11047.3735 | 25128.5335 | 22303.0588 | 38948.99 | 25706.6584 | 25072.769 | 20356.7591 | 19755.8842 | 9764.6225 | 22955.6458 | 20340.6689 | 17315.6572 | 12917.1246 | 23180.2295 | 13534.9492 | 47819.6342 | 17101.7119 | 14673.8323 | 22364.9878 | 19384.245 | 23244.7358 | 17345.2225 | 17330.7143 | 17581.3276 | 10738.623 | 16194.5425 | 25361.9771 | 13532.4691 | 13661.1572 | 18832.712 | 24254.2122 | 25552.7328 | 16360.4469 | 24419.2224 | 20744.882 | 31219.2296 | 12234.2977 | 17174.9548 | 12933.8596 | 16828.8405 | 21390.881 | 22431.099 | 20196.358 | 12632.3774 | 21061.5061 | 13752.4783 | 29065.2882 | 15779.714 | 19606.306 | 13802.4254 | 14775.8807 | 26048.5216 | 29010.879 | 19496.2558 | 22631.2119 | 22128.9669 | 11034.7138 | 24150.9746 | 15553.5246 | 25843.3017 | 23455.5626 | 16977.8119 | 14664.3574 | 14015.6843 | 22712.4317 | 13377.1209 | 13501.8111 | 7019.8119 | 22248.329 | 12780.3807 | 18692.436 | 25897.7022 | 6319.381 | 17175.851 | 15068.6868 | 15550.414 | 9458.4649 | 16699.0917 | 9148.804 | 14496.6709 | 28785.9368 | 26734.7031 | 20046.8045 | 20131.2641 | 12501.0582 | 23566.0403 | 14584.7728 | 22002.9088 | 13623.7061 | 7601.6457 | 20830.2532 | 15830.6802 | 20721.2367 | 16538.9917 | 12213.3046 | 30021.2498 | 15184.7311 | 23250.8327 | 21248.8744 | 12923.6953 | 18120.9393 | 24078.8478 | 32195.5775 | 12636.3797 | 18848.6486 | 17009.4953 | 14060.317 | 20791.5266 | 23567.2461 | 16944.827 | 12738.3485 | 32252.9006 | 17601.7493 | 15206.7563 | 24592.3447 | 22918.2711 | 25976.232 | 15363.93 | 32830.7152 | 14903.6281 | 25491.5343 | 13307.666 | 20686.4833 | 9442.2557 | 18380.2981 | 16621.6831 | 26162.7709 | 20960.8659 | 24910.6426 | 30142.6187 | 22603.4726 | 23018.6122 | 19548.0441 | 31058.1294 | 11376.0968 | 14825.9675 | 21700.5375 | 14756.4784 | 15373.16 | 11098.224 | 14820.6222 | 18047.3447 | 19964.9174 | 18005.5325 | 20060.012 | 8383.8752 | 18420.4899 | 31525.9993 | 20249.6803 | 30468.2032 | 20296.1684 | 9246.7049 | 12803.5234 | 21244.0034 | 28188.9388 | 27084.2585 | 18882.398 | 26722.3234 | 23214.643 | 24766.4622 | 20919.6069 | 22536.3581 | 23112.6284 | 17537.0262 | 8716.013 | 11044.2213 | 8427.5154 | 29269.1531 | 30723.3442 | 14463.8623 | 16942.7068 | 17823.8524 | 13550.7504 | 17654.982 | 33191.871 | 22920.7142 | 21055.7624 | 15503.1041 | 37003.57 | 10624.8169 | 18753.1676 | 10699.1323 | 18585.9768 | 36572.1503 | 18042.397 | 24635.9933 | 14566.4978 | 8634.525 | 15019.127 | 14165.0795 | 15169.4419 | 29042.272 | 17553.058 | 35783.13 | 11218.1922 | 10663.4032 | 19548.3195 | 28292.6524 | 15886.4157 | 12563.3477 | 19375.0826 | 16195.7957 | 19052.9403 | 11358.0947 | 32289.993 | 428.6139 | 11103.8323 | 21522.1882 | 17900.3825 | 24719.5907 | 43882.6637 | 10950.7218 | 14386.1679 | 29322.9342 | 22563.3736 | 27761.6779 | 12474.2589 | 11413.6962 | 38602.4462 | 15538.464 | 16344.5221 | 14399.3436 | 22385.4643 | 23518.313 | 12861.1668 | 15893.655 | 11052.2748 | 7363.1001 | 14221.6827 | 37065.209 | 9954.3788 | 16189.0688 | 12071.0539 | 14395.339 | 23926.296 | 17172.5219 | 31266.3727 | 18216.7971 | 15690.0584 | 20492.4962 | 27891.9674 | 21499.5553 | 22144.2726 | 18488.1323 | 10736.6643 | 32653.0415 | 18987.3522 | 20679.4654 | 23998.6011 | 30088.6586 | 21138.9512 | 15734.1918 | 11092.6259 | 10410.5683 | 26815.6422 | 14334.0832 | 13313.9743 | 15566.8499 | 14913.4146 | 27096.4314 | 25334.0271 | 13777.2737 | 28641.8887 | 28520.0513 | 25896.4238 | 18528.8391 | 24343.9791 | 21615.8454 | 13658.8183 | 25846.8891 | 13716.2836 | 16603.9715 | 22508.2682 | 15135.8774 | 26587.649 | 11052.957 | 8109.7021 | 25067.0452 | 25582.8779 | 6808.9211 | 22359.1801 | 7484.2859 | 8454.6508 | 22616.0055 | 23032.5768 | 23794.2252 | 14232.2372 | 22052.247 | 29045.3384 | 27498.4294 | 12464.3809 | 16051.2125 | 17039.1101 | 22360.1064 | 24378.9642 | 17318.4508 | 16697.3488 | 27303.4377 | 15367.4605 | 18587.1481 | 24935.4502 | 19152.7712 | 9195.0243 | 26096.0824 | 25016.8475 | 10790.3925 | 18614.5112 | 34878.6005 | 24065.0726 | 16146.9584 | 19615.3728 | 7957.8541 | 20675.0203 | 15672.4635 | 13343.1041 | 23256.3027 | 15132.3369 | 9710.3366 | 10457.3479 | 25826.6632 | 11768.0805 | 17731.867 | 18980.6621 | 29761.5545 | 18299.0695 | 16820.2095 | 17704.879 | 8525.7357 | 20004.9025 | 15119.8829 | 40911.8995 | 27175.0631 | 9876.2552 | 23274.473 | 14677.4497 | 24281.0988 | 22209.627 | 12429.6735 | 16309.4984 | 17639.4298 | 14905.1638 | 14252.7909 | 15904.8345 | 11659.5983 | 30115.4847 | 30765.364 | 16278.4866 | 27141.9741 | 11013.4439 | 18998.5872 | 16845.7719 | 26309.3229 | 18610.8605 | 35010.1937 | 10355.3684 | 21495.8954 | 16129.8664 | 19283.9073 | 20574.4366 | 395.3773 | 13464.4948 | 18175.5693 | 29236.3552 | 17554.9746 | 17181.3055 | 18643.7662 | 23770.0727 | 18656.0979 | 16256.422 | 17362.639 | 28177.9393 | 12779.4828 | 16620.3444 | 14254.126 | 13314.7454 | 10168.8505 | 16479.0146 | 23369.3765 | 21139.5433 | 14115.9746 | 18183.8144 | 14114.0253 | 14016.3731 | 21876.3376 | 43313.4988 | 22075.5157 | 19243.3904 | 21604.289 | 22670.4083 | 18231.188 | 16955.4261 | 20930.0522 | 7304.4961 | 14363.5526 | 18264.8609 | 25826.6585 | 9574.4466 | 28786.2773 | 8468.62 | 14609.798 | 21052.819 | 10515.8029 | 8342.5772 | 14530.272 | 16005.1424 | 22678.4313 | 15086.6597 | 17668.1726 | 15515.0884 | 16526.2963 | 17305.4636 | 14263.231 | 10919.0711 | 11563.8228 | 17201.9307 | 32861.51 | 28102.9581 | 22995.929 | 23234.1103 | 20961.1572 | 13109.6863 | 32556.5076 | 7166.8879 | 17962.2934 | 16174.8757 | 18742.4458 | 12709.3158 | 13356.5919 | 23487.8787 | 14097.4941 | 9016.2333 | 31574.026 | 29509.8149 | 7483.7536 | 24245.8923 | 17906.2921 | 11379.9549 | 15014.0922 | 20294.6212 | 17044.3033 | 12050.1222 | 23976.8411 | 26366.6079 | 18357.1021 | 19211.4295 | 15607.3248 | 17589.3164 | 13290.4181 | 20702.1938 | 19984.6541 | 10737.357 | 23294.5281 | 19130.1173 | 24800.7848 | 18121.0614 | 13546.931 | 13656.2865 | 15644.2424 | 29081.0251 | 7400.232 | 23885.3554 | 14354.9594 | 11626.4954 | 16676.3456 | 26899.2665 | 15575.6178 | 16003.5257 | 12447.3389 | 33349.5534 | 23529.563 | 25088.8583 | 30703.7007 | 20644.8123 | 17699.6199 | 16983.096 | 25834.0218 | 26268.2998 | 18784.9105 | 20328.5272 | 9977.8855 | 15666.9196 | 13317.8872 | 16394.4412 | 29106.6531 | 27522.1851 | 21628.0649 | 23698.7451 | 22759.1163 | 29304.152 | 14267.9022 | 17075.675 | 15091.5645 | 28080.5794 | 30437.0212 | 23508.1421 | 41098.8245 | 25319.0355 | 14636.1827 | 29157.2444 | 20822.253 | 10707.575 | 18265.6934 | 21038.4887 | 27942.9331 | 23197.5362 | 20057.4272 | 18985.6987 | 11643.268 | 26444.7618 | 15973.5501 | 14795.8464 | 10129.174 | 17710.1112 | 12928.6856 | 11533.5582 | 8799.9584 | 12396.2789 | 6577.2098 | 20774.5825 | 30155.4345 | 18514.2467 | 11396.9717 | 9771.7286 | 25283.3243 | 21996.4337 | 41293.2025 | 15701.0588 | 17966.1394 | 13619.4126 | 10916.3627 | 17010.2248 | 14085.0447 | 21109.9355 | 19954.6429 | 21834.7893 | 20778.7886 | 11644.6429 | 18855.8243 | 20370.0228 | 14160.8162 | 13753.8276 | 10356.9488 | 23049.3093 | 16823.3777 | 25079.4521 | 13855.5603 | 27084.0901 | 14919.3941 | 30658.2439 | 17469.0228 | 13463.9938 | 23442.2605 | 18597.1939 | 17322.0471 | 17921.0252 | 23675.2515 | 23350.5938 | 12750.9341 | 14304.6879 | 19126.9456 | 10912.3209 | 10960.7002 | 8135.9586 | 17357.0123 | 14333.162 | 12536.9062 | 7535.0126 | 17693.11 | 10924.0291 | 26433.2668 | 15063.0012 | 17008.5192 | 10575.0098 | 18110.1772 | 6089.0552 | 22022.7697 | 15748.6554 | 13037.7815 | 20382.6852 | 32565.7649 | 26045.8364 | 24474.6502 | 7832.1432 | 36107.7137 | 19755.6107 | 25424.9629 | 16752.5797 | 12195.9804 | 15834.9402 | 29578.317 | 36269.9369 | 25774.8018 | 24986.473 | 18276.8616 | 18753.4693 | 19731.6454 | 19220.3972 | 18935.3892 | 20723.7454 | 15034.6272 | 25644.7178 | 10146.8615 | 20240.37 | 20895.501 | 35765.3243 | 19985.392 | 16228.1392 | 16937.9431 | 16185.4605 | 21260.9496 | 25174.0289 | 15389.7059 | 16950.3224 | 24628.1134 | 13429.4574 | 13791.2638 | 43088.037 | 12017.4471 | 11494.087 | 29296.8995 | 11797.9617 | 21317.0078 | 14175.239 | 16618.7276 | 24590.5969 | 19721.5887 | 30203.5689 | 13972.894 | 19987.9437 | 22731.8255 | 12663.195 | 27019.0612 | 31076.9235 | 19670.2554 | 31606.8331 | 21067.1062 | 13421.4922 | 14529.9129 | 13012.1257 | 38935.4029 | 19283.4017 | 18239.91 | 28835.7086 | 19783.4365 | 15278.1772 | 19908.8334 | 17516.2162 | 11718.4881 | 19048.6207 | 13839.4976 | 21996.5924 | 27094.1905 | 22261.1753 | 19359.0507 | 19980.6122 | 23993.4453 | 22316.3577 | 20142.6595 | 21048.7864 | 19211.5339 | 15628.1214 | 10509.6549 | 11202.9919 | 23478.2578 | 27430.1698 | 26056.3484 | 15286.9774 | 22570.4186 | 13472.512 | 18208.3563 | 10979.2334 | 13861.9953 | 19370.2904 | 13894.296 | 2902.4559 | 16686.1158 | 16960.4731 | 15904.3734 | 19368.9295 | 22671.2056 | 26826.0611 | 20839.83 | 25589.0639 | 22807.3045 | 14361.2171 | 41605.3556 | 18666.2015 | 13085.5587 | 23962.175 | 25345.9313 | 7138.4036 | 8068.4768 | 19837.7177 | 16482.8956 | 20648.5097 | 23009.6225 | 29846.3509 | 17118.2343 | 9082.8621 | 13475.673 | 24490.3423 | 12192.7472 | 7943.709 | 12610.9843 | 18431.3888 | 23549.2784 | 25135.6625 | 30103.9723 | 20684.7828 | 23293.6129 | 23275.6136 | 26501.2111 | 7693.8828 | 16648.4144 | 25228.861 | 21826.7859 | 13326.4805 | 23828.7654 | 12506.9425 | 22186.0805 | 12429.92 | 20128.142 | 9598.2097 | 13676.6374 | 22379.2193 | 8178.6508 | 22202.1987 | 17839.1266 | 13349.0957 | 20179.1244 | 11338.183 | 14032.0617 | 10488.0109 | 21121.3459 | 18631.3471 | 16349.1725 | 10555.1464 | 12485.9997 | 3711.2199 | 20856.7257 | 26148.7648 | 17883.9356 | 19878.2054 | 21755.6464 | 14801.8281 | 13276.9547 | 40507.9462 | 10986.6167 | 23472.0237 | 10151.1153 | 12112.3745 | 14825.3983 | 8138.4835 | 27063.3264 | 14784.9222 | 22452.4442 | 14718.895 | 17951.4824 | 26574.348 | 8999.0118 | 27747.0435 | 10978.957 | 9239.5899 | 15778.0672 | 18430.128 | 20783.7529 | 20073.0921 | 19299.2828 | 30295.6398 | 19972.5017 | 24126.8577 | 10548.7372 | 16837.6445 | 31279.6839 | 15929.5689 | 20203.4644 | 8826.8023 | 24847.1167 | 14932.2014 | 14911.7071 | 19040.3952 | 13368.6302 | 18543.653 | 27567.3528 | 13453.3796 | 9847.0871 | 15930.7855 | 21284.1469 | 18919.4633 | 31897.6598 | 18432.5783 | 20132.3198 | 22785.5507 | 20773.9475 | 15952.7651 | 23446.7054 | 15761.0635 | 21855.0166 | 11069.3018 | 39212.9128 | 22268.342 | 14040.1281 | 23830.8521 | 16783.1652 | 15504.7338 | 15704.5601 | 9933.0524 | 15756.6052 | 11432.5214 | 28763.9083 | 16255.723 | 23314.2404 | 21599.6871 | 16007.0407 | 19953.4138 | 17157.1455 | 12044.9109 | 15711.483 | 16870.6694 | 26734.5739 | 21674.6218 | 19382.3052 | 22695.688 | 16809.1637 | 21821.5977 | 10446.1026 | 14735.5245 | 16008.4432 | 20615.9986 | 26972.9206 | 24108.7615 | 27613.1209 | 13883.6369 | 29670.4276 | 13314.9578 | 13322.0291 | 13571.5291 | 17486.6488 | 31596.0911 | 39905.021 | 16180.723 | 16093.0382 | 13267.2366 | 33074.0909 | 16009.0734 | 25067.9839 | 13675.2939 | 7030.1889 | 14492.9888 | 26866.2018 | 13848.7556 | 19546.8064 | 17662.9697 | 21264.1886 | 10306.6207 | 20220.0958 | 12579.2427 | 11845.605 | 14908.8897 | 22648.144 | 9402.1976 | 14186.0011 | 15585.1456 | 14140.8136 | 17250.0863 | 41233.1503 | 27522.1212 | 22130.393 | 18419.4867 | 18655.5277 | 13021.2072 | 15363.4271 | 15060.9542 | 16724.8101 | 21122.0223 | 11970.6958 | 18446.7156 | 19329.6335 | 24982.9265 | 8928.1621 | 20768.6867 | 18934.5585 | 17139.1084 | 23458.3511 | 37489.0073 | 10557.348 | 13935.4205 | 15195.2325 | 22869.5752 | 18796.9228 | 7680.3871 | 23054.7578 | 14102.5114 | 30399.7711 | 12836.4982 | 17128.4258 | 15215.9271 | 26347.6386 | 29896.1161 | 12205.2395 | 13335.9625 | 21103.3066 | 27105.6367 | 16828.8791 | 17473.6087 | 13873.9698 | 24925.7049 | 27046.6202 | 25772.157 | 14340.8392 | 20131.0644 | 28491.3075 | 11332.8749 | 18712.7054 | 15480.2859 | 18000.0791 | 15494.7579 | 22558.0774 | 29398.9048 | 26351.5193 | 17053.3916 | 26468.9557 | 7918.182 | 21029.3948 | 27018.8003 | 11098.8331 | 31425.4004 | 17274.693 | 20760.5037 | 19416.5305 | 20805.4306 | 16967.1304 | 9103.2263 | 14713.0619 | 19120.2464 | 19688.753 | 20687.6023 | 23808.0164 | 11615.387 | 18689.7916 | 15132.0459 | 18262.8078 | 20314.0486 | 8174.6379 | 19125.2143 | 14645.7291 | 18139.4079 | 21666.7284 | 7339.1575 | 24934.3575 | 8266.5453 | 20017.772 | 22528.904 | 12988.1413 | 15254.6194 | 11328.6941 | 11129.4074 | 10039.1949 | 22722.72 | 21810.3124 | 25962.5953 | 18389.0205 | 13137.0812 | 21241.6361 | 23338.2829 | 23562.1531 | 27591.7019 | 19708.9796 | 17026.7027 | 31153.6229 | 15263.6008 | 20324.2641 | 17690.2919 | 12240.0672 | 13063.3708 | 9438.5283 | 25351.8188 | 14504.4459 | 47719.3327 | 11126.2847 | 14893.8852 | 14263.5988 | 18692.3894 | 33086.5664 | 23755.8783 | 7530.1487 | 18463.7166 | 21722.0944 | 18540.7957 | 14925.71 | 19927.343 | 15709.0067 | 9301.7862 | 30638.0962 | 29430.9357 | 21489.3532 | 16480.618 | 246.8724 | 21348.5266 | 15445.1918 | 24546.4701 | 24354.4493 | 16008.066 | 15967.5082 | 20222.7592 | 21419.4091 | 14817.1026 | 21197.6497 | 19287.0302 | 9687.3304 | 32679.7403 | 22559.8797 | 23366.2413 | 22898.5437 | 7026.9671 | 24677.2759 | 18258.3913 | 15660.4484 | 22615.1197 | 14529.4855 | 24574.3164 | 22277.7215 | 17682.5473 | 28375.2523 | 30770.8042 | 9561.3579 | 17625.2807 | 11899.5325 | 21226.2913 | 20402.973 | 14220.603 | 11876.488 | 12031.362 | 27794.0311 | 29923.1263 | 20468.1309 | 15629.0942 | 29064.4379 | 20551.9807 | 27780.1354 | 17220.0677 | 14569.8607 | 14889.355 | 13069.5767 | 10722.0862 | 17793.7429 | 11911.0299 | 23379.4176 | 31489.5477 | 10282.7563 | 11852.8493 | 14626.3214 | 24428.767 | 17057.5774 | 29904.6194 | 19650.7813 | 17386.5614 | 23086.6178 | 10641.2647 | 12762.5258 | 27614.3751 | 29485.1971 | 20138.1255 | 12218.0012 | 21557.0573 | 20168.7664 | 19721.4322 | 13966.5161 | 16727.1649 | 12757.6388 | 18088.8545 | 12380.1034 | 23733.9829 | 13877.5331 | 15917.8173 | 14409.5568 | 18588.7108 | 11011.2368 | 18944.3316 | 31857.2112 | 12806.4859 | 14547.0184 | 10165.0551 | 25384.6141 | 24341.4527 | 12639.0335 | 9527.3425 | 14766.5156 | 24256.1666 | 19573.5454 | 23088.0107 | 8998.0898 | 24568.0109 | 20480.0076 | 21978.518 | 21345.6592 | 20478.5201 | 14042.5559 | 12119.779 | 18828.6953 | 17865.3294 | 20501.6329 | 9874.6918 | 10249.1555 | 12058.1001 | 9924.8898 | 13689.565 | 22061.6702 | 20140.4904 | 29380.1194 | 8628.9788 | 21175.745 | 11612.6248 | 31969.7327 | 10440.5033 | 25421.2141 | 16621.734 | 20593.2373 | 11148.2073 | 14344.0054 | 14603.4457 | 13830.8334 | 20628.6815 | 28796.5562 | 27505.9182 | 14209.6435 | 12871.3011 | 25619.5164 | 25680.9696 | 40836.8939 | 30076.0287 | 17584.6501 | 18116.2075 | 20472.5697 | 18919.8053 | 13627.0581 | 25759.0736 | 24608.5894 | 29658.8165 | 26824.7558 | 17887.3737 | 34660.0357 | 23165.7702 | 24696.3105 | 15394.8831 | 11407.7356 | 21602.2255 | 11535.5094 | 36980.1986 | 12305.0489 | 15634.5597 | 15774.6134 | 23339.7137 | 27326.7939 | 12322.4045 | 13549.0561 | 16722.6954 | 14366.8293 | 20169.3123 | 19381.1813 | 16134.6217 | 8819.7007 | 17359.5295 | 10656.0685 | 30631.6079 | 21770.9489 | 19173.8777 | 43300.7829 | 26043.1075 | 12012.1835 | 12813.2714 | 15417.7012 | 12946.6055 | 17849.5841 | 16355.2557 | 24173.6831 | 17440.4016 | 16164.065 | 13642.1689 | 9803.4047 | 15254.0267 | 16767.5713 | 11080.87 | 28519.4691 | 8752.4346 | 10193.6602 | 7346.186 | 14055.7645 | 21123.5594 | 17375.6726 | 13732.8498 | 7431.9675 | 17898.4461 | 16384.6758 | 10513.2444 | 24244.7466 | 13966.2937 | 23269.2114 | 26081.565 | 17224.9319 | 15708.931 | 28777.4255 | 31578.8273 | 10525.3438 | 18258.8251 | 18059.6642 | 10492.5728 | 6242.5526 | 25963.1253 | 22640.2414 | 26330.8944 | 18135.7315 | 36220.8194 | 23705.796 | 14327.847 | 1508.735 | 32163.3717 | 14409.8596 | 48452.91 | 19354.9176 | 14138.1748 | 21800.3873 | 16566.6905 | 15481.8076 | 15715.3395 | 8879.7011 | 20625.8704 | 20094.1352 | 18331.6103 | 24087.8069 | 33404.3042 | 22736.9454 | 14173.8937 | 15257.7181 | 28137.2091 | 21165.4701 | 9153.7252 | 9309.9923 | 19085.2431 | 16753.7119 | 18152.9841 | 10425.6425 | 26725.8778 | 14652.0446 | 37882.3676 | 23881.2727 | 22193.0411 | 17634.1528 | 7952.343 | 23592.1405 | 10714.1481 | 26268.1173 | 23299.4637 | 9355.389 | 18679.4882 | 17634.9062 | 18233.057 | 18374.7405 | 24048.793 | 12950.2792 | 19075.7912 | 24816.1078 | 9801.2658 | 9691.2796 | 24849.5166 | 24744.8624 | 20519.7316 | 16128.0395 | 17455.2287 | 17966.7008 | 10992.1216 | 15218.2661 | 23758.7658 | 11762.4874 | 8023.0114 | 11279.5016 | 22065.5889 | 8979.5884 | 24211.0674 | 18293.7219 | 14937.0382 | 17308.3364 | 17059.0953 | 17768.2728 | 23705.2104 | 16075.907 | 20463.6133 | 18490.4868 | 27116.7312 | 30533.7816 | 22661.9752 | 19586.8593 | 21231.7698 | 11083.9108 | 20816.831 | 34584.5989 | 16124.1725 | 14393.9802 | 24898.9819 | 13007.6726 | 14524.2183 | 12465.0397 | 21599.4108 | 18124.6441 | 29760.1972 | 14390.7114 | 18644.1604 | 17649.4481 | 32826.3398 | 19780.995 | 22693.4921 | 16375.7741 | 21275.4508 | 12593.0788 | 23745.6077 | 13583.9295 | 40984.1151 | 10982.6911 | 22347.156 | 19096.8429 | 16495.9188 | 12164.9006 | 31220.25 | 14205.541 | 14181.3417 | 16880.2443 | 16934.1548 | 10064.2376 | 15491.2808 | 10114.0551 | 8921.5895 | 15025.5385 | 16338.4789 | 7604.4753 | 20875.8798 | 29450.6072 | 22735.4832 | 18328.7408 | 17358.5762 | 23308.1871 | 15655.4889 | 16676.9619 | 24678.7723 | 31374.8335 | 23283.847 | 17365.5015 | 28909.578 | 17460.5069 | 15220.0686 | 20880.6423 | 13100.9829 | 15760.6295 | 15282.8349 | 23675.8763 | 22063.1683 | 11136.1472 | 12755.0503 | 13083.9111 | 37993.4006 | 27267.5635 | 14972.1975 | 27600.2761 | 8332.9739 | 36582.8879 | 17658.0812 | 14713.4774 | 20829.5665 | 15057.4221 | 23687.5419 | 17037.1578 | 15264.4823 | 10414.709 | 16456.3602 | 9845.9388 | 12529.7551 | 12322.0011 | 19899.5401 | 22873.7723 | 24720.2591 | 17134.8961 | 28603.0942 | 13266.086 | 11977.6958 | 21320.5683 | 22909.7932 | 14310.5548 | 21173.5243 | 12423.6583 | 17459.726 | 19923.422 | 23105.5234 | 24720.4468 | 15901.7442 | 16700.543 | 19849.9658 | 20536.716 | 12490.0075 | 17992.3795 | 28792.011 | 16672.237 | 19027.1028 | 21770.8037 | 24513.824 | 11662.8277 | 22443.0889 | 34603.9829 | 17792.4599 | 10691.4397 | 16790.1448 | 20757.092 | 11765.8775 | 12384.492 | 28157.0037 | 17892.6533 | 9704.9018 | 10450.7294 | 15392.8611 | 7560.8211 | 33663.0779 | 26752.0731 | 20601.7622 | 9601.4243 | 21165.957 | 17978.1621 | 16896.1433 | 14468.5778 | 16669.465 | 13116.1284 | 26491.3737 | 13462.6924 | 18904.7808 | 10157.0422 | 23925.9524 | 30489.0991 | 22406.5785 | 22412.6611 | 14699.3414 | 22954.0016 | 10021.9184 | 15061.4315 | 20625.4703 | 26973.3011 | 40269.2717 | 19727.0122 | 12198.6334 | 10366.9868 | 20002.4464 | 24089.8489 | 24281.2299 | 10810.0482 | 21339.0261 | 12791.4637 | 12552.968 | 19379.379 | 19245.3952 | 9048.7943 | 20305.4195 | 17326.3087 | 26635.0805 | 10747.8556 | 24609.5234 | 33256.17 | 3535.6714 | 17929.3504 | 21301.8822 | 26562.8437 | 15231.6786 | 18362.029 | 12525.0956 | 8614.5824 | 15679.4662 | 16711.2891 | 14787.0708 | 21774.3493 | 21194.3013 | 18091.6707 | 17012.1658 | 9715.8887 | 12747.5444 | 11579.2436 | 18167.315 | 12240.9873 | 14129.2039 | 26633.2339 | 14003.0552 | 30398.5554 | 17339.2457 | 20318.6227 | 17680.279 | 23052.3656 | 24513.9347 | 16492.2494 | 26343.8649 | 19536.7646 | 9448.0074 | 23079.4478 | 25863.5774 | 14760.7991 | 20033.2907 | 34946.8415 | 14244.8337 | 26589.0338 | 15115.1161 | 21309.1609 | 14563.9222 | 29298.3057 | 23747.9744 | 22292.2533 | 15432.428 | 22998.6738 | 17233.6482 | 12087.6933 | 14553.6331 | 10261.5079 | 10392.407 | 20616.2772 | 24317.2068 | 20689.2107 | 14102.6044 | 11376.8564 | 14720.494 | 28477.2851 | 11033.0574 | 27595.1321 | 22104.4907 | 17505.4277 | 7321.4254 | 16908.1267 | 34875.6598 | 16949.6032 | 7434.5681 | 15675.1925 | 13958.8731 | 19301.2185 | 8508.1584 | 20087.7026 | 25570.4465 | 11785.116 | 27590.9263 | 28546.9023 | 28774.0128 | 16079.5563 | 15638.4979 | 13811.2019 | 15019.7508 | 15182.592 | 35371.629 | 13826.9891 | 32469.5912 | 17510.9515 | 18044.9869 | 14099.7192 | 15887.1665 | 14025.5838 | 18481.7411 | 15620.8332 | 18752.3416 | 12722.202 | 14872.0749 | 15019.1293 | 16031.5245 | 14854.3782 | 10324.7621 | 14995.9309 | 25572.3111 | 15725.2124 | 16992.5407 | 24484.2241 | 7597.3137 | 38415.4033 | 7330.5277 | 21079.4758 | 27167.867 | 17429.8757 | 14682.5929 | 19591.3442 | 17668.9214 | 15552.6752 | 18288.1751 | 25121.7339 | 21303.2865 | 10594.6461 | 26719.7261 | 27402.403 | 11631.3515 | 14065.0164 | 18874.4495 | 18263.4504 | 21761.7549 | 49246.0144 | 17718.664 | 21029.0786 | 26729.777 | 15662.5965 | 15478.0892 | 7447.8856 | 16812.955 | 27316.8716 | 11857.621 | 18485.5806 | 26451.4188 | 19401.6525 | 27340.6099 | 22010.6978 | 33252.2918 | 17688.7892 | 21974.5161 | 7777.3933 | 28313.2131 | 15260.6271 | 7466.3073 | 42775.5793 | 16243.4792 | 11451.656 | 33573.9258 | 24110.5929 | 12646.0093 | 22551.3865 | 22868.6533 | 9818.5657 | 17322.3773 | 25435.2605 | 19628.8243 | 20095.8256 | 22450.4659 | 24452.4928 | 31670.8284 | 21765.2142 | 17662.6935 | 13347.2296 | 20571.3877 | 20007.21 | 17040.86 | 28529.2745 | 26883.2902 | 22986.4536 | 20119.1055 | 21269.7907 | 13773.9027 | 25732.136 | 14044.8597 | 10763.2793 | 13665.7294 | 18501.004 | 15090.0018 | 14940.851 | 17146.3622 | 20227.569 | 20499.7934 | 25988.3128 | 24040.5853 | 13496.2698 | 25659.2655 | 20562.5069 | 22677.9366 | 22384.386 | 16359.7641 | 24944.1222 | 41618.8205 | 21383.1797 | 18374.9066 | 11952.3329 | 17963.8505 | 23716.7922 | 30477.3226 | 18178.8279 | 26731.1442 | 22576.6464 | 19986.6299 | 9258.799 | 13741.2607 | 8415.4961 | 16102.3753 | 21666.276 | 15489.5055 | 23171.3659 | 13570.5566 | 13170.5 | 20113.27 | 12414.5119 | 22386.9627 | 25670.1625 | 22408.3258 | 21240.9041 | 12759.2362 | 16747.765 | 18697.8903 | 29544.9405 | 17648.3134 | 23553.6149 | 32229.3037 | 16405.6579 | 19499.5458 | 10503.7477 | 23327.6022 | 29771.4904 | 33939.4731 | 13939.0366 | 24253.1859 | 13220.4066 | 20320.0859 | 13372.0029 | 24383.9761 | 19137.3813 | 8913.9718 | 15664.3684 | 22586.2392 | 27104.8308 | 26305.0908 | 24316.0476 | 15417.1552 | 15119.5924 | 7713.217 | 19850.5993 | 21159.46 | 22138.298 | 13870.5922 | 23835.6471 | 18315.1661 | 22961.3102 | 19883.3832 | 20581.6814 | 15297.5092 | 21983.0756 | 14042.741 | 21396.4108 | 20851.7333 | 32324.4241 | 19719.7953 | 8957.1422 | 22814.3903 | 23674.5821 | 23165.2797 | 21074.4953 | 17539.7837 | 12663.9134 | 28133.4288 | 22414.0251 | 15046.6921 | 11686.5284 | 14395.0672 | 16510.1175 | 8547.8034 | 6683.2039 | 27904.3486 | 16826.3329 | 21456.1692 | 12727.6311 | 29876.2109 | 21052.1881 | 14807.8455 | 20897.6224 | 16743.3912 | 11432.388 | 18481.8792 | 21232.4549 | 14266.4076 | 27268.2343 | 12639.6856 | 15002.4029 | 16320.7222 | 29868.5505 | 22163.1655 | 23335.416 | 17836.0638 | 16684.0136 | 25326.4577 | 13237.8103 | 14962.4455 | 12131.0689 | 19334.2694 | 13517.5069 | 14107.7877 | 16377.3102 | 17889.4152 | 18322.5092 | 16067.5606 | 24362.2696 | 18224.9263 | 13999.9712 | 20717.0053 | 24498.8767 | 11656.2979 | 22815.7863 | 17709.408 | 19127.1461 | 16021.9366 | 18508.3078 | 21871.4958 | 15652.173 | 18687.1585 | 40565.4116 | 14285.4828 | 19661.5961 | 17229.0521 | 15451.3938 | 34688.9202 | 17666.894 | 18644.2456 | 15296.9184 | 20367.6913 | 16726.9657 | 13078.1802 | 10775.6843 | 26663.5326 | 22258.6013 | 15819.8462 | 9341.0243 | 35572.2309 | 22286.6948 | 21552.0964 | 14041.3839 | 14257.0802 | 15193.4379 | 27441.0945 | 13453.5091 | 24138.717 | 8308.6405 | 17110.9011 | 21495.6202 | 25300.579 | 7555.7404 | 20888.3376 | 24152.5727 | 20962.2106 | 36465.5937 | 31822.4131 | 31879.5227 | 14833.1452 | 20630.5299 | 19450.0576 | 17858.7236 | 12060.1309 | 12848.0362 | 14109.7789 | 17680.9588 | 12180.8144 | 14655.8969 | 21852.9211 | 8508.8139 | 24709.3327 | 22184.2994 | 13547.3053 | 13168.4576 | 17302.9838 | 17025.2348 | 49662.5781 | 7037.8948 | 19665.9005 | 12772.5289 | 28886.0615 | 27708.2257 | 16998.2643 | 30857.456 | 27921.3184 | 21838.0875 | 23089.473 | 14459.4027 | 17929.1012 | 21597.1273 | 21713.78 | 20183.9803 | 17099.2089 | 19409.5455 | 17542.8135 | 24538.4728 | 25213.6495 | 15272.1171 | 19592.0261 | 15037.4962 | 17606.5689 | 12334.1924 | 13904.0193 | 19733.7062 | 19939.6689 | 15926.9181 | 19577.839 | 21616.3732 | 2200.8201 | 14422.2659 | 8513.5707 | 23764.1802 | 14528.5297 | 15242.4329 | 24244.9968 | 11712.3538 | 18346.5591 | 14285.2027 | 8387.9794 | 8724.714 | 26795.813 | 40775.2335 | 25035.3284 | 14887.2244 | 10312.4789 | 25423.9714 | 15291.2123 | 20115.2593 | 26257.8244 | 16021.0039 | 16892.9083 | 12574.1705 | 20504.642 | 15573.0426 | 11030.1711 | 16785.8263 | 9809.9801 | 21482.4211 | 11913.0713 | 12448.9245 | 20769.6355 | 11163.9472 | 11070.6279 | 15930.7163 | 13140.3916 | 24678.8452 | 25184.4559 | 2695.2524 | 7103.9019 | 17725.1927 | 14078.1246 | 11669.871 | 20563.5473 | 26762.6869 | 18589.0679 | 17704.8755 | 21996.7864 | 18968.8247 | 13737.0626 | 20904.7307 | 18454.4738 | 7917.3331 | 29080.0411 | 15192.5066 | 8209.3605 | 23195.6454 | 10564.4072 | 8753.7322 | 23339.3309 | 20962.595 | 8028.757 | 11188.0092 | 19085.9622 | 22977.078 | 22252.4286 | 20262.6315 | 10257.1425 | 17166.6095 | 19856.7648 | 35934.4345 | 14650.9625 | 18197.858 | 23228.3508 | 13971.6196 | 10590.8695 | 14210.7431 | 12392.2168 | 21279.8486 | 28873.1827 | 19119.6309 | 24021.0596 | 24373.0229 | 41470.3698 | 23353.3389 | 33679.258 | 16372.8872 | 20804.8534 | 19509.2518 | 12009.8006 | 17997.925 | 15776.5605 | 17194.9437 | 22892.6278 | 15540.425 | 11076.8364 | 19254.7925 | 15646.0036 | 27568.6796 | 27460.3233 | 17804.9145 | 40069.6931 | 9540.099 | 29648.6897 | 22024.144 | 25746.6243 | 19564.5641 | 29760.7456 | 21114.3297 | 21642.3902 | 9423.6206 | 23317.0306 | 11198.7298 | 22432.1795 | 18527.4208 | 8319.2299 | 21786.8993 | 25943.1205 | 20186.842 | 17548.956 | 20410.4878 | 19661.4011 | 11336.4729 | 32117.2632 | 10869.7438 | 17463.0386 | 35054.1352 | 19370.9262 | 10056.2337 | 24508.977 | 19567.0701 | 30102.5992 | 14656.2028 | 23179.3306 | 16050.9419 | 13900.5488 | 19478.6024 | 17242.167 | 15974.3949 | 16224.8134 | 16417.5671 | 23494.8486 | 23059.3682 | 20599.0156 | 9521.8807 | 19862.3999 | 18336.7073 | 17687.5511 | 26054.4851 | 18577.2142 | 15007.4858 | 20343.8561 | 20109.8633 | 20750.1806 | 13644.1053 | 15699.8273 | 26471.1651 | 18769.6066 | 19151.0905 | 10684.8682 | 18111.2716 | 33231.8075 | 16037.3169 | 19020.3153 | 15771.2181 | 14134.5965 | 21274.0636 | 23123.1163 | 23742.9787 | 27547.1898 | 22417.7928 | 14283.6068 | 17012.1446 | 32169.6922 | 18186.2151 | 17977.2065 | 21665.4395 | 17670.4436 | 10001.0878 | 19365.8362 | 20428.9632 | 11971.9283 | 21125.2631 | 14789.591 | 17438.8853 | 22483.0262 | 47720.6332 | 20777.8199 | 11514.113 | 8856.9908 | 15715.5522 | 19088.6372 | 17002.805 | 32877.585 | 12020.746 | 25753.4064 | 26839.3401 | 10653.0088 | 12064.4919 | 29755.2457 | 25509.872 | 12775.0309 | 13633.7347 | 22626.763 | 17747.1289 | 16451.447 | 13797.5508 | 28705.991 | 17630.0732 | 11141.3688 | 14550.5521 | 23799.7826 | 21849.0466 | 11525.3639 | 30743.6828 | 13111.0992 | 21219.1625 | 27758.5455 | 23036.13 | 15692.8574 | 6832.433 | 16696.0434 | 20960.5276 | 30419.0365 | 13460.0979 | 23195.9393 | 15715.8385 | 13064.0746 | 26141.6643 | 15218.5257 | 12934.9544 | 19893.6348 | 13730.4277 | 12270.9475 | 15688.2977 | 23300.4082 | 11379.3317 | 27141.3253 | 22151.9111 | 12261.7619 | 19452.2599 | 17400.9326 | 24744.6363 | 20354.0914 | 18614.4756 | 6503.8443 | 25382.1433 | 24436.595 | 21606.1658 | 21566.2353 | 7153.2331 | 15934.8029 | 11342.6434 | 21063.0087 | 34000.9607 | 9752.0388 | 13326.8955 | 17392.7764 | 10677.2751 | 21348.5186 | 23878.6683 | 17923.0245 | 19191.5694 | 19638.1008 | 24599.7246 | 16740.3653 | 25615.8917 | 10017.5145 | 21082.515 | 23326.8618 | 19457.5872 | 46525.4636 | 20188.3425 | 23721.0374 | 18323.6966 | 9353.3463 | 23787.6958 | 18493.5781 | 17485.9782 | 20941.1862 | 10387.3557 | 21506.9766 | 7969.9042 | 20353.725 | 25846.4434 | 26295.3508 | 16386.9452 | 13464.3464 | 15823.6679 | 19496.4437 | 30437.3065 | 18384.8501 | 17550.6124 | 18740.7143 | 22906.1571 | 20548.823 | 17466.8881 | 19906.2472 | 27391.501 | 21581.1557 | 9789.3223 | 10271.1193 | 12698.2922 | 20854.0777 | 17604.9715 | 31628.2883 | 23282.2589 | 19148.0922 | 23920.1705 | 25222.3905 | 15965.6951 | 21856.977 | 12459.7438 | 8352.2868 | 21439.359 | 13634.6568 | 17997.7013 | 14791.404 | 14891.678 | 19723.8017 | 20173.6376 | 13604.4594 | 22551.9712 | 19018.0898 | 14503.457 | 16212.0988 | 16090.2261 | 27096.539 | 19297.4757 | 11185.3108 | 18037.8897 | 24235.4518 | 15224.835 | 11906.6805 | 12879.0368 | 10193.8631 | 8633.9757 | 27313.4073 | 16781.8197 | 29924.3845 | 16146.2303 | 18371.2193 | 9571.9195 | 22810.0242 | 10721.6484 | 15561.6322 | 20258.2668 | 28275.9871 | 17909.0362 | 15814.7272 | 31828.3922 | 11211.8385 | 20647.5279 | 29151.5519 | 28369.6081 | 14048.0654 | 35860.0816 | 19208.409 | 12634.7544 | 12026.1977 | 15236.8218 | 16214.705 | 26168.5465 | 22666.9196 | 12464.8578 | 9461.3029 | 13345.6166 | 8650.1849 | 21789.988 | 33845.9054 | 13086.9756 | 23242.9508 | 21666.8066 | 13494.7463 | 22678.3021 | 17287.6638 | 27760.3064 | 15828.1127 | 13135.0526 | 14258.7155 | 19861.1265 | 29792.6104 | 20597.8007 | 24632.6179 | 24516.2266 | 9106.3616 | 10745.7587 | 17056.8576 | 17426.028 | 30462.8687 | 18746.7772 | 22874.0816 | 28350.5249 | 7459.9428 | 15717.0374 | 18263.0062 | 12023.1483 | 27610.9312 | 13569.0593 | 11006.9756 | 19758.2989 | 35779.8387 | 11209.3919 | 16642.4252 | 6951.6475 | 20520.796 | 24295.7372 | 19032.0488 | 18249.9889 | 8969.209 | 9501.9399 | 21721.459 | 19599.2335 | 25801.7701 | 13174.6963 | 14497.9745 | 20442.8271 | 15526.9636 | 28937.9671 | 8184.4434 | 18435.5526 | 18003.6871 | 14560.3563 | 14009.1255 | 23764.3874 | 22164.2491 | 15362.75 | 19067.4318 | 13948.8439 | 19471.7319 | 15705.6396 | 10766.3276 | 19871.3832 | 22448.8012 | 7495.1746 | 22409.3903 | 9733.2457 | 26864.9809 | 11864.1444 | 12560.6662 | 25206.881 | 19318.0399 | 16603.319 | 18359.8238 | 23190.647 | 18222.9549 | 29505.6168 | 32467.2131 | 9142.3186 | 21716.5199 | 30156.1022 | 15845.8945 | 20494.6999 | 9905.3713 | 9757.8597 | 19498.5145 | 9464.4326 | 25375.4984 | 15777.1048 | 12834.61 | 15170.2765 | 25794.6826 | 26647.8142 | 11196.617 | 20991.3876 | 6746.7821 | 13566.2608 | 16201.1674 | 15808.5051 | 14153.174 | 26915.6655 | 26021.6213 | 35721.562 | 10381.9139 | 22504.8953 | 14866.5706 | 29527.2339 | 12959.2579 | 23557.4476 | 8223.5612 | 26675.3654 | 11943.6759 | 10907.9782 | 21434.3118 | 22794.3886 | 14285.3528 | 11375.7196 | 15968.1443 | 18607.5994 | 19021.5862 | 14599.0616 | 19222.5613 | 16319.0323 | 10329.2937 | 20231.5339 | 10432.1406 | 12651.3089 | 17868.1993 | 11765.6312 | 23262.1991 | 16686.5022 | 10124.1414 | 16318.88 | 15602.3347 | 17064.3382 | 16569.1323 | 21433.1631 | 23074.0495 | 14503.3491 | 15907.0229 | 18418.7143 | 16276.3439 | 23260.2878 | 13435.0492 | 20677.561 | 15417.0301 | 26811.9383 | 29429.1419 | 15779.4675 | 19515.2332 | 13011.4514 | 24415.8757 | 13914.7334 | 17760.0325 | 19774.8402 | 16319.0652 | 19036.0807 | 11980.0669 | 20748.2348 | 21025.677 | 26685.8886 | 15655.363 | 13053.9433 | 21846.4136 | 16956.3692 | 20532.6268 | 32659.2064 | 13940.7614 | 17291.0263 | 17914.7857 | 23698.6579 | 27538.2883 | 16632.2768 | 16361.2671 | 17751.3873 | 32466.3792 | 16233.8901 | 18312.6648 | 26188.5777 | 25076.512 | 18959.6 | 16948.608 | 16403.7095 | 14218.6254 | 27407.8931 | 38593.3201 | 7627.0152 | 12717.4098 | 24662.1053 | 30275.0764 | 8868.4757 | 14032.0982 | 25939.6504 | 16829.1277 | 7906.6966 | 23642.1949 | 15533.1846 | 31608.9851 | 15336.609 | 12966.0832 | 14138.7546 | 24485.5785 | 7505.2309 | 25851.85 | 8670.5005 | 18304.9851 | 18304.6211 | 28090.4088 | 24970.8778 | 17131.3818 | 11108.6863 | 10399.9015 | 28382.2904 | 11604.2748 | 28133.0549 | 24970.6983 | 24533.9593 | 13635.6941 | 10858.1474 | 20788.6255 | 10930.1341 | 12675.5223 | 18046.7178 | 16374.6644 | 14320.6527 | 12653.0421 | 36303.686 | 21380.3724 | 42788.5663 | 15610.3426 | 18929.7579 | 10621.6264 | 14447.3974 | 16052.4462 | 31134.5326 | 15808.4293 | 11365.9871 | 33106.9909 | 12679.871 | 30008.8359 | 25050.3711 | 19323.778 | 12977.8078 | 25222.4569 | 20876.5185 | 12741.6601 | 13973.3241 | 21137.1695 | 15345.1178 | 12019.7811 | 19431.1314 | 21280.0904 | 12318.7858 | 26137.7386 | 13139.9118 | 10857.8436 | 26555.5934 | 17289.4167 | 8353.1811 | 13954.7933 | 19636.4194 | 16153.0742 | 25950.809 | 14204.3884 | 20359.3683 | 26134.9598 | 17817.9311 | 21395.3588 | 16761.6246 | 10442.8724 | 19574.6015 | 23620.8873 | 18585.4515 | 21531.5416 | 28836.789 | 18544.4674 | 11323.0781 | 15026.5121 | 15348.3115 | 27240.8472 | 19192.6061 | 15065.8191 | 16999.6208 | 11537.6051 | 25476.5511 | 11864.7038 | 7316.6081 | 24816.2572 | 20586.8156 | 22157.1309 | 25686.393 | 19621.3823 | 26665.7705 | 15454.2526 | 16006.6325 | 24768.1512 | 28640.6905 | 23186.7833 | 14538.0343 | 12480.2318 | 17246.9912 | 22293.0193 | 28047.3625 | 17831.452 | 12606.5519 | 10122.1698 | 17404.7743 | 21738.9435 | 17055.1315 | 17270.9949 | 22671.6366 | 14868.6147 | 21396.6788 | 27235.0285 | 18179.218 | 18211.732 | 11030.5933 | 12939.3419 | 15220.5659 | 19836.6392 | 24664.7008 | 24074.6408 | 29797.993 | 17109.9221 | 15517.6897 | 28168.5857 | 12620.5139 | 15585.1233 | 10097.063 | 19865.458 | 19912.3787 | 19376.6808 | 11173.8376 | 28739.9304 | 21425.7989 | 17234.2681 | 16668.5553 | 12405.3042 | 30823.2328 | 21298.2278 | 16630.0977 | 22762.1125 | 18472.0111 | 13898.7949 | 21182.8515 | 15369.2772 | 34534.6324 | 24536.9819 | 19361.4912 | 10475.9924 | 8721.9463 | 19874.2308 | 16075.7139 | 24169.2397 | 11604.6353 | 19567.7876 | 10062.3191 | 21592.3463 | 23729.0919 | 12211.8013 | 28.845 | 15459.1605 | 13854.1617 | 14180.1876 | 24572.4406 | 23257.988 | 8350.7243 | 10348.397 | 13228.656 | 29306.2157 | 19502.1387 | 35884.2785 | 13950.986 | 18195.6766 | 21217.8676 | 33347.4423 | 18228.0714 | 16851.378 | 14037.3133 | 14699.7081 | 12946.9423 | 11044.438 | 13017.5487 | 23885.1681 | 9810.7026 | 12338.219 | 19277.2449 | 26089.9214 | 24580.8064 | 23053.2566 | 12944.2431 | 9795.8152 | 15749.6089 | 18838.3795 | 19473.5293 | 20631.5359 | 7043.382 | 9854.5086 | 21384.7242 | 28958.2386 | 22955.7526 | 13104.2495 | 10398.6592 | 15390.6832 | 16258.5695 | 20990.7673 | 18569.6981 | 27770.3828 | 23132.4648 | 30106.4783 | 20053.815 | 28519.7181 | 7836.5344 | 8942.7064 | 18209.2581 | 13159.5167 | 19691.0979 | 9893.9828 | 9277.8696 | 21019.8939 | 21677.0819 | 10230.7188 | 19610.4133 | 25144.4105 | 26256.6938 | 23391.9205 | 19958.9781 | 22460.6382 | 16515.9655 | 22299.2503 | 11827.7988 | 26385.1712 | 20527.0599 | 14761.9691 | 18325.2816 | 13538.358 | 29213.4868 | 24875.5798 | 21377.2217 | 13060.3419 | 15491.2566 | 14497.449 | 13887.4555 | 21551.9757 | 18764.3071 | 15212.6444 | 24142.8605 | 42909.0835 | 30539.7997 | 14263.1254 | 18944.1372 | 6546.8976 | 25026.0963 | 13641.0092 | 20658.1922 | 21415.1049 | 13455.6232 | 19865.9876 | 19846.6711 | 27445.2021 | 14526.5061 | 20684.5524 | 30805.0285 | 28178.2333 | 26748.2221 | 33341.0585 | 11406.8944 | 19998.4581 | 20002.6083 | 18091.9218 | 17443.5018 | 21220.1938 | 16805.2877 | 21022.3716 | 9114.4963 | 12488.7529 | 12281.2457 | 16483.1418 | 24825.7278 | 32521.0373 | 19260.5734 | 20327.0841 | 18571.1327 | 16509.988 | 18042.1946 | 29433.7422 | 13502.7902 | 31326.4087 | 21103.9792 | 20846.4233 | 13598.3937 | 11991.9222 | 8738.9911 | 13056.0254 | 15992.4447 | 18268.1097 | 13117.2452 | 11741.415 | 41076.7589 | 31228.7015 | 11421.0519 | 27357.1997 | 16967.636 | 12400.1191 | 18394.1121 | 27368.698 | 10826.9292 | 8943.4627 | 20787.7771 | 18449.3368 | 8247.9062 | 18592.3216 | 7267.828 | 29265.3925 | 14464.917 | 19299.6268 | 17218.6001 | 21254.9774 | 11877.9028 | 30936.4259 | 14148.7244 | 23692.3216 | 26514.8595 | 19783.7853 | 22719.5427 | 10600.9207 | 29604.6296 | 16082.197 | 34219.641 | 15533.8815 | 18176.3135 | 13357.6973 | 24682.5225 | 20514.3185 | 19597.6368 | 17690.0498 | 20158.4376 | 16957.7017 | 24578.1493 | 29796.7659 | 27962.9087 | 8776.2927 | 30725.3602 | 17735.5348 | 11658.8454 | 20045.5972 | 18473.1377 | 14070.0349 | 25712.2294 | 7192.9165 | 21564.6288 | 33917.5159 | 19619.1261 | 19183.542 | 15557.7472 | 22340.3992 | 13448.4554 | 21401.2762 | 22285.2843 | 27454.1802 | 22698.374 | 17396.2223 | 25259.9761 | 15878.0117 | 18733.1654 | 20237.449 | 17531.3877 | 17680.9905 | 20459.9999 | 20286.2702 | 22780.9723 | 21834.498 | 20597.7626 | 9837.7415 | 20574.7132 | 16041.6561 | 22043.5412 | 22759.3399 | 26829.2877 | 13721.1116 | 11530.0556 | 22440.5264 | 13954.6791 | 15722.5255 | 15571.7986 | 14623.2737 | 16307.3307 | 9964.9087 | 12322.6533 | 19239.263 | 22267.3417 | 9363.959 | 14272.3796 | 22600.9372 | 20640.6357 | 11925.414 | 12188.1633 | 9005.0402 | 18741.5168 | 22031.3325 | 10592.433 | 8122.4761 | 10138.6921 | 13310.1673 | 14040.139 | 10512.2631 | 21572.7698 | 16046.9477 | 11561.5194 | 19358.1338 | 16411.6741 | 12055.9236 | 9467.9711 | 26494.3375 | 17721.7646 | 15958.7364 | 20925.3728 | 11861.5173 | 21041.0137 | 12829.6537 | 12396.0021 | 16914.7549 | 21158.5862 | 19861.5677 | 12982.6856 | 18210.4328 | 13981.9444 | 21794.5494 | 24974.4228 | 16004.9713 | 23421.4049 | 19770.5734 | 33591.3785 | 17472.6756 | 25858.8352 | 13398.2804 | 18675.9718 | 20279.1886 | 8153.8013 | 13030.2105 | 24483.0459 | 19445.6096 | 12426.3453 | 16758.3275 | 10293.8126 | 18397.9989 | 45775.9636 | 21097.8138 | 15049.0026 | 13127.7041 | 17925.1831 | 20172.3682 | 35541.6482 | 26077.8835 | 21159.4985 | 19211.5034 | 16892.7057 | 17200.68 | 10665.2135 | 15704.3018 | 18015.1114 | 21896.6293 | 11486.2288 | 16879.5879 | 24098.2977 | 16388.4996 | 21884.7156 | 17732.9024 | 16591.7727 | 27420.6664 | 18259.5969 | 15739.1663 | 18824.7811 | 19235.3147 | 20580.166 | 11344.2564 | 20178.5353 | 13087.0812 | 14741.6062 | 20397.9786 | 23469.0695 | 1456.6131 | 9571.7878 | 16133.6876 | 13549.7673 | 20420.1542 | 8970.4027 | 17449.7225 | 18451.4553 | 27890.4388 | 33397.6754 | 24993.5129 | 22397.0888 | 12835.7679 | 16120.584 | 14199.6654 | 16668.9846 | 18721.4134 | 19695.896 | 16650.7947 | 29832.6428 | 16968.2262 | 15655.172 | 25403.4022 | 15487.4886 | 12473.9395 | 22819.64 | 7732.6515 | 11164.4082 | 18830.41 | 17679.9015 | 13431.1834 | 14328.0109 | 17132.6472 | 12450.3824 | 15712.3319 | 23877.523 | 18583.9362 | 14678.5506 | 13580.0364 | 16399.9669 | 26212.0713 | 17549.233 | 27682.4192 | 18870.2248 | 17680.2178 | 10346.8312 | 16804.1678 | 31007.4927 | 11684.4253 | 13527.9971 | 20620.7799 | 17422.2873 | 30495.1355 | 14723.6985 | 17313.9274 | 9070.0792 | 14485.9964 | 25268.8357 | 12819.5707 | 25272.2141 | 12867.0805 | 18149.5683 | 25790.3445 | 19544.1089 | 18062.4469 | 22623.2422 | 24569.0345 | 12463.4742 | 18980.0637 | 7254.7381 | 12636.7813 | 32487.4652 | 29293.5571 | 28979.7085 | 27880.5472 | 9943.7641 | 10775.7033 | 15766.2033 | 16037.186 | 15903.1164 | 11651.7945 | 23367.5802 | 15179.8924 | 34503.7414 | 39433.8334 | 19718.4669 | 12092.3624 | 13171.9454 | 13992.6433 | 14156.4941 | 17030.9676 | 12136.2801 | 16408.8017 | 12403.1519 | 15620.1698 | 20303.74 | 21400.3421 | 16614.51 | 19188.4784 | 18427.7473 | 17099.0919 | 28571.4122 | 17422.3942 | 9235.545 | 10350.7005 | 20562.221 | 20483.5033 | 22233.5662 | 19581.1716 | 16033.7759 | 26868.7607 | 41748.2388 | 12525.0729 | 15480.9088 | 17265.8253 | 15311.2938 | 14224.5561 | 22704.9382 | 12926.3309 | 16593.9544 | 16329.8214 | 24581.0909 | 22390.5878 | 21271.5012 | 22188.0332 | 21081.2628 | 24187.9594 | 14884.8404 | 25219.8664 | 13897.0159 | 14630.6973 | 21271.0119 | 15977.9441 | 22744.7829 | 14702.061 | 14696.4289 | 14519.7298 | 12657.3678 | 27919.8729 | 10794.8545 | 21771.404 | 7757.3369 | 10360.8571 | 17270.6195 | 14811.5455 | 23947.037 | 20832.9134 | 17732.861 | 13383.3774 | 19467.7898 | 17587.2425 | 22695.9915 | 12566.3335 | 17792.2157 | 13668.5724 | 15697.5396 | 20324.0803 | 13488.4395 | 19478.1164 | 7433.9105 | 32626.4357 | 28693.805 | 14572.3921 | 17308.5281 | 25639.0101 | 23390.3257 | 20832.6474 | 24383.697 | 12774.4554 | 14081.9482 | 17847.5121 | 11058.8894 | 29882.6841 | 24007.5312 | 13695.1424 | 12413.3378 | 10038.2979 | 9267.3427 | 32484.8074 | 15575.5038 | 21741.1873 | 16739.554 | 18619.4887 | 27688.7575 | 13515.4146 | 6820.4375 | 33797.5962 | 27136.875 | 24789.1822 | 19889.25 | 20362.1914 | 31866.88 | 14404.9962 | 18545.4528 | 17438.0477 | 14681.9557 | 11936.1657 | 14286.1769 | 8643.3544 | 28133.9701 | 25783.6974 | 15936.4735 | 17171.6186 | 17409.0738 | 18434.0375 | 20566.1915 | 44025.3098 | 15535.5692 | 18358.2945 | 17699.607 | 20426.1983 | 12999.6645 | 22621.1882 | 15519.7132 | 12445.0091 | 27884.0215 | 25778.7815 | 27697.8997 | 18165.7214 | 27800.7496 | 22017.4191 | 19563.9502 | 17870.9699 | 26296.7446 | 21887.0273 | 15438.4556 | 31800.128 | 18455.3141 | 32460.8293 | 21075.8497 | 28095.2348 | 19347.4094 | 11071.0856 | 10964.7073 | 8991.5672 | 20577.8714 | 23357.9308 | 13910.8731 | 22984.3135 | 14150.8596 | 21352.3057 | 18600.8206 | 13409.7542 | 6340.2562 | 16976.8268 | 27700.134 | 23139.9685 | 24278.0621 | 21226.801 | 33577.7023 | 13349.221 | 25075.5771 | 11661.7443 | 15501.311 | 16592.344 | 25771.3093 | 32978.0159 | 22016.4216 | 18650.8226 | 23579.8192 | 18993.1053 | 27815.0979 | 7008.2878 | 17161.4576 | 12531.9606 | 22374.7225 | 20202.4476 | 17730.0086 | 11338.7087 | 19535.9107 | 12956.6161 | 5431.545 | 15617.6943 | 20725.1891 | 24956.165 | 27314.5092 | 2006.6226 | 34479.0882 | 18174.8982 | 16242.6876 | 9585.4949 | 24540.8572 | 14000.7765 | 17752.6388 | 34001.4774 | 8407.417 | 33763.9172 | 19363.1639 | 14953.727 | 15433.6026 | 16662.1478 | 16715.277 | 9096.9748 | 23936.2766 | 18532.759 | 12700.7705 | 14423.3892 | 13215.9333 | 19817.6109 | 16774.8849 | 15851.7161 | 33284.728 | 12633.0971 | 24562.2607 | 22728.2529 | 19576.737 | 21881.4671 | 17698.3489 | 24299.207 | 15039.4999 | 28044.1265 | 18827.2102 | 9705.2974 | 6325.2049 | 16536.2398 | 18378.0623 | 17145.5417 | 11583.9549 | 18274.0966 | 21112.332 | 13383.0669 | 13129.2117 | 27754.8221 | 9932.0832 | 10687.0206 | 14199.486 | 10988.7814 | 44212.3544 | 10452.1509 | 12546.2223 | 21941.6522 | 29629.5024 | 29434.4348 | 29694.8665 | 18302.48 | 10126.2372 | 26569.1905 | 18049.52 | 8997.64 | 14547.6917 | 22774.9585 | 20913.689 | 10525.1593 | 17329.46 | 11745.2161 | 16714.9154 | 12445.6148 | 24339.703 | 29635.7033 | 21710.6311 | 19786.2136 | 20813.9102 | 19966.7635 | 34992.2366 | 9700.6131 | 17138.9899 | 7758.0335 | 27826.4339 | 16443.652 | 18163.6032 | 13967.551 | 18964.1846 | 20694.7372 | 19152.147 | 23894.7251 | 13946.6904 | 23911.8129 | 26039.3026 | 19090.4546 | 11814.1802 | 23081.6042 | 14969.0369 | 21104.8509 | 15202.8716 | 19349.3639 | 41945.5077 | 23775.4027 | 10208.7836 | 13192.2225 | 16898.398 | 12829.356 | 28796.4514 | 11489.0175 | 13437.3725 | 16456.492 | 14159.3281 | 30879.6043 | 16598.1731 | 24122.6505 | 15749.0914 | 10115.0664 | 13836.9109 | 23570.2464 | 12826.5381 | 29039.26 | 11932.9898 | 31215.5115 | 17149.405 | 19117.5991 | 19888.3853 | 11094.8574 | 21991.0358 | 16045.5698 | 11342.3453 | 11218.729 | 8589.0364 | 20392.465 | 21273.008 | 20772.2884 | 17503.2275 | 17558.1809 | 14647.9062 | 21480.5857 | 15704.8567 | 20630.8964 | 11907.054 | 13778.4865 | 23508.7674 | 12073.6179 | 16167.4689 | 21718.0796 | 27949.4856 | 20131.3406 | 26841.2757 | 8087.4194 | 9602.0292 | 31269.6699 | 13378.5916 | 463.1386 | 22155.3695 | 22049.8835 | 15869.7061 | 10614.13 | 26575.2634 | 14566.471 | 7454.1597 | 25371.7639 | 34449.1552 | 13226.6842 | 17802.626 | 9495.8806 | 19981.0839 | 12064.3287 | 12278.6827 | 22408.8916 | 23094.2187 | 22359.2777 | 11757.0764 | 13097.0758 | 20103.6226 | 12799.796 | 12647.9624 | 21648.5134 | 18993.6348 | 10691.1474 | 23565.6393 | 17398.9257 | 22226.1453 | 32478.3449 | 20999.0522 | 20574.9259 | 15899.1623 | 32592.9141 | 18023.2731 | 41596.9121 | 21743.5331 | 22759.1225 | 19748.6717 | 26682.4643 | 18235.919 | 9897.5297 | 20105.5347 | 20355.9808 | 20828.1084 | 14049.9467 | 12797.8559 | 18600.047 | 14377.0114 | 21739.2377 | 20135.6613 | 30346.7943 | 10161.6735 | 40810.3113 | 9379.0578 | 12795.7093 | 8346.5091 | 22769.7878 | 14634.9579 | 20159.7185 | 15031.5159 | 32933.1574 | 18647.7778 | 15394.832 | 27988.9562 | 11225.972 | 20289.4033 | 13805.9404 | 10460.3727 | 16797.6972 | 17703.4412 | 12179.7012 | 20690.5704 | 18323.8251 | 21879.1461 | 21202.5817 | 12657.5509 | 13851.3328 | 12502.1899 | 20744.9015 | 27457.7274 | 14921.0649 | 20886.5256 | 13377.5307 | 15079.9449 | 48009.1547 | 9274.9894 | 17184.124 | 13116.683 | 16330.3265 | 21710.7136 | 16386.7874 | 20726.4272 | 13997.7156 | 14329.7552 | 18367.7915 | 13832.6308 | 25167.9442 | 33023.2822 | 12143.6109 | 10778.2393 | 22704.1831 | 25623.0378 | 13410.6643 | 17534.882 | 13856.514 | 27586.7577 | 16557.7518 | 12790.1064 | 12090.4731 | 22745.1804 | 24006.4331 | 30511.9819 | 20236.4246 | 24177.3998 | 13504.4651 | 20035.9021 | 24207.7781 | 17209.0016 | 15170.5099 | 24583.1636 | 6856.3508 | 16700.1158 | 28038.2052 | 27300.1355 | 20390.7767 | 12849.3239 | 30722.7827 | 24932.221 | 23811.0868 | 14288.6423 | 9350.3807 | 41253.9592 | 15792.4239 | 20963.1311 | 16372.9707 | 11661.2023 | 16951.6939 | 17568.9942 | 15038.1734 | 28320.6371 | 18571.613 | 25862.6725 | 32604.072 | 8699.9115 | 10175.9705 | 14601.1155 | 17014.7107 | 19399.6264 | 19761.6983 | 23654.9109 | 9517.2169 | 17624.5163 | 24111.7753 | 15666.9812 | 39423.8296 | 10606.5967 | 18650.0421 | 16595.962 | 23879.7914 | 17487.4364 | 22714.1039 | 18158.7678 | 34346.0789 | 25069.9186 | 17854.1936 | 20253.6952 | 14888.7354 | 8557.6787 | 7990.6243 | 20730.4689 | 14573.2774 | 14253.5122 | 16033.7624 | 15734.4245 | 12079.6785 | 13837.3516 | 8262.1217 | 20994.8665 | 15647.7275 | 29391.1932 | 8481.3277 | 25957.0561 | 22632.8226 | 18715.1893 | 23497.9532 | 10218.6824 | 5488.7307 | 26034.7677 | 15600.8555 | 23654.1481 | 35251.7036 | 9685.8312 | 16186.4445 | 26593.0887 | 21455.9221 | 20556.0906 | 24364.7613 | 14078.3044 | 11081.1171 | 16819.3455 | 15116.5427 | 21170.8258 | 22221.4023 | 17740.6696 | 26756.3722 | 9369.1059 | 17310.3795 | 15359.5118 | 11871.7734 | 19657.409 | 13879.8242 | 15051.3868 | 16264.387 | 18029.6047 | 7133.0243 | 24008.9906 | 9752.4696 | 24503.0697 | 24843.9574 | 24976.2581 | 14759.6527 | 22448.9175 | 17870.9067 | 27965.6564 | 11023.0959 | 18492.1093 | 20127.0125 | 21192.4567 | 19177.6145 | 16288.8594 | 36534.6487 | 20219.1746 | 23247.1376 | 5726.0379 | 13242.2707 | 19500.2691 | 27315.3621 | 16030.7008 | 20387.2869 | 12242.2166 | 10971.5958 | 12013.2378 | 32560.2136 | 19737.6729 | 11211.3728 | 19037.8278 | 13913.7285 | 18482.1696 | 10706.8955 | 12868.3387 | 24412.1353 | 19086.2811 | 9989.7991 | 8485.8304 | 30141.3465 | 9294.8768 | 17359.9548 | 12451.619 | 10122.2172 | 20252.9262 | 18206.9655 | 21234.3287 | 29572.9571 | 13775.1879 | 38202.3337 | 27532.6963 | 14288.3359 | 15566.7679 | 15084.1609 | 23615.6377 | 17509.0511 | 25320.5041 | 14851.1519 | 23731.9489 | 19010.7039 | 19274.7248 | 18911.9031 | 25544.0546 | 14089.1388 | 20639.6689 | 26347.5926 | 23705.8254 | 16936.7793 | 21071.8237 | 20189.6319 | 10846.2273 | 30043.1902 | 15535.654 | 18461.3509 | 12849.6547 | 21826.5218 | 19865.4732 | 23449.9667 | 26222.87 | 17356.2761 | 18232.4222 | 11632.0225 | 21632.7346 | 16646.0018 | 20280.2411 | 25840.9626 | 18552.653 | 16041.2358 | 10073.7005 | 11826.2932 | 21265.9318 | 15420.9184 | 16069.2763 | 12954.0091 | 20331.3907 | 8852.9873 | 20675.4701 | 18018.3201 | 19894.298 | 18330.6649 | 24805.214 | 27474.686 | 14400.8564 | 22135.2717 | 27950.467 | 22678.1982 | 21135.6941 | 12356.3379 | 7476.5488 | 18466.1511 | 16499.98 | 34376.374 | 14988.9018 | 15465.4507 | 23947.2808 | 22335.2769 | 22109.8056 | 16268.2765 | 20842.2359 | 32652.5004 | 12216.7991 | 4301.786 | 15921.5551 | 29798.8611 | 25884.4755 | 16016.696 | 11538.7016 | 19649.7934 | 10704.9126 | 19436.28 | 18749.1745 | 15955.2624 | 17824.6472 | 22743.0352 | 26596.2645 | 17454.9692 | 15605.1145 | 17370.0588 | 20578.5535 | 22919.1367 | 15826.155 | 13103.3824 | 17114.2664 | 18248.9371 | 25374.2598 | 20374.8036 | 14964.462 | 18636.5208 | 17360.9581 | 15830.1416 | 20911.8447 | 15835.7402 | 10647.1798 | 13830.054 | 17663.2798 | 16305.0556 | 20033.2133 | 21318.4377 | 25893.2401 | 34039.1138 | 24445.6913 | 9395.094 | 32274.3387 | 21898.8032 | 10759.8042 | 14875.046 | 14728.9603 | 19112.0725 | 24500.7737 | 6663.224 | 21550.737 | 17280.7501 | 10176.4072 | 30282.4996 | 39429.1424 | 26611.0285 | 25926.3516 | 16934.4283 | 19506.9699 | 17413.2002 | 18234.2928 | 33472.0866 | 14575.2021 | 13107.756 | 18536.7354 | 27697.5088 | 21338.4828 | 21810.8167 | 15407.4369 | 15444.5925 | 15556.5022 | 18866.555 | 9979.0475 | 11731.6408 | 15691.1193 | 18463.589 | 15513.2881 | 6592.7041 | 22747.2042 | 20761.6923 | 43347.5762 | 15106.711 | 11876.2631 | 18047.2582 | 15022.5486 | 21903.3554 | 19913.3585 | 24575.6766 | 23432.5541 | 32913.39 | 15495.1392 | 27418.4022 | 23885.517 | 17199.3041 | 18917.4954 | 21970.7289 | 20943.4737 | 17310.1417 | 10092.1445 | 31373.0841 | 16742.1541 | 11888.21 | 30374.2878 | 26275.0933 | 12476.2643 | 21094.3643 | 19227.2244 | 19687.1445 | 15442.6692 | 16558.2086 | 19968.5136 | 16856.5538 | 9129.5198 | 20215.9489 | 12909.4287 | 22891.3212 | 12224.4219 | 12480.921 | 33967.8866 | 18679.7472 | 10642.4858 | 22031.0565 | 26605.9754 | 16041.2901 | 12947.2231 | 22009.661 | 16953.5291 | 16577.1486 | 18698.2848 | 14511.0245 | 28068.7877 | 23197.923 | 19241.0734 | 19360.3178 | 20595.9915 | 18293.8647 | 18296.81 | 15358.0155 | 16731.9185 | 21397.7121 | 37720.5551 | 17007.7671 | 18817.2319 | 27895.6808 | 21442.321 | 19385.7434 | 28038.6008 | 28574.5387 | 11197.5638 | 17938.3235 | 8315.7818 | 10778.2578 | 23623.0473 | 18665.5948 | 25828.3354 | 21561.895 | 18123.3911 | 18641.753 | 12256.9973 | 12891.7508 | 19792.9678 | 15466.5687 | 18329.9252 | 12544.6944 | 17863.6235 | 23036.6136 | 25014.7132 | 25338.6572 | 17197.3337 | 16838.3168 | 13161.1031 | 17083.8103 | 16880.6456 | 36372.4753 | 23215.6303 | 23672.0159 | 15542.0871 | 32424.06 | 27345.0405 | 6669.9599 | 15326.7576 | 17492.2386 | 14315.2998 | 15237.6986 | 23711.0645 | 13267.7743 | 13740.9233 | 22621.0177 | 22894.7062 | 16522.77 | 16051.6326 | 29714.4964 | 13499.4636 | 27854.1973 | 21132.8 | 9397.2456 | 22646.8868 | 22292.3881 | 32229.7982 | 20044.3669 | 15157.8393 | 15264.9683 | 28922.7789 | 17198.1837 | 24261.6391 | 17885.4862 | 15507.1063 | 25646.8931 | 15694.1674 | 21658.5459 | 23636.0725 | 24177.9967 | 15322.9441 | 9272.7164 | 7505.5765 | 25435.0185 | 15149.453 | 21425.9001 | 19200.0726 | 17955.3443 | 13425.145 | 29517.4097 | 24963.8052 | 14212.6388 | 21871.6673 | 22564.1234 | 10945.544 | 32210.9432 | 10381.9068 | 17124.3673 | 10258.2551 | 24903.0601 | 17529.6505 | 24942.3428 | 29298.6709 | 12484.4012 | 22652.8704 | 6953.5226 | 25350.2324 | 21243.4118 | 9568.9205 | 13939.0563 | 22459.8792 | 28927.7598 | 16643.549 | 15015.9931 | 28552.6467 | 7787.4694 | 15673.9916 | 24489.3454 | 34646.0326 | 23389.1588 | 14970.8738 | 19679.2643 | 15949.6322 | 15997.8408 | 19444.188 | 13483.7812 | 19212.4228 | 19599.5793 | 18504.7891 | 13570.0488 | 13215.9547 | 26528.2027 | 18465.1804 | 23810.0245 | 34197.4032 | 13676.4063 | 1024.5697 | 15754.3656 | 24720.2515 | 12986.4665 | 13320.243 | 14107.7312 | 13346.4963 | 19437.7018 | 26530.4209 | 12256.6261 | 18335.3334 | 16045.3222 | 11930.1806 | 18542.9643 | 27217.4459 | 30397.5822 | 16880.1261 | 25279.2235 | 16534.7431 | 16715.8934 | 19141.4713 | 11629.5096 | 22924.9166 | 18054.0619 | 17471.0167 | 21681.7419 | 23378.834 | 11166.2891 | 16357.4993 | 11011.0684 | 25920.6785 | 5572.9353 | 18966.1801 | 13398.5689 | 25047.8815 | 11784.4496 | 22893.2246 | 29988.1309 | 16796.4645 | 12868.0061 | 21089.3601 | 14751.0689 | 15223.9294 | 19400.7028 | 37295.1803 | 17028.7232 | 17616.9294 | 17109.4558 | 15110.2248 | 16828.5579 | 17358.5745 | 18639.522 | 18861.8323 | 24626.068 | 17261.4765 | 22619.9758 | 22924.4153 | 34253.0903 | 11193.2525 | 17444.7008 | 19714.6154 | 13928.5678 | 20584.5333 | 16510.234 | 21577.8726 | 18051.3425 | 12957.7025 | 26174.9575 | 18814.6459 | 31314.4886 | 12038.755 | 24962.9966 | 13248.3477 | 23895.8759 | 15348.0802 | 1129.4678 | 29124.4156 | 14699.7496 | 10218.3633 | 14764.4873 | 20329.4711 | 20507.2984 | 16737.1983 | 13584.3996 | 18158.5233 | 25881.7338 | 19454.6581 | 14843.044 | 5900.5303 | 17887.3793 | 21539.5619 | 10590.6543 | 14245.5584 | 23594.087 | 10643.6617 | 16950.389 | 15445.1451 | 17290.8918 | 10719.1483 | 11306.9654 | 14900.9145 | 16068.3407 | 29634.1252 | 20138.7606 | 17440.9693 | 11904.4157 | 16688.362 | 20141.2081 | 31589.5459 | 17747.8333 | 10926.8996 | 11703.3977 | 7203.8908 | 11400.7698 | 13355.5805 | 29937.3787 | 31350.2162 | 19107.9335 | 20092.4743 | 25572.4058 | 40471.7668 | 35142.3958 | 20013.6442 | 28949.3439 | 8817.7345 | 19891.6572 | 18582.9486 | 18072.8847 | 16404.975 | 15009.1138 | 15038.535 | 18820.98 | 14376.4299 | 12314.0788 | 23351.3007 | 8971.052 | 13758.3578 | 21211.659 | 30759.8249 | 9664.8243 | 18331.4663 | 18360.7884 | 16137.9968 | 24227.568 | 22060.4777 | 14882.3803 | 31068.7659 | 31952.0908 | 26380.1202 | 20674.0765 | 21801.7159 | 22924.5389 | 14646.3747 | 23927.7538 | 23834.4617 | 21727.58 | 15685.3718 | 13264.8351 | 10939.9989 | 26537.5459 | 41259.4372 | 6382.9322 | 9768.3532 | 18140.5224 | 27102.5994 | 29413.5137 | 22047.7658 | 18546.9869 | 26352.65 | 26648.6928 | 13428.2661 | 18516.1415 | 23611.2207 | 25285.7044 | 17410.6385 | 10946.8638 | 15206.1351 | 19889.4003 | 34454.9094 | 22906.7871 | 18263.0358 | 22988.4906 | 16002.4234 | 20343.9094 | 21601.5466 | 18973.7592 | 12530.5085 | 21612.6775 | 19299.9965 | 16934.5749 | 24961.371 | 21090.1668 | 11773.51 | 21564.5609 | 22014.7466 | 14280.871 | 24641.7808 | 19953.0035 | 23659.7803 | 22549.483 | 18091.7064 | 9693.83 | 22512.4307 | 18654.8144 | 36081.2832 | 8644.2043 | 16657.3589 | 23233.8004 | 18670.4481 | 13864.3872 | 15899.7269 | 26984.1696 | 7845.0784 | 16299.1272 | 13934.7252 | 18022.138 | 21701.9686 | 14604.474 | 16669.1299 | 16260.5031 | 19528.7679 | 8461.1761 | 10512.7167 | 9233.645 | 26687.2683 | 26179.3264 | 21622.3762 | 22400.3389 | 20513.7149 | 20026.3142 | 19365.0997 | 5733.8031 | 18398.5015 | 18483.7233 | 12939.4853 | 19793.2193 | 15746.4555 | 8475.5564 | 13952.3208 | 15692.2289 | 28543.0736 | 20838.9417 | 22259.392 | 9140.7933 | 27021.4761 | 13352.699 | 24755.9632 | 18606.144 | 17146.3305 | 14409.6039 | 10934.5377 | 26086.0379 | 20958.3679 | 16894.3052 | 13385.3841 | 8271.3706 | 29605.7571 | 26248.5702 | 24865.5023 | 456.9577 | 23095.8014 | 9397.1072 | 13441.2552 | 19110.5493 | 14291.7345 | 20529.6523 | 14513.6093 | 16167.842 | 15537.0199 | 12292.672 | 9934.8412 | 16975.9712 | 14189.6656 | 11163.6535 | 11064.0139 | 16134.5798 | 22216.1635 | 21163.083 | 12964.4673 | 13036.0347 | 23436.313 | 21520.3713 | 12570.6123 | 19076.2894 | 14865.5303 | 18882.0051 | 7898.8428 | 25636.8107 | 23806.8213 | 14378.3893 | 15190.2638 | 13177.6787 | 20488.6397 | 20810.4761 | 16833.415 | 20676.9885 | 24848.3801 | 19109.7347 | 19946.0378 | 14211.6663 | 19582.4951 | 16970.3454 | 15060.1602 | 9032.9731 | 23296.1675 | 14988.7907 | 29662.5588 | 22503.5633 | 19280.5117 | 13745.0203 | 19239.9021 | 16530.6625 | 20199.128 | 16670.8628 | 21546.1526 | 14678.4322 | 8026.6805 | 16197.1041 | 9125.0881 | 23289.9897 | 25599.2789 | 18859.5364 | 14480.7497 | 12366.0141 | 23830.8206 | 24016.4526 | 17722.0976 | 8962.3406 | 20769.5 | 17260.56 | 29712.0753 | 14795.3806 | 32181.2608 | 10123.6504 | 24896.0005 | 9379.4976 | 17184.1943 | 32694.5587 | 16704.2667 | 13303.3869 | 29649.0043 | 28337.9498 | 18892.6376 | 18217.2762 | 13606.5705 | 19772.9046 | 13501.8089 | 14390.1596 | 15061.4543 | 15535.9361 | 20060.4636 | 12914.4839 | 13301.7033 | 28045.7263 | 13829.5835 | 18804.2386 | 15438.4639 | 22121.5567 | 9729.4049 | 13298.0339 | 14966.4129 | 30122.7181 | 14632.8278 | 19341.7389 | 13169.4069 | 21560.9491 | 16706.8436 | 16569.7281 | 12311.8077 | 24112.2074 | 28453.6302 | 21588.5105 | 13226.6762 | 21013.7689 | 20234.3425 | 32558.3325 | 15030.6987 | 23021.2521 | 16955.5298 | 25140.2611 | 16764.7538 | 13120.3459 | 22001.2088 | 9114.0361 | 20775.7286 | 20412.755 | 11063.8687 | 4430.1108 | 13962.385 | 20793.3833 | 18560.5017 | 15280.7221 | 25259.4319 | 11274.2403 | 24285.5873 | 21349.625 | 16869.702 | 21673.9657 | 17317.249 | 7849.3611 | 15813.945 | 14730.4051 | 9330.5009 | 17525.6089 | 13318.4852 | 34094.0633 | 7391.3499 | 14635.0155 | 20320.1778 | 26083.9296 | 26005.3365 | 11098.6161 | 8333.5278 | 22023.2023 | 11238.2458 | 16594.7324 | 15546.9895 | 27971.2989 | 15478.9824 | 25923.6289 | 41036.5604 | 13841.4625 | 16719.0345 | 27325.2394 | 8301.0865 | 19394.3103 | 21665.5893 | 12405.0176 | 17368.4061 | 19762.3297 | 11722.301 | 13710.186 | 12478.3326 | 17132.2219 | 27209.6368 | 11551.9997 | 15524.7186 | 27345.5219 | 32720.5259 | 21029.2041 | 6855.318 | 13849.7931 | 13817.8314 | 15598.9906 | 12395.5799 | 25116.3696 | 15460.4767 | 13152.2827 | 12792.3338 | 17762.1386 | 17372.343 | 16645.5995 | 10732.238 | 20626.9355 | 24244.335 | 24122.4108 | 19002.5726 | 14345.1796 | 17679.2429 | 35498.8405 | 15396.9034 | 17116.9116 | 13026.4356 | 10199.3023 | 9856.13 | 17575.8325 | 17901.814 | 24568.2905 | 17079.8157 | 25494.7888 | 20656.4025 | 31996.8639 | 25206.5519 | 16432.1657 | 17400.9446 | 20853.3306 | 11236.0081 | 24388.746 | 13451.8731 | 31112.2785 | 20176.2501 | 13223.1039 | 17677.5984 | 18865.8097 | 18264.1397 | 13667.616 | 28400.9931 | 18016.2159 | 24841.7375 | 9828.8039 | 17529.8066 | 11323.1806 | 22628.9199 | 16750.9542 | 18329.0727 | 14933.9177 | 20051.3782 | 11368.0079 | 16544.0484 | 19864.3713 | 18942.3009 | 13252.549 | 16637.9407 | 15351.2758 | 29149.0052 | 10774.0478 | 24427.3382 | 20983.9839 | 11383.8967 | 10542.081 | 17653.8577 | 22577.28 | 12195.0856 | 15018.1975 | 21920.7118 | 14046.3625 | 17317.4118 | 22100.1931 | 24394.0079 | 22793.6759 | 26968.277 | 11290.1821 | 14609.4216 | 17014.4127 | 13585.5753 | 19982.931 | 29836.1462 | 19668.7852 | 20073.6915 | 10933.6531 | 42814.3247 | 18206.5813 | 12566.4319 | 15565.5857 | 14004.3354 | 29595.5923 | 12876.6918 | 26572.4446 | 22189.2321 | 18970.2952 | 26755.4915 | 12571.3274 | 10928.3722 | 42357.3859 | 10627.128 | 31194.7349 | 20492.6976 | 13118.8676 | 32717.6055 | 19675.9408 | 21215.1462 | 19918.946 | 20119.2933 | 20026.5847 | 17518.6386 | 20244.8934 | 16134.3603 | 22584.691 | 19917.8211 | 14943.1797 | 15872.0598 | 14011.3055 | 25617.1399 | 9544.6775 | 14673.2699 | 20778.7837 | 28657.777 | 34911.586 | 7727.8874 | 28405.1422 | 28877.2931 | 14039.331 | 21504.5336 | 14021.7126 | 8866.8169 | 19551.6254 | 15304.6749 | 17476.8134 | 16317.6602 | 22805.15 | 21791.3136 | 14634.9654 | 14464.6583 | 30020.2448 | 16445.7059 | 10458.5625 | 13487.7587 | 17409.6644 | 16986.6572 | 19844.0217 | 19847.2359 | 14236.2088 | 22950.3887 | 11260.6276 | 19570.5257 | 30190.4639 | 16999.4488 | 11412.7033 | 22906.6726 | 29883.1288 | 20586.8452 | 12465.1513 | 16005.5959 | 6511.4235 | 17991.2443 | 10456.8569 | 19971.6865 | 12848.1567 | 15030.2619 | 17562.7963 | 17599.589 | 25279.6627 | 15361.1703 | 26457.8446 | 31319.8595 | 20598.9175 | 7305.9742 | 24033.8359 | 25266.5872 | 20656.0398 | 15224.6233 | 17861.4713 | 28089.1972 | 14960.9184 | 22943.5216 | 21231.4536 | 26588.1979 | 15936.0638 | 16750.9757 | 35202.5021 | 22586.9886 | 18456.5069 | 19392.3003 | 15491.3572 | 13400.3351 | 18056.6141 | 8918.3007 | 28650.8261 | 21256.2927 | 28267.3019 | 18197.4292 | 22269.0361 | 34624.6149 | 12656.7418 | 15965.0648 | 21913.3088 | 12657.7345 | 23584.7275 | 10359.3244 | 14658.0696 | 20694.5715 | 27576.5246 | 11097.1922 | 14610.2519 | 27769.0691 | 19199.4998 | 19274.1727 | 18886.7226 | 11728.5919 | 20959.0958 | 12350.0077 | 12811.055 | 9032.7472 | 18262.4796 | 9589.3559 | 22616.6347 | 13042.562 | 15373.9373 | 10360.8709 | 27372.2443 | 16319.1565 | 21759.7281 | 29897.7275 | 8724.2409 | 9610.6593 | 8112.022 | 19429.9275 | 14821.3223 | 28313.5678 | 11016.7285 | 27052.3086 | 9840.1992 | 29969.9063 | 10262.1285 | 16587.6668 | 16536.891 | 26767.4376 | 37444.4825 | 23021.2665 | 25015.543 | 16061.1629 | 12998.7177 | 17840.4558 | 27700.135 | 10641.0489 | 33857.9944 | 15092.424 | 20952.533 | 4518.5098 | 16192.3758 | 18423.5771 | 13618.3822 | 15935.451 | 23559.5029 | 21053.148 | 12170.6142 | 10076.9049 | 27978.794 | 9577.4734 | 16608.7934 | 12569.7257 | 12927.563 | 21621.6163 | 13145.95 | 30490.8783 | 16850.8719 | 7074.6409 | 16545.766 | 33691.1294 | 15878.8454 | 20879.1305 | 19447.6517 | 19085.2258 | 16625.4159 | 27401.9407 | 22722.3337 | 22851.7417 | 18738.4938 | 24716.1409 | 11471.6003 | 25325.3688 | 22219.1485 | 10513.547 | 19693.1048 | 26175.1588 | 9953.878 | 14466.4879 | 15801.7379 | 25703.1301 | 12334.9118 | 23542.7316 | 8929.0261 | 18763.3888 | 9446.8884 | 27246.0627 | 13660.1782 | 22364.7633 | 20358.1783 | 25748.3249 | 14211.7183 | 9313.2991 | 20109.8692 | 16950.4591 | 22788.9497 | 14299.2544 | 23746.5675 | 22289.7134 | 13873.4907 | 26997.0875 | 21111.6452 | 12219.7818 | 25575.1258 | 12714.8252 | 6854.4266 | 11593.9904 | 11979.4273 | 30919.1766 | 26869.4963 | 13557.2247 | 20180.1703 | 23860.0779 | 20291.9755 | 17216.5351 | 27049.8096 | 22443.1453 | 5447.0403 | 22445.1988 | 14947.7515 | 14715.5226 | 16510.466 | 19287.1325 | 8873.9611 | 8452.0303 | 15949.1401 | 10533.9363 | 16178.5935 | 16038.743 | 22547.4004 | 31125.9128 | 31868.0128 | 10942.0901 | 21816.168 | 10369.1131 | 20085.4991 | 21520.3657 | 16566.0536 | 24278.8111 | 20090.4418 | 28119.4202 | 9329.7354 | 27254.3387 | 13358.2019 | 21191.3757 | 20310.5267 | 32876.7559 | 10604.1994 | 23792.7018 | 15008.2822 | 25718.971 | 23251.868 | 30172.0286 | 10894.9627 | 21789.8295 | 15348.3004 | 9576.4138 | 14914.8366 | 23385.5977 | 19533.0538 | 12423.5171 | 20390.7737 | 25996.7594 | 5590.6913 | 20704.8975 | 17431.6133 | 27729.6249 | 29032.9669 | 6236.5366 | 15284.1779 | 16351.3049 | 15883.0537 | 22094.6571 | 11933.1029 | 29848.1004 | 19805.7696 | 5318.4811 | 15718.7477 | 14560.8234 | 24439.3663 | 19564.4592 | 16308.3228 | 12184.1667 | 26835.5477 | 33668.1509 | 15478.5654 | 14754.3357 | 12681.1667 | 24324.4223 | 22533.9689 | 15746.3307 | 13481.1956 | 9026.5101 | 20480.8768 | 20739.4938 | 20873.8266 | 33424.6464 | 18167.0156 | 9279.5835 | 14676.3837 | 16618.9734 | 19089.1617 | 20217.8894 | 35003.3343 | 18805.6105 | 12615.1756 | 18888.8011 | 30122.5036 | 13241.6464 | 17554.9856 | 20204.3156 | 8121.6148 | 13514.2923 | 24361.0124 | 22435.0867 | 21688.9859 | 8341.6301 | 17110.8667 | 15037.3958 | 16508.9782 | 29158.255 | 21139.7584 | 12317.4154 | 18734.9841 | 10082.4169 | 13739.8315 | 12957.0748 | 14932.1604 | 17313.6165 | 25118.6741 | 18566.8479 | 16360.4759 | 12251.4419 | 17304.8381 | 17630.9789 | 10122.4928 | 17186.2074 | 18270.6054 | 26233.8214 | 19781.8934 | 12833.1355 | 21733.2204 | 15844.8236 | 35391.2424 | 17765.2192 | 19619.2487 | 13441.8635 | 19418.5117 | 21221.3451 | 27195.0182 | 18402.4888 | 8572.2015 | 36339.2937 | 17714.7169 | 16768.8493 | 10721.8299 | 15693.3302 | 19156.779 | 22973.0116 | 16718.9907 | 13093.2341 | 23960.019 | 13108.8791 | 19077.4175 | 28447.6314 | 30231.7449 | 7612.3089 | 35304.716 | 28511.3017 | 18023.8029 | 9303.0492 | 10344.2075 | 22023.1154 | 11193.4712 | 20483.6343 | 15332.7925 | 10779.9521 | 22929.062 | 22630.116 | 48184.1045 | 15350.2688 | 22360.7054 | 29401.5535 | 10622.4484 | 13719.0888 | 17797.2325 | 19941.1314 | 12551.3176 | 18969.1353 | 10907.7857 | 6120.0831 | 22075.9688 | 14707.4614 | 20187.991 | 25692.6963 | 17078.5644 | 19597.8867 | 22308.0814 | 17775.6906 | 20691.5377 | 29864.3749 | 28302.3547 | 18944.6315 | 21096.8758 | 4877.7962 | 10488.5572 | 13557.1433 | 14271.3716 | 16438.9596 | 15906.6133 | 11548.9261 | 17515.3822 | 12765.3048 | 27718.2604 | 19809.9538 | 23856.2581 | 24489.6587 | 13783.9572 | 13364.4997 | 28245.8207 | 21892.8558 | 13697.9541 | 11293.0873 | 30888.0598 | 26701.0737 | 19892.0293 | 20768.5639 | 12935.1395 | 24779.3263 | 6115.3657 | 15665.226 | 16517.0018 | 30716.6438 | 18621.8299 | 25962.9727 | 12855.9495 | 16018.0797 | 18265.0114 | 11385.1154 | 11381.0494 | 17606.9232 | 12262.2853 | 26303.8918 | 22257.502 | 21485.6717 | 18539.2652 | 24714.7736 | 23238.916 | 17764.1471 | 10505.9407 | 12954.8046 | 24521.1677 | 13684.7301 | 17207.8451 | 25778.7968 | 27838.9787 | 18515.8877 | 21067.5794 | 19759.8439 | 17609.1686 | 24098.488 | 16691.0611 | 15605.5813 | 28159.747 | 13300.3975 | 21961.4561 | 20397.3801 | 14824.7583 | 21164.3111 | 19128.7358 | 15889.0594 | 30717.7027 | 14450.509 | 10829.9009 | 19952.7905 | 32101.0266 | 14690.7367 | 13140.4619 | 21369.171 | 12821.9597 | 42401.0372 | 29680.559 | 18213.3796 | 20326.7604 | 13431.525 | 29300.0505 | 12146.2551 | 22133.4379 | 12095.3487 | 14384.3634 | 29978.1386 | 14437.5436 | 42910.0117 | 8306.918 | 16946.7549 | 14012.8766 | 13466.9745 | 14468.0547 | 29174.3124 | 12476.3775 | 15442.8291 | 20185.5013 | 19010.8288 | 15497.4368 | 25480.3571 | 17425.4322 | 24672.8023 | 15146.1845 | 13270.6036 | 20314.7448 | 12198.0622 | 21533.9074 | 21170.7035 | 32105.9977 | 16814.6222 | 29406.3077 | 13478.0715 | 16775.4682 | 23558.9537 | 12888.9988 | 19276.8116 | 17502.1655 | 2136.9594 | 26144.5231 | 12386.546 | 35888.5509 | 14027.5482 | 12607.7608 | 27661.5628 | 19042.8894 | 27255.4779 | 20635.397 | 19019.502 | 21769.914 | 14254.9747 | 26885.745 | 17817.086 | 35782.2726 | 9892.361 | 22539.4239 | 19664.634 | 14086.5249 | 29623.9615 | 23826.6299 | 17558.3004 | 16500.7214 | 16490.7511 | 24249.6492 | 11947.7272 | 14941.1107 | 18498.7338 | 2550.2908 | 19854.0201 | 16214.1561 | 31858.0759 | 23703.9184 | 25010.1451 | 23556.6787 | 28711.4723 | 14407.176 | 11513.6119 | 36377.3247 | 15233.6611 | 15182.1145 | 15059.9506 | 28264.1043 | 18643.1343 | 20907.1001 | 21709.2574 | 12224.6589 | 27135.3962 | 30231.3455 | 13640.0587 | 8297.6636 | 21051.7937 | 22551.4561 | 18859.8611 | 12112.7142 | 26784.9663 | 22208.8696 | 28942.4539 | 5808.9932 | 20526.8053 | 21134.105 | 15721.1541 | 11933.1018 | 18287.7659 | 23349.0562 | 20001.9876 | 26932.4417 | 25360.7861 | 20970.7786 | 17402.8531 | 23221.9515 | 28838.1304 | 15396.4948 | 23704.6759 | 6390.3789 | 24669.372 | 8081.9814 | 31808.0815 | 8574.6286 | 15723.1794 | 17428.8007 | 16498.5763 | 8464.9051 | 18386.7821 | 24490.2508 | 16307.7161 | 26299.0072 | 15504.3009 | 22694.4761 | 17229.5643 | 19912.2134 | 14514.5655 | 18745.6856 | 10939.9888 | 17043.2931 | 20428.0861 | 20202.1436 | 11135.3325 | 30498.2076 | 18461.7201 | 23618.0618 | 20221.0168 | 12253.9441 | 20681.1679 | 32831.1766 | 18193.312 | 12084.5213 | 16051.5447 | 17436.0451 | 11971.7438 | 7272.2837 | 15624.3057 | 24016.7602 | 12606.8651 | 21489.0971 | 20883.9112 | 15110.7073 | 16615.643 | 21451.2342 | 20920.4923 | 12680.2698 | 28790.6236 | 11692.6164 | 30255.1587 | 31696.5649 | 11258.68 | 15802.5183 | 16541.4238 | 24008.4861 | 30674.1509 | 14988.2261 | 19651.2962 | 20831.43 | 9425.3804 | 9869.6026 | 32747.0064 | 18374.9638 | 19648.4983 | 16445.3233 | 16416.4411 | 16096.1341 | 21249.9178 | 12861.4074 | 21908.4807 | 26103.6935 | 13372.4072 | 11759.6555 | 24160.7378 | 15258.2687 | 10794.0018 | 26477.1857 | 18653.712 | 12493.2836 | 18855.0023 | 27542.8692 | 20768.6758 | 24372.1476 | 20598.5624 | 37351.8844 | 11066.7511 | 18361.3551 | 11169.5688 | 34624.1335 | 18304.4296 | 7963.185 | 23010.8941 | 10093.6707 | 26858.926 | 21706.3045 | 17014.8794 | 32353.8249 | 19032.3397 | 33581.3712 | 37567.57 | 19212.998 | 30227.9878 | 25667.0533 | 21294.9681 | 30168.314 | 18110.1618 | 16595.0481 | 11587.8327 | 8337.3167 | 25310.9221 | 23028.5695 | 16442.1247 | 23006.5739 | 14162.8165 | 15765.0202 | 10498.5237 | 17040.8416 | 18001.4738 | 33170.5897 | 23082.6535 | 12321.1774 | 28662.5435 | 18229.0351 | 21538.3893 | 14883.6961 | 26737.719 | 27475.8027 | 23700.7429 | 35561.1924 | 23827.3712 | 17765.631 | 16747.1201 | 9414.5472 | 12930.8416 | 13077.8059 | 19594.3632 | 11956.8993 | 17210.6378 | 20127.6529 | 26046.591 | 19128.8169 | 16641.0617 | 23920.4534 | 18278.6624 | 13017.6292 | 21369.9939 | 8597.3267 | 14201.24 | 14177.3325 | 10468.2619 | 19345.8068 | 15450.0478 | 48878.9777 | 31132.6356 | 18251.0256 | 12760.4904 | 19133.1665 | 28380.2311 | 16602.6172 | 15591.9843 | 24257.5421 | 19415.0077 | 22349.4333 | 10702.9343 | 23132.7393 | 17870.4424 | 15157.166 | 13768.5714 | 14668.707 | 22306.3084 | 15483.7114 | 17868.1617 | 17861.8241 | 8107.5892 | 22117.3371 | 18559.1394 | 18942.9695 | 22402.4974 | 20017.2853 | 17569.1559 | 17803.6662 | 13421.3116 | 16425.7912 | 17805.4121 | 12845.8844 | 16802.4044 | 11075.7123 | 24420.4981 | 9699.0054 | 7253.1674 | 20489.6241 | 25780.9142 | 12268.3105 | 17147.8785 | 13618.4598 | 30723.9347 | 21054.3898 | 21994.5656 | 26908.563 | 18651.1325 | 22836.0726 | 12477.126 | 20871.3721 | 19678.2284 | 9281.3781 | 19795.7019 | 10645.7425 | 14863.0633 | 35465.7129 | 14308.4824 | 18905.5453 | 18227.9039 | 9841.6736 | 21259.385 | 23376.7495 | 21430.8682 | 16168.5285 | 11513.7916 | 12989.8859 | 8053.3386 | 24737.5753 | 11864.5138 | 19999.8501 | 26835.8981 | 17842.1676 | 29146.7234 | 17338.0056 | 23556.1579 | 19701.932 | 13535.6197 | 23311.3998 | 16926.4392 | 26998.2701 | 10864.5339 | 16876.2035 | 22009.4459 | 23627.8137 | 26889.3298 | 15908.2404 | 12966.5064 | 10113.8827 | 15052.3772 | 16341.6207 | 20278.1038 | 26206.588 | 12701.5332 | 22007.8443 | 16965.7812 | 13204.4261 | 24680.4432 | 17537.4406 | 28970.8629 | 19693.5915 | 16281.434 | 15243.8925 | 15543.6313 | 18196.0586 | 28031.5811 | 21802.3304 | 21860.0452 | 15844.8828 | 14542.7268 | 24259.5502 | 8172.5678 | 13284.5055 | 12309.5719 | 27661.8519 | 18624.8722 | 11768.6082 | 16872.519 | 16655.2648 | 25560.9165 | 25783.439 | 11111.4714 | 15743.0718 | 13192.3304 | 21064.6329 | 23358.2827 | 20028.653 | 27792.4439 | 27089.3123 | 25446.1069 | 23950.0995 | 24865.6305 | 13718.4233 | 11895.0083 | 21930.3433 | 15771.3023 | 21012.42 | 17967.8257 | 27523.8699 | 17489.1028 | 17276.9847 | 11406.6091 | 8774.1464 | 16275.4765 | 16356.8437 | 27192.5676 | 26085.9302 | 18191.451 | 12209.9792 | 10634.6129 | 7946.6298 | 13186.2907 | 21763.6298 | 12489.7967 | 14369.2419 | 18374.3123 | 11718.9172 | 21488.1041 | 11142.829 | 10351.5188 | 27878.6319 | 19477.1667 | 15978.5765 | 9622.7061 | 27359.8147 | 16554.9406 | 16177.108 | 17683.2603 | 18090.3953 | 18780.3783 | 14540.9192 | 25569.3714 | 11188.9172 | 16745.4364 | 11098.6754 | 17289.4329 | 7489.6038 | 16550.7231 | 11802.8462 | 27140.2579 | 19149.8262 | 12600.46 | 17755.9471 | 17682.2735 | 12992.4957 | 12512.5639 | 18958.5405 | 21062.8585 | 17390.414 | 14852.4072 | 17345.8843 | 14320.2782 | 15322.2803 | 17676.6285 | 20530.3823 | 25939.2694 | 13156.7441 | 31464.5295 | 33504.0838 | 33652.5573 | 23971.1472 | 26808.3399 | 15393.0325 | 20574.499 | 31010.9142 | 24535.0149 | 19253.4644 | 20751.4109 | 21510.7759 | 25838.0658 | 15710.7461 | 13380.7056 | 26689.9378 | 11607.9935 | 18358.5063 | 11296.3568 | 23318.8143 | 22983.5171 | 14468.3045 | 15036.9292 | 17188.974 | 8300.4185 | 19211.6646 | 28756.6148 | 14249.433 | 14380.1468 | 11371.4523 | 11507.9928 | 11306.4903 | 7498.0961 | 12519.4295 | 29398.158 | 30223.5652 | 6598.3982 | 24005.2119 | 21531.2514 | 21275.411 | 24064.1523 | 14878.69 | 19673.0947 | 22118.1131 | 15626.1658 | 17319.4306 | 22583.836 | 27950.103 | 26426.1241 | 20901.8423 | 14981.5701 | 20340.7865 | 11476.9681 | 17872.8925 | 28749.9648 | 20692.7971 | 12378.7862 | 19565.9174 | 15233.5043 | 12462.1495 | 19913.4633 | 23021.0903 | 24254.5552 | 11946.4223 | 17973.7838 | 25913.5544 | 22329.6227 | 8263.7079 | 20939.8084 | 23633.9258 | 9340.2969 | 13811.7499 | 18602.403 | 12109.7292 | 15652.7031 | 2076.7029 | 17783.1128 | 25271.1531 | 21776.3447 | 19393.8776 | 20883.8304 | 14190.8104 | 26526.0654 | 26916.1352 | 26762.9098 | 32544.2719 | 21801.1418 | 18310.3464 | 40132.2029 | 19136.1291 | 35855.9717 | 15736.9285 | 39780.041 | 16849.457 | 16935.305 | 34813.7473 | 20627.0582 | 19451.3564 | 13490.535 | 10039.7848 | 17245.1968 | 39052.7681 | 20291.1416 | 13226.6186 | 13248.3256 | 10173.6679 | 23129.5574 | 21893.2226 | 11153.29 | 32141.1602 | 24542.5078 | 9832.7425 | 9932.802 | 20286.1916 | 27765.4602 | 15542.7882 | 18628.2999 | 18010.3871 | 12905.0126 | 29154.2083 | 13054.8865 | 10584.4885 | 13563.0784 | 14664.4892 | 19624.4117 | 25902.8967 | 17860.8542 | 31850.5226 | 13056.4577 | 30105.614 | 11838.1673 | 15615.6694 | 15230.6645 | 17654.7562 | 15183.8595 | 12139.0174 | 14885.7386 | 15377.6031 | 15778.7789 | 14595.9738 | 17571.9289 | 16153.4305 | 17479.4697 | 19659.6015 | 19801.9625 | 40501.7768 | 20686.3153 | 18306.0895 | 20290.2049 | 15659.7464 | 12853.4299 | 21491.503 | 17985.27 | 28368.7079 | 21829.6535 | 12244.6912 | 30637.2921 | 20794.8727 | 14936.9479 | 37400.2032 | 11535.1602 | 20065.225 | 14339.1221 | 16547.7026 | 28649.0523 | 16574.7104 | 27655.5539 | 11184.7134 | 24015.0624 | 18402.2758 | 12029.9263 | 11117.1135 | 18034.3484 | 28807.4105 | 18292.9663 | 21572.0453 | 9950.0065 | 16144.3125 | 18060.7194 | 15657.8661 | 25293.7713 | 28609.0347 | 16097.1011 | 26298.4827 | 21708.2634 | 22303.8073 | 11120.8526 | 17994.75 | 24339.7703 | 14563.4573 | 27328.9905 | 30542.3146 | 12579.5004 | 17810.9771 | 17471.2081 | 19393.3397 | 15022.884 | 35538.0213 | 27645.6115 | 10248.1786 | 11376.7449 | 25189.6809 | 25519.9685 | 20781.9992 | 16316.8832 | 11939.1445 | 24145.5689 | 12653.5553 | 14886.8487 | 22635.4981 | 12873.5324 | 32343.232 | 16796.781 | 19767.1447 | 20015.728 | 18389.1757 | 15293.8634 | 15563.039 | 14246.89 | 15593.8249 | 15262.2946 | 36932.3897 | 26939.8268 | 24099.4023 | 19065.8017 | 23304.918 | 15715.5717 | 19084.0149 | 15624.1749 | 16718.9822 | 11636.0701 | 23378.8807 | 18213.5761 | 16154.9481 | 15886.8205 | 28279.3386 | 18634.9742 | 8184.1675 | 16446.637 | 18619.2831 | 20009.6314 | 25032.8982 | 11347.8607 | 19924.2334 | 11784.2706 | 16945.2242 | 15580.7823 | 22061.4952 | 13568.4102 | 21367.995 | 2470.9901 | 17316.1288 | 12162.4105 | 9015.9402 | 28595.0427 | 21907.0964 | 28511.3914 | 13579.5829 | 12321.4211 | 17692.3026 | 23225.0327 | 13303.5085 | 19861.9264 | 12938.5459 | 27056.6533 | 11489.3629 | 18102.8575 | 19373.523 | 13045.1353 | 25747.6079 | 21611.4652 | 15917.2228 | 32352.5241 | 25562.5288 | 10601.5382 | 17212.0385 | 28138.9391 | 14565.7047 | 19961.3264 | 15767.6545 | 30614.0827 | 17116.9044 | 14649.621 | 5503.7 | 24498.7447 | 16931.0226 | 23298.9802 | 23641.2864 | 22699.4567 | 23797.5147 | 17984.6883 | 13187.9479 | 18815.8165 | 24059.025 | 17852.3513 | 22637.9547 | 25974.0264 | 17506.2772 | 22645.899 | 21598.5589 | 19753.1991 | 18498.3626 | 9893.5203 | 16735.9349 | 9430.7529 | 26181.4359 | 10346.7359 | 21586.2662 | 39080.6871 | 14986.4397 | 22934.6074 | 10099.7052 | 24667.9251 | 15092.0423 | 10950.4825 | 12518.6534 | 16690.2515 | 14219.6247 | 19250.1919 | 16927.4449 | 31442.8869 | 18797.9165 | 22678.5187 | 18205.6384 | 20788.1267 | 23451.7994 | 16329.9293 | 35485.8251 | 16818.1764 | 32607.622 | 14079.4408 | 17153.1598 | 13685.6452 | 10571.9559 | 21176.183 | 20474.8527 | 32434.8874 | 17394.9029 | 13032.1947 | 23061.9736 | 18413.6291 | 17985.7686 | 40915.5576 | 20663.8367 | 17781.6118 | 17845.1819 | 18346.8534 | 30627.2043 | 33382.9221 | 10600.4977 | 9559.4979 | 8114.1628 | 7467.8551 | 26742.7999 | 25639.3494 | 16431.8967 | 23384.7815 | 16785.3369 | 15318.7129 | 21236.5953 | 13279.7069 | 10777.3829 | 27037.9587 | 28525.6936 | 7157.3489 | 22035.0219 | 21315.2822 | 15821.6814 | 23158.2973 | 24588.5076 | 28114.2041 | 20811.2624 | 28676.4873 | 10545.9441 | 21794.4573 | 9983.6662 | 15060.5144 | 20224.7232 | 10516.0159 | 18007.7492 | 12987.449 | 19882.0088 | 18722.8247 | 17899.1536 | 25340.2883 | 9572.4513 | 18265.4638 | 26942.8617 | 31641.3629 | 16720.5918 | 19806.4684 | 19297.5735 | 23117.4054 | 26026.4154 | 31324.6385 | 22812.0168 | 16310.5405 | 20736.6874 | 15278.7608 | 14085.1625 | 9891.049 | 31111.787 | 12273.4069 | 8750.9534 | 10665.001 | 13149.3757 | 14650.6681 | 22498.5168 | 11464.8641 | 24144.6141 | 16109.4152 | 34838.2504 | 29730.8984 | 23734.6495 | 26264.7685 | 27203.4059 | 21086.8942 | 11330.4487 | 20255.5741 | 19619.1084 | 18801.8301 | 30011.9777 | 34065.4957 | 16921.92 | 12935.7782 | 17678.8154 | 20254.5527 | 24028.0999 | 24698.2981 | 15861.1745 | 29338.034 | 12524.5723 | 20795.7824 | 16159.3707 | 8552.6003 | 25057.1832 | 18225.5768 | 27989.9614 | 20817.6044 | 14837.3149 | 22487.5102 | 18605.1645 | 19199.1592 | 17218.3539 | 8276.8497 | 19396.201 | 21692.5033 | 32800.4701 | 27778.9819 | 17399.7039 | 11114.6375 | 11642.0827 | 15817.5383 | 16931.2517 | 27155.0652 | 17253.4683 | 19139.0517 | 7389.8218 | 14893.4608 | 10947.2607 | 18558.6652 | 31878.9044 | 20805.0709 | 26954.3484 | 36418.7739 | 23380.7242 | 14385.3494 | 29077.9675 | 17788.719 | 27467.6851 | 11773.838 | 23568.3941 | 24317.3845 | 26234.2077 | 13005.9212 | 16878.1326 | 31847.7999 | 22058.0009 | 16352.8666 | 14396.65 | 27591.9477 | 26580.809 | 11150.244 | 24408.9957 | 18944.0332 | 4841.5978 | 22215.9133 | 16976.5649 | 10203.8209 | 20861.6763 | 13931.662 | 28204.2023 | 16403.7617 | 13621.3098 | 15614.0107 | 18850.2822 | 18703.9618 | 16012.889 | 20349.6415 | 10985.0373 | 8053.7277 | 20656.8748 | 13321.5778 | 24285.9461 | 13118.8221 | 25896.8996 | 8127.239 | 34906.8283 | 32932.2094 | 22775.8752 | 17185.3102 | 19696.1053 | 16456.1289 | 14932.9457 | 9862.0958 | 22445.1608 | 16051.1448 | 11705.7067 | 22699.6546 | 16567.8924 | 30395.2019 | 22280.177 | 21597.9484 | 16294.0418 | 20246.1118 | 27094.7925 | 21313.477 | 9759.3318 | 12337.14 | 13828.4331 | 15829.5734 | 10112.8865 | 17091.2843 | 14261.4103 | 12388.2364 | 17531.5371 | 24542.9917 | 22471.4453 | 20485.0819 | 13390.7998 | 21844.0443 | 16635.5735 | 12320.6771 | 22342.0738 | 14338.0892 | 19473.8519 | 16817.9685 | 24884.9916 | 13272.8337 | 18284.9876 | 18703.13 | 22530.4353 | 22798.928 | 10121.9905 | 10867.0022 | 20263.2245 | 18414.1242 | 13856.0678 | 21362.7446 | 12346.3817 | 15121.1224 | 20039.3201 | 17063.6913 | 20674.1691 | 20688.5376 | 14874.0664 | 10605.9616 | 26378.5446 | 22239.8349 | 20054.6482 | 18097.751 | 15741.4096 | 21607.585 | 27480.0637 | 16351.0883 | 26824.2917 | 25456.8965 | 13764.7965 | 27366.3899 | 13562.3189 | 10333.8674 | 17192.0351 | 11468.2814 | 17847.9061 | 28257.5225 | 7288.9344 | 32395.9583 | 22566.4857 | 17519.263 | 23179.8443 | 13912.2117 | 19848.868 | 19131.327 | 18881.2805 | 10987.4447 | 16399.0376 | 24514.1725 | 25358.5299 | 28334.2257 | 11925.4081 | 13897.7803 | 12273.4927 | 13775.3544 | 8772.9049 | 20813.0463 | 15001.6748 | 27095.8721 | 16212.5487 | 16149.6703 | 23708.9709 | 15041.3474 | 12087.9007 | 19135.5923 | 26307.5955 | 28006.2501 | 19019.3167 | 11803.6119 | 24208.158 | 14862.8626 | 18501.978 | 16766.4716 | 17555.1026 | 20331.3663 | 21360.5683 | 18687.4126 | 22171.8697 | 9890.7735 | 10075.3561 | 18264.7168 | 17161.7236 | 17393.6012 | 20722.1867 | 25714.489 | 29935.7343 | 17181.8605 | 18008.2962 | 13456.6262 | 20575.399 | 19538.7688 | 17116.1367 | 17371.6402 | 18730.4944 | 12561.8184 | 15550.1948 | 22868.7246 | 19238.7107 | 13963.355 | 17015.0635 | 15094.1272 | 13455.3013 | 15556.5841 | 28844.5679 | 15480.0544 | 11182.9397 | 8996.363 | 22126.3032 | 20821.429 | 18127.5798 | 10558.4571 | 19555.3794 | 10589.6457 | 18677.696 | 11064.7589 | 30433.4746 | 8157.7266 | 10572.0938 | 19430.4999 | 10980.3487 | 24548.438 | 22868.3792 | 15043.582 | 14845.2443 | 13434.1725 | 14765.9881 | 12401.4978 | 15107.694 | 11858.373 | 15920.0002 | 20884.198 | 11327.5096 | 26429.8772 | 26233.2426 | 23431.0668 | 9209.2123 | 12698.1634 | 14243.7187 | 18885.205 | 10524.7621 | 15126.6806 | 24531.4491 | 10808.6193 | 22810.0308 | 12766.8983 | 27543.4334 | 18520.1112 | 21384.3426 | 20891.6299 | 25090.508 | 14862.1945 | 26918.4341 | 18825.336 | 12780.1494 | 25158.4152 | 27197.3852 | 22873.0756 | 17704.1074 | 16255.7252 | 20909.4672 | 17420.9343 | 19104.3508 | 12281.3215 | 9289.7923 | 27248.1887 | 18578.3004 | 20929.9034 | 1429.8274 | 33051.1632 | 17745.1561 | 18078.8698 | 16699.3511 | 25081.6564 | 14517.6906 | 11208.7854 | 35999.712 | 27252.7375 | 20624.7123 | 7833.2352 | 40282.3924 | 13107.9367 | 10484.0379 | 18736.5261 | 26712.0326 | 29486.3388 | 18541.552 | 38172.2051 | 30585.1786 | 19754.5721 | 14446.7106 | 19692.0671 | 8645.1306 | 18488.0169 | 19042.6167 | 26039.6603 | 26301.7468 | 14869.3727 | 29957.3515 | 13355.1164 | 12748.144 | 13695.3245 | 27370.1253 | 14419.4521 | 32327.892 | 17307.0268 | 14010.2279 | 13150.9073 | 16241.7702 | 17348.0924 | 15998.0249 | 22578.5315 | 12689.6015 | 11844.4671 | 14969.7723 | 8811.799 | 13233.4482 | 12659.944 | 18633.3338 | 15793.6488 | 19929.316 | 44858.881 | 21388.0191 | 17153.239 | 16220.4346 | 10396.5348 | 17926.397 | 18008.2829 | 12852.7653 | 11230.3702 | 12424.7132 | 19148.9103 | 20754.0799 | 17303.7085 | 21900.2059 | 22703.9861 | 28681.3938 | 27903.8375 | 14774.3111 | 31424.4979 | 14993.4417 | 23269.571 | 9836.2825 | 11366.4755 | 28074.601 | 15287.6757 | 13754.4319 | 19782.6104 | 6845.2045 | 9695.8235 | 27083.2665 | 35530.532 | 15862.4674 | 10850.6133 | 29372.2614 | 17941.9139 | 21437.4804 | 18700.7596 | 23924.8121 | 14579.4585 | 15654.7724 | 18110.052 | 17311.2299 | 20020.8387 | 13105.6922 | 21684.1242 | 11351.2786 | 25968.395 | 18764.8346 | 22777.676 | 23701.7711 | 26958.1894 | 26967.1769 | 24178.1318 | 21627.5004 | 23659.2088 | 18911.7805 | 21914.0204 | 14208.9419 | 22303.2462 | 22921.7486 | 15593.6041 | 19152.8831 | 27548.793 | 35031.4449 | 25815.9612 | 15015.8551 | 13592.1941 | 15913.0733 | 17099.7014 | 17010.5917 | 30015.845 | 16902.9654 | 10733.3354 | 17484.841 | 15315.3803 | 18608.89 | 15074.87 | 13282.0009 | 9706.8616 | 28753.0024 | 12525.6363 | 23077.8175 | 17659.7693 | 16047.328 | 23705.714 | 20151.5021 | 12072.6348 | 23488.83 | 12280.0492 | 10089.2704 | 15144.407 | 12946.6028 | 19341.5511 | 10583.1195 | 16143.6343 | 15277.1245 | 30885.1106 | 12883.1053 | 24583.192 | 13682.302 | 26526.1584 | 16024.1965 | 9244.3742 | 22827.4681 | 24247.479 | 24856.5998 | 7301.9057 | 19287.5776 | 14472.6568 | 16930.9574 | 26695.143 | 13152.0177 | 20602.2496 | 11625.9559 | 29318.9787 | 18414.5029 | 15171.6673 | 19271.2172 | 24639.63 | 17663.8207 | 26118.6145 | 18730.5887 | 10324.5066 | 26139.3208 | 14100.0533 | 25576.0758 | 18153.4353 | 12877.4692 | 12677.1909 | 19213.7691 | 12481.8834 | 6182.6918 | 15932.9194 | 20031.4682 | 11455.1077 | 5972.6562 | 11960.0759 | 18482.1709 | 22280.2666 | 17820.7815 | 19039.6044 | 15984.2482 | 16022.6858 | 11317.3654 | 21642.2658 | 17197.5608 | 11034.3054 | 11704.3383 | 17179.6308 | 20019.8292 | 23228.6002 | 18505.1482 | 12243.3913 | 24344.1755 | 31775.9273 | 23895.5425 | 9393.8527 | 18971.1783 | 11978.5553 | 25601.084 | 16447.9644 | 28038.5558 | 27066.6116 | 17550.18 | 6532.4475 | 23330.4305 | 35713.4608 | 19163.9778 | 26268.8494 | 27243.1499 | 21662.1751 | 21675.1082 | 24667.0253 | 30993.9539 | 21614.2992 | 26164.3543 | 25580.9622 | 22467.6121 | 17596.9089 | 17996.4574 | 21525.1532 | 22870.542 | 20649.3423 | 12884.5876 | 9613.2744 | 17777.4219 | 13787.7951 | 17666.8477 | 8439.0165 | 22618.5062 | 23115.1584 | 1176.3916 | 15041.762 | 12935.2989 | 23427.3191 | 23312.6941 | 14996.9059 | 15078.4185 | 17349.5111 | 10619.9724 | 24925.0141 | 23756.0965 | 21975.3353 | 23268.6007 | 12630.2267 | 11627.3527 | 32351.2222 | 13101.131 | 24604.987 | 33474.8978 | 16473.9562 | 14107.9931 | 33358.6448 | 22921.2133 | 16928.6508 | 14542.0626 | 15000.669 | 12398.5252 | 16963.1299 | 14075.0757 | 20742.095 | 13947.4552 | 14612.0867 | 31489.6244 | 17182.8865 | 24152.9027 | 15973.3554 | 19111.5988 | 16296.3611 | 9671.7494 | 33265.1434 | 11126.8397 | 13010.8276 | 15762.4381 | 12195.7631 | 14734.6185 | 19159.0825 | 26089.8938 | 17251.8148 | 25532.7073 | 18771.6906 | 22510.9578 | 22818.1244 | 8748.4296 | 15607.9832 | 26257.2125 | 19126.5825 | 6099.8673 | 18488.8325 | 27423.2107 | 1887.4656 | 13218.3509 | 11444.0679 | 32238.6202 | 11087.1338 | 18979.4455 | 14993.4266 | 19136.2904 | 11093.1815 | 21933.8739 | 17673.485 | 22494.7923 | 15232.2472 | 21075.9298 | 14661.704 | 23372.0456 | 20311.3625 | 14224.4176 | 21036.4503 | 16575.3655 | 15017.1738 | 22550.3078 | 16298.7946 | 20191.4263 | 22388.7435 | 13103.4067 | 25507.6091 | 13151.7248 | 14790.072 | 19721.7072 | 20036.8912 | 14562.0691 | 49209.7246 | 23385.7352 | 20441.1518 | 12849.6013 | 15884.3014 | 12544.4761 | 13259.9459 | 18457.9314 | 28748.8079 | 13338.5406 | 18882.4622 | 21677.9829 | 20233.1448 | 24427.4471 | 23583.5279 | 17302.4274 | 12737.0784 | 19024.3159 | 29112.8996 | 22024.001 | 10498.8012 | 11295.1228 | 9531.0369 | 13120.9059 | 28917.2112 | 25156.3529 | 18351.3075 | 12310.353 | 21104.8743 | 19433.5073 | 16084.3301 | 27397.6187 | 24202.5492 | 15331.5357 | 12052.3576 | 16387.2085 | 33841.7042 | 14381.4945 | 10543.0568 | 16045.5862 | 12157.4482 | 16309.9534 | 23390.0259 | 22473.8944 | 26194.0113 | 23177.8696 | 22828.0964 | 25821.3917 | 21917.1268 | 23562.2535 | 9738.7509 | 11610.3276 | 13365.8628 | 13630.1634 | 21494.5641 | 15569.3354 | 14734.9909 | 30425.3464 | 23069.2703 | 11492.4264 | 16753.4291 | 41452.148 | 11360.9691 | 11083.835 | 25784.5853 | 18304.7213 | 16626.4335 | 14727.2812 | 28020.8136 | 20619.5758 | 13713.0191 | 28903.4274 | 30501.1584 | 15931.3579 | 12082.0056 | 20338.3491 | 23110.119 | 16942.8014 | 9127.2762 | 13484.8003 | 21858.0632 | 19774.5105 | 24713.2568 | 17972.9397 | 25074.5873 | 12421.997 | 32179.6177 | 27518.8599 | 23923.3853 | 17175.1194 | 28666.2794 | 22372.5955 | 20535.7496 | 21003.6901 | 16137.3115 | 12286.88 | 7703.1119 | 10116.7719 | 19039.7569 | 31647.6161 | 24874.4669 | 25457.776 | 10403.0389 | 14586.4947 | 16005.4311 | 22194.1535 | 13247.6589 | 15374.6646 | 23145.1427 | 30289.8811 | 13128.6197 | 17102.2129 | 18697.7152 | 25090.6088 | 23601.7247 | 22664.434 | 12879.4025 | 18770.3664 | 15326.7006 | 9169.8633 | 14845.4437 | 23337.2038 | 35717.2578 | 9778.5136 | 21580.4726 | 25569.9237 | 11500.8317 | 25014.6422 | 19866.7058 | 17672.7195 | 35740.0471 | 12526.5127 | 25511.3562 | 27583.2372 | 13129.6699 | 7818.3744 | 11039.4782 | 20129.1344 | 14643.9583 | 8350.7688 | 21116.3666 | 10485.1382 | 21690.7483 | 26806.0364 | 20277.5545 | 17774.4691 | 12890.3566 | 15838.5257 | 10945.0411 | 19745.5841 | 24814.598 | 13115.6164 | 11513.3256 | 14403.5267 | 24166.2832 | 14352.0337 | 12959.001 | 13182.6881 | 12873.9638 | 16948.6183 | 17250.5327 | 12795.1279 | 5742.3549 | 17753.5867 | 26838.5904 | 21104.6793 | 26819.9111 | 20492.6706 | 23830.4874 | 23074.1308 | 13710.1977 | 11851.5135 | 13355.3624 | 24083.9603 | 15224.4297 | 17850.5644 | 15266.8799 | 28140.9803 | 20459.0477 | 16718.3124 | 18429.9252 | 18468.7278 | 14988.4798 | 30152.6775 | 14859.8372 | 17651.6652 | 14542.1386 | 15371.3401 | 20248.1711 | 14967.977 | 19890.6605 | 21721.8288 | 19193.5389 | 23282.5262 | 22703.4154 | 21467.7847 | 17460.2942 | 32612.5749 | 27926.0485 | 9101.3081 | 13565.8687 | 14089.6602 | 34577.5575 | 13555.3281 | 14440.2592 | 17344.07 | 24083.5664 | 21947.6086 | 8769.2336 | 15151.6798 | 16792.0835 | 22548.9954 | 17951.8038 | 11762.0397 | 22363.1946 | 10194.4138 | 8836.1015 | 31969.8116 | 27796.2841 | 9393.7638 | 37947.1994 | 23321.0984 | 16054.0477 | 31249.6773 | 5161.2272 | 26676.7964 | 9990.2834 | 26365.7296 | 14575.3622 | 18527.4163 | 10928.7086 | 19788.4262 | 8165.5081 | 24652.5773 | 25653.9406 | 27974.6031 | 14244.1879 | 18759.5453 | 26620.7439 | 13193.0019 | 20796.2858 | 18106.7673 | 12447.5328 | 21860.2068 | 31523.4067 | 27046.9665 | 15558.4745 | 6639.7574 | 18977.5421 | 19675.0868 | 15522.1029 | 20227.4435 | 13618.0914
Virus steady state concentration | n_ss/V | virus/m3 |  |  |  |  | n_ss/V | 220.2132 | 34.4848 | 170.3367 | 90.9289 | 155.5672 | 139.097 | 114.1192 | 86.5764 | 109.1766 | 160.8716 | 113.3076 | 202.7979 | 115.7956 | 146.39 | 121.3429 | 102.0401 | 94.4041 | 184.0992 | 127.5101 | 91.037 | 110.3673 | 172.7621 | 96.9645 | 146.9177 | 153.5271 | 112.4071 | 132.0231 | 147.5847 | 102.264 | 129.2085 | 131.8887 | 47.274 | 157.0535 | 75.0167 | 114.7354 | 122.7016 | 118.4035 | 204.2926 | 227.5579 | 72.2212 | 81.5377 | 151.4571 | 98.8009 | 97.2111 | 166.6413 | 129.624 | 140.2975 | 42.3844 | 88.7957 | 133.0494 | 92.2495 | 113.8727 | 124.511 | 160.5407 | 89.6149 | 206.9761 | 183.003 | 150.9741 | 145.5021 | 181.5071 | 112.7836 | 142.3102 | 118.4436 | 120.2718 | 34.7776 | 126.5665 | 180.2568 | 51.954 | 178.8279 | 112.018 | 158.4832 | 104.9756 | 140.6155 | 140.2884 | 23.7284 | 69.2318 | 189.8078 | 118.4338 | 122.4353 | 144.1481 | 167.3796 | 125.8206 | 101.3703 | 145.2671 | 209.4813 | 119.0326 | 137.3751 | 72.0075 | 189.7047 | 150.0679 | 121.1986 | 64.6279 | 127.6202 | 86.9277 | 102.233 | 135.1133 | 275.2884 | 106.4811 | 132.2425 | 103.4872 | 81.1939 | 138.0699 | 221.2375 | 99.3575 | 193.9943 | 151.7138 | 113.6112 | 77.892 | 119.6915 | 74.7527 | 90.8544 | 111.6573 | 122.6296 | 119.8448 | 228.7976 | 102.7067 | 279.21 | 256.1743 | 101.829 | 89.307 | 121.594 | 121.5142 | 165.6793 | 100.6869 | 68.0352 | 123.0701 | 147.9951 | 67.4564 | 98.0862 | 162.2863 | 91.3327 | 97.2737 | 155.7841 | 117.4647 | 70.7515 | 132.624 | 309.491 | 151.6093 | 110.7437 | 181.558 | 169.6628 | 97.3302 | 111.9389 | 121.303 | 121.2183 | 360.5837 | 132.2253 | 154.5364 | 95.9557 | 95.3434 | 80.7668 | 80.9866 | 144.209 | 93.7708 | 146.5757 | 140.9275 | 99.9727 | 122.0346 | 139.2474 | 99.345 | 166.6282 | 116.7324 | 162.2453 | 175.4075 | 106.8749 | 163.7701 | 108.8125 | 95.7328 | 125.2524 | 189.8025 | 61.8503 | 101.2063 | 107.3094 | 165.3191 | 137.2809 | 76.9795 | 177.9778 | 71.5495 | 103.0299 | 134.9947 | 180.617 | 175.9554 | 130.3291 | 289.1388 | 190.8 | 178.3848 | 95.0284 | 139.3537 | 176.5595 | 102.1276 | 158.9041 | 115.4462 | 171.4332 | 156.3801 | 90.2917 | 160.8564 | 133.6214 | 98.5819 | 123.8834 | 102.517 | 154.9583 | 137.5628 | 211.813 | 67.2079 | 60.2666 | 140.3002 | 152.3795 | 123.8598 | 120.4367 | 167.265 | 166.0705 | 56.5214 | 122.0543 | 253.7403 | 72.6769 | 110.5941 | 234.7102 | 79.18 | 95.4186 | 109.6472 | 140.9506 | 109.4888 | 120.3401 | 73.3843 | 121.452 | 141.8475 | 76.6745 | 86.5755 | 117.7583 | 172.4706 | 68.7737 | 57.9688 | 122.0884 | 137.5543 | 165.2635 | 151.0858 | 171.4467 | 123.9876 | 103.6123 | 140.3699 | 133.4072 | 101.1014 | 130.6058 | 90.8046 | 127.5117 | 212.7698 | 174.8891 | 157.3131 | 65.4106 | 112.5532 | 113.3123 | 79.0655 | 114.0971 | 115.8815 | 141.3208 | 235.0521 | 113.231 | 95.2707 | 88.0817 | 99.0319 | 99.8577 | 112.9845 | 185.9685 | 160.8442 | 132.3525 | 134.8681 | 240.9556 | 85.141 | 98.9897 | 142.7125 | 134.3755 | 122.2875 | 153.0626 | 144.8444 | 70.7133 | 65.3628 | 150.6422 | 88.5121 | 181.7684 | 110.0392 | 115.9594 | 143.0603 | 118.9328 | 69.3294 | 92.381 | 85.9581 | 254.1059 | 120.9674 | 97.0244 | 239.5478 | 152.3482 | 105.0705 | 120.8449 | 153.0017 | 85.7097 | 117.8092 | 85.0586 | 129.4727 | 69.6205 | 135.4488 | 93.9399 | 157.4374 | 199.786 | 128.5567 | 145.0198 | 161.7162 | 91.7398 | 137.4455 | 103.8466 | 82.857 | 110.3936 | 114.6276 | 124.3506 | 138.2082 | 109.7341 | 96.1638 | 138.3685 | 170.0742 | 262.2373 | 136.1664 | 87.1424 | 147.2227 | 87.2899 | 166.3178 | 190.0326 | 105.3562 | 117.2652 | 172.1977 | 210.512 | 212.0542 | 193.6808 | 169.8994 | 172.3708 | 83.129 | 133.08 | 104.4767 | 134.139 | 172.2186 | 111.9272 | 76.5187 | 99.3408 | 86.389 | 80.506 | 76.0532 | 148.2223 | 146.4929 | 136.7266 | 96.6706 | 146.0931 | 130.9682 | 95.9416 | 78.548 | 121.6086 | 120.3514 | 133.5738 | 120.8417 | 54.2491 | 60.7001 | 88.2419 | 167.9615 | 83.2819 | 155.5693 | 15.0479 | 36.659 | 71.0846 | 117.106 | 76.467 | 209.2704 | 116.3012 | 73.1483 | 205.4368 | 133.8402 | 53.7084 | 88.7277 | 134.6538 | 96.3082 | 196.1596 | 83.0149 | 120.2055 | 157.1011 | 130.061 | 186.7761 | 165.1752 | 66.9241 | 110.9644 | 63.257 | 159.3467 | 100.391 | 110.1946 | 106.212 | 52.3613 | 125.7138 | 110.001 | 208.5625 | 103.9284 | 51.9515 | 124.9332 | 195.0837 | 97.0495 | 127.3937 | 178.3723 | 116.2407 | 78.1771 | 70.5484 | 83.249 | 135.8062 | 75.0673 | 166.3926 | 60.0347 | 99.2544 | 96.342 | 188.5895 | 76.5232 | 63.8985 | 84.6363 | 242.5897 | 156.3271 | 105.911 | 84.8008 | 99.7435 | 116.6914 | 57.6211 | 141.6319 | 172.5042 | 92.3206 | 167.7908 | 94.2671 | 129.4167 | 123.6707 | 158.3833 | 85.1177 | 144.188 | 108.6829 | 61.4364 | 101.07 | 138.0282 | 96.0725 | 139.9351 | 107.2457 | 101.8719 | 193.9601 | 105.4471 | 107.3883 | 161.5478 | 53.0761 | 103.4844 | 181.0711 | 141.2084 | 90.3187 | 147.139 | 176.8622 | 184.1492 | 69.56 | 100.2428 | 76.1701 | 143.3608 | 193.7443 | 202.5089 | 139.4127 | 168.8355 | 46.6605 | 118.2129 | 91.9184 | 84.4745 | 87.7911 | 59.1901 | 140.4005 | 136.5198 | 110.8601 | 92.7843 | 116.9896 | 139.002 | 148.9959 | 97.1581 | 86.9984 | 163.5788 | 229.3078 | 90.2069 | 86.9529 | 60.6696 | 86.0952 | 93.5622 | 110.7943 | 136.9269 | 171.4998 | 68.1654 | 144.4196 | 132.1198 | 130.29 | 61.3107 | 153.7027 | 114.4389 | 217.1749 | 140.4172 | 125.8604 | 131.2317 | 134.8599 | 98.9548 | 90.5195 | 172.0238 | 128.892 | 169.5879 | 132.1409 | 171.4994 | 126.8017 | 202.534 | 138.5934 | 79.0469 | 198.6117 | 58.5385 | 281.3476 | 116.4202 | 176.8602 | 138.5893 | 134.132 | 115.6867 | 141.3854 | 169.4778 | 134.1247 | 55.2454 | 91.1681 | 126.4437 | 66.755 | 151.4752 | 177.023 | 85.1785 | 201.8367 | 94.1102 | 157.4583 | 170.4643 | 106.6924 | 162.7843 | 184.6982 | 143.8861 | 163.521 | 134.949 | 77.0314 | 47.9162 | 121.4764 | 112.3228 | 48.5704 | 127.0485 | 76.2917 | 86.6201 | 54.9645 | 108.842 | 161.4144 | 189.5895 | 87.9789 | 108.3258 | 168.1016 | 163.6538 | 119.2871 | 181.8676 | 111.9298 | 227.7529 | 127.2122 | 147.556 | 100.9293 | 156.228 | 116.4182 | 61.9118 | 156.4476 | 141.0168 | 158.0866 | 124.1906 | 64.6747 | 140.3897 | 129.1268 | 102.8607 | 187.7924 | 212.3206 | 162.7603 | 120.352 | 116.4447 | 97.3283 | 145.9712 | 149.5396 | 128.285 | 79.8248 | 109.8065 | 143.6895 | 124.7949 | 120.8613 | 77.649 | 151.5092 | 210.8868 | 120.1704 | 90.927 | 83.4698 | 120.028 | 115.6179 | 39.636 | 208.5689 | 104.8284 | 118.2123 | 115.2305 | 61.9027 | 137.9758 | 102.8922 | 115.5624 | 180.2379 | 158.0574 | 109.7411 | 92.0651 | 123.0152 | 125.9138 | 104.7575 | 207.9999 | 116.0745 | 155.827 | 97.5487 | 146.7202 | 202.4981 | 51.8104 | 153.8949 | 96.4417 | 123.3676 | 121.4706 | 233.5996 | 242.6042 | 84.4898 | 110.0023 | 190.3065 | 130.0623 | 165.4275 | 113.4942 | 152.0165 | 88.0164 | 85.2584 | 215.2931 | 36.4634 | 98.7324 | 40.2876 | 85.2702 | 101.3789 | 108.1205 | 120.2625 | 108.8801 | 110.5058 | 81.16 | 111.7634 | 80.7497 | 142.129 | 94.7349 | 99.1649 | 127.3698 | 116.5233 | 148.1659 | 172.0238 | 148.0398 | 214.8956 | 123.76 | 146.9204 | 134.9268 | 106.2134 | 217.7499 | 96.9658 | 113.0729 | 136.1474 | 143.8032 | 135.2736 | 160.1315 | 120.8755 | 70.9676 | 150.6872 | 110.9954 | 149.6768 | 63.4525 | 223.5428 | 109.0726 | 181.3403 | 94.0522 | 93.846 | 157.1882 | 63.3727 | 95.1112 | 235.6927 | 138.9087 | 189.2999 | 125.6371 | 160.0974 | 159.7563 | 120.9131 | 101.7195 | 130.648 | 155.6861 | 215.4005 | 107.7644 | 181.005 | 153.2882 | 152.8189 | 63.948 | 199.5735 | 141.2532 | 108.4546 | 118.4327 | 146.3789 | 112.1557 | 143.3161 | 123.5983 | 104.3312 | 166.2386 | 245.7694 | 80.2371 | 142.2363 | 78.0307 | 117.0902 | 148.7108 | 166.743 | 136.5722 | 146.0101 | 91.4974 | 70.3691 | 116.7523 | 147.88 | 139.666 | 213.3989 | 146.4083 | 62.4202 | 185.8218 | 192.0528 | 62.248 | 224.7726 | 117.4013 | 101.3827 | 101.3018 | 104.2762 | 123.6802 | 70.0319 | 122.6601 | 90.8593 | 124.6491 | 95.3831 | 82.5354 | 113.6665 | 220.4611 | 124.1964 | 205.8676 | 107.9551 | 82.9556 | 140.1455 | 107.4526 | 90.8784 | 114.7414 | 78.6794 | 139.0563 | 60.4951 | 110.9409 | 108.0659 | 139.164 | 150.8325 | 140.1058 | 122.4728 | 182.5546 | 80.5094 | 157.6252 | 45.0041 | 187.2914 | 125.4866 | 61.8734 | 177.4504 | 165.4548 | 139.479 | 148.1009 | 101.7791 | 83.5312 | 162.4647 | 127.1148 | 63.4968 | 167.0521 | 147.6821 | 107.6077 | 127.0932 | 92.0079 | 110.1992 | 100.9528 | 107.4265 | 186.4822 | 131.735 | 97.2908 | 120.6918 | 184.5462 | 136.927 | 70.6275 | 191.9853 | 108.579 | 79.2338 | 133.6291 | 231.0499 | 105.7625 | 84.5944 | 121.4552 | 132.1919 | 65.976 | 127.7212 | 95.1337 | 157.921 | 125.1409 | 113.9227 | 101.8343 | 112.174 | 166.0296 | 60.6252 | 111.0688 | 121.8665 | 80.6631 | 103.5822 | 191.8528 | 112.7898 | 201.3786 | 120.2754 | 74.5159 | 138.0703 | 179.5211 | 101.6751 | 105.7976 | 163.8347 | 101.2262 | 51.897 | 100.5512 | 165.7331 | 118.7959 | 166.5162 | 56.4239 | 96.7895 | 142.719 | 69.8492 | 79.0836 | 229.7666 | 166.4825 | 90.6475 | 233.4796 | 171.2127 | 190.8706 | 114.3883 | 162.8833 | 91.1753 | 118.7327 | 121.8499 | 58.4078 | 125.4999 | 82.6892 | 137.4971 | 137.0724 | 95.2494 | 114.4858 | 136.2729 | 101.4888 | 89.6915 | 108.2816 | 118.0786 | 82.0183 | 178.0418 | 131.0893 | 187.0686 | 171.2806 | 127.5804 | 138.4508 | 81.4307 | 111.3917 | 111.2204 | 243.2698 | 125.4657 | 132.1845 | 113.1698 | 140.4223 | 169.4637 | 167.2075 | 217.3048 | 57.4662 | 119.1483 | 138.3031 | 108.5772 | 178.8968 | 147.8929 | 71.4301 | 111.6127 | 263.5174 | 197.9227 | 54.487 | 106.2574 | 131.5472 | 81.516 | 115.1108 | 143.8083 | 152.1669 | 128.1223 | 87.8476 | 99.5092 | 115.1126 | 176.3269 | 111.9057 | 138.3852 | 150.7588 | 168.3453 | 100.3169 | 78.5614 | 87.1437 | 157.9335 | 275.2881 | 171.2115 | 116.215 | 143.5435 | 196.495 | 121.4963 | 146.1389 | 115.7342 | 157.9583 | 124.5516 | 180.6591 | 130.3019 | 189.408 | 75.5125 | 82.5209 | 136.2298 | 97.9449 | 133.2045 | 110.2357 | 113.0711 | 77.5571 | 153.1205 | 221.8037 | 100.6072 | 86.1818 | 99.4902 | 84.4838 | 127.0943 | 88.5424 | 87.4869 | 166.4556 | 87.8194 | 133.8235 | 100.9327 | 108.9149 | 111.7138 | 117.0328 | 207.5761 | 161.6636 | 128.7986 | 113.7949 | 124.0184 | 92.8962 | 175.9263 | 142.8917 | 142.8844 | 166.8111 | 162.3073 | 152.0541 | 161.5844 | 105.8307 | 186.3012 | 105.3276 | 134.8227 | 69.1106 | 178.5947 | 178.3299 | 83.6774 | 111.1848 | 176.8209 | 122.186 | 99.6747 | 74.9297 | 52.855 | 116.4276 | 63.665 | 166.5695 | 72.0904 | 117.2071 | 101.8355 | 220.6896 | 126.1557 | 143.9988 | 94.1496 | 123.2099 | 120.8165 | 211.0666 | 97.745 | 134.2325 | 93.4983 | 83.1949 | 168.4517 | 105.5417 | 167.6126 | 97.174 | 141.9525 | 148.5432 | 100.2297 | 134.6363 | 150.9006 | 181.4015 | 89.6022 | 160.8568 | 116.4551 | 204.2234 | 119.4949 | 92.7046 | 75.5729 | 108.5936 | 106.2687 | 140.5307 | 159.7401 | 64.1893 | 165.6805 | 171.9512 | 96.5354 | 169.7591 | 116.5566 | 94.9873 | 140.4942 | 110.8534 | 113.3839 | 116.4585 | 249.3705 | 80.4805 | 97.8263 | 81.1642 | 166.4831 | 113.9049 | 118.2001 | 179.913 | 115.9017 | 132.5145 | 97.295 | 58.1627 | 176.7543 | 149.2108 | 76.864 | 175.5726 | 121.1586 | 119.8968 | 130.8741 | 94.656 | 156.0496 | 134.1417 | 121.9596 | 81.7642 | 79.1557 | 85.0668 | 112.8101 | 75.3282 | 135.5555 | 63.8036 | 94.6392 | 67.5517 | 105.3998 | 82.2874 | 149.5091 | 136.3042 | 175.4072 | 109.549 | 148.7913 | 95.4912 | 59.1126 | 188.0851 | 111.6428 | 116.3569 | 87.438 | 100.8195 | 118.0935 | 95.2558 | 104.1781 | 154.9062 | 126.1986 | 195.3756 | 116.3748 | 160.8888 | 26.983 | 215.3352 | 171.2366 | 126.471 | 105.477 | 114.0494 | 176.7739 | 119.4545 | 55.7203 | 98.1508 | 89.6558 | 113.3097 | 207.9668 | 85.9259 | 130.3949 | 62.0603 | 176.6496 | 120.7128 | 144.2648 | 75.6065 | 84.7224 | 37.8599 | 134.307 | 94.4233 | 128.8047 | 140.0718 | 136.1235 | 98.0968 | 68.5088 | 124.4141 | 124.8899 | 139.2805 | 125.0647 | 129.8152 | 130.1324 | 109.9589 | 84.9599 | 159.5872 | 100.1881 | 94.4948 | 135.4307 | 117.724 | 91.7919 | 104.6789 | 238.9907 | 152.1766 | 163.6908 | 170.6933 | 133.887 | 76.5723 | 124.6981 | 123.7713 | 314.2211 | 131.4177 | 129.634 | 110.244 | 125.6362 | 65.7564 | 62.1272 | 100.8725 | 66.2661 | 108.4984 | 80.8294 | 164.393 | 228.394 | 108.6888 | 129.6764 | 100.3455 | 147.551 | 152.8819 | 81.6823 | 182.2867 | 55.3081 | 155.7839 | 45.0527 | 127.4601 | 115.321 | 144.7944 | 85.5626 | 105.9561 | 105.4065 | 114.7397 | 134.4214 | 81.7937 | 153.312 | 137.5626 | 96.6203 | 146.7305 | 106.7367 | 73.611 | 98.6862 | 178.799 | 122.2416 | 137.9241 | 133.9917 | 94.2098 | 98.8772 | 62.1947 | 209.2123 | 83.2636 | 136.3057 | 66.2824 | 155.1986 | 137.9536 | 92.6996 | 77.6627 | 65.7089 | 75.4606 | 72.7972 | 148.1807 | 106.7121 | 125.4532 | 114.1125 | 86.0596 | 137.3935 | 126.4521 | 75.4517 | 111.9062 | 103.7378 | 115.4771 | 94.2296 | 233.3448 | 118.904 | 105.1877 | 104.9688 | 116.491 | 92.4929 | 115.0164 | 163.6872 | 75.9686 | 114.0645 | 177.5636 | 70.7555 | 50.8801 | 96.5696 | 167.9009 | 93.8449 | 167.7015 | 62.8138 | 131.5093 | 136.6855 | 118.9692 | 198.454 | 200.4493 | 127.148 | 103.7503 | 149.2753 | 234.5989 | 106.3522 | 153.5786 | 219.1525 | 75.192 | 183.6443 | 111.9381 | 125.8933 | 74.3097 | 211.699 | 47.9636 | 92.3199 | 174.4161 | 159.0016 | 112.4548 | 107.8782 | 106.2102 | 110.0038 | 54.5482 | 98.4409 | 129.7829 | 120.0148 | 118.4198 | 104.3634 | 85.3433 | 162.3131 | 104.9671 | 138.055 | 153.3163 | 107.1011 | 129.2093 | 166.1572 | 132.2648 | 150.4245 | 67.3004 | 72.0726 | 247.6479 | 115.9584 | 74.421 | 68.6592 | 160.0148 | 77.6954 | 135.4176 | 151.191 | 115.4986 | 118.461 | 61.0402 | 126.1753 | 135.396 | 154.3824 | 130.3833 | 130.8856 | 148.1493 | 74.7237 | 169.5038 | 181.9643 | 97.8355 | 151.3693 | 101.352 | 157.1327 | 207.0864 | 112.8087 | 137.0704 | 234.8113 | 151.5119 | 61.2902 | 112.502 | 117.4788 | 127.4174 | 96.6455 | 77.5863 | 202.076 | 190.6966 | 121.7858 | 105.8531 | 125.0379 | 230.4393 | 157.717 | 120.4262 | 169.5897 | 251.5899 | 93.5065 | 67.0927 | 178.1392 | 87.6682 | 191.3471 | 148.8154 | 133.7874 | 168.5445 | 156.2234 | 169.6649 | 151.8321 | 215.0402 | 124.4368 | 86.717 | 129.2092 | 87.6387 | 145.5525 | 102.8992 | 124.5313 | 165.9174 | 44.8657 | 151.6774 | 150.1613 | 131.5877 | 112.3488 | 127.6974 | 130.7581 | 69.7807 | 114.4247 | 86.7581 | 156.4033 | 103.6361 | 130.8274 | 134.4194 | 115.308 | 96.3062 | 79.3247 | 151.2433 | 97.7343 | 84.8663 | 107.0346 | 84.0648 | 237.4608 | 155.1723 | 74.2776 | 70.8561 | 110.2842 | 169.0633 | 125.7239 | 155.1631 | 110.6765 | 104.922 | 152.4167 | 124.0477 | 107.8204 | 69.1407 | 107.8654 | 153.1345 | 215.9385 | 145.1274 | 141.7904 | 59.7098 | 108.1106 | 108.1138 | 149.6227 | 152.0102 | 184.6014 | 95.4462 | 177.6545 | 189.3784 | 120.5936 | 140.5274 | 48.2221 | 126.0843 | 137.6653 | 136.1461 | 76.1573 | 91.2367 | 102.0971 | 101.9729 | 183.3207 | 270.0174 | 180.3258 | 75.3102 | 103.8162 | 63.6162 | 112.3384 | 151.4611 | 261.0347 | 117.8428 | 87.8424 | 113.365 | 169.2839 | 105.562 | 104.4153 | 89.097 | 165.7688 | 231.9633 | 93.4959 | 98.8057 | 100.5438 | 79.4508 | 127.2641 | 117.8748 | 90.4725 | 138.7332 | 104.7297 | 87.4636 | 158.6808 | 198.6267 | 149.992 | 107.9167 | 81.663 | 103.6236 | 87.0266 | 149.7749 | 121.5136 | 128.9684 | 149.2581 | 135.1533 | 147.9528 | 109.4297 | 88.1428 | 151.4412 | 166.6355 | 144.1019 | 58.7413 | 126.1198 | 150.4494 | 256.6534 | 161.7808 | 95.2417 | 185.6858 | 94.7298 | 109.8543 | 63.6389 | 104.5802 | 129.8522 | 68.0141 | 166.9534 | 141.9567 | 81.9468 | 127.3959 | 109.8989 | 196.0413 | 208.4005 | 185.3554 | 70.4641 | 174.0444 | 279.5278 | 152.6963 | 127.622 | 82.1327 | 227.0129 | 175.2207 | 70.0815 | 221.9058 | 118.8371 | 124.0881 | 59.0461 | 112.755 | 81.4584 | 157.484 | 50.3119 | 130.9961 | 109.5933 | 127.0854 | 97.1097 | 82.4948 | 173.9162 | 78.2635 | 59.633 | 220.7715 | 135.4835 | 223.5552 | 58.2058 | 149.8509 | 91.5507 | 101.1432 | 184.6566 | 93.7577 | 53.1668 | 186.4088 | 75.5624 | 102.7831 | 128.9402 | 176.8247 | 61.2644 | 189.9662 | 126.3827 | 109.0831 | 79.6287 | 215.7068 | 152.9682 | 210.1433 | 67.5173 | 163.7682 | 102.1894 | 132.5957 | 97.7463 | 130.0055 | 148.2569 | 106.3126 | 150.9209 | 189.1163 | 113.4 | 91.2716 | 157.8674 | 80.5752 | 148.2885 | 153.469 | 271.4733 | 124.5107 | 44.5326 | 101.1581 | 147.9818 | 143.976 | 94.4413 | 109.9595 | 125.2485 | 72.6304 | 63.806 | 232.2132 | 173.5281 | 148.098 | 104.0341 | 87.0586 | 147.6403 | 132.2838 | 158.0782 | 218.5622 | 120.3434 | 112.5624 | 155.6811 | 145.6971 | 120.5917 | 135.0208 | 107.6799 | 164.251 | 91.2207 | 213.3137 | 181.0313 | 226.9859 | 217.4152 | 286.2205 | 243.5462 | 81.6521 | 124.2141 | 149.0367 | 115.1876 | 170.2976 | 207.9789 | 56.7161 | 95.7291 | 129.8283 | 177.6203 | 190.3258 | 186.6824 | 153.8901 | 157.3436 | 90.1586 | 117.7246 | 64.8899 | 128.3013 | 101.0117 | 167.4385 | 87.1007 | 185.8737 | 142.281 | 127.8058 | 124.6609 | 120.8161 | 117.0695 | 206.2045 | 117.5352 | 101.8774 | 146.4247 | 177.2203 | 171.7664 | 227.3352 | 159.2567 | 120.8045 | 99.8716 | 86.6985 | 133.9308 | 137.2768 | 121.2994 | 202.7661 | 78.4204 | 95.3981 | 87.2482 | 131.0964 | 130.5281 | 76.7849 | 116.6183 | 94.9819 | 166.3417 | 122.5879 | 196.473 | 158.1213 | 68.2963 | 109.226 | 204.0322 | 159.6846 | 171.9767 | 92.1978 | 110.4447 | 80.475 | 155.9858 | 68.5502 | 128.0211 | 80.8601 | 101.1744 | 192.5674 | 195.3395 | 120.9964 | 99.6556 | 142.4616 | 130.0426 | 173.0142 | 46.4484 | 129.406 | 150.7443 | 81.6189 | 130.2494 | 112.6086 | 161.0944 | 156.1558 | 147.722 | 89.1333 | 111.3791 | 225.1524 | 192.3992 | 92.5618 | 217.7092 | 126.0923 | 134.9383 | 85.9222 | 121.7294 | 169.3132 | 143.0669 | 75.879 | 65.839 | 201.6659 | 65.0791 | 86.6445 | 108.4896 | 103.3319 | 137.2191 | 197.0146 | 186.743 | 111.3541 | 120.6878 | 168.1988 | 148.2804 | 91.4479 | 127.105 | 187.2984 | 124.9976 | 86.2111 | 79.0431 | 120.7613 | 152.6563 | 111.2024 | 107.8222 | 162.5486 | 118.6936 | 64.6281 | 183.0223 | 119.9705 | 114.4109 | 141.3092 | 127.1428 | 105.0206 | 167.0374 | 122.0288 | 102.8754 | 124.0287 | 124.6235 | 64.8173 | 111.8097 | 83.0292 | 124.5232 | 63.3542 | 112.2914 | 157.0608 | 180.5647 | 137.4282 | 89.2495 | 184.8422 | 122.1893 | 104.1171 | 98.1834 | 99.3412 | 130.8496 | 113.0656 | 236.3403 | 163.7172 | 135.8459 | 109.2877 | 137.0305 | 94.4253 | 88.6143 | 91.9409 | 110.1565 | 104.754 | 130.3281 | 109.1617 | 155.7276 | 143.9025 | 102.2936 | 80.4537 | 92.5496 | 146.547 | 92.2173 | 106.7614 | 136.6127 | 99.5352 | 114.5293 | 208.508 | 103.9914 | 83.0782 | 151.9938 | 82.6535 | 120.3942 | 236.4185 | 182.6349 | 120.1903 | 117.1936 | 91.8777 | 120.1358 | 182.8646 | 65.1021 | 138.8093 | 78.266 | 89.2929 | 87.5753 | 168.5604 | 151.1608 | 149.0249 | 81.5299 | 215.3633 | 136.1096 | 96.5035 | 120.7158 | 97.6314 | 108.9407 | 151.2812 | 81.9655 | 82.835 | 137.8371 | 176.0286 | 107.5829 | 108.1654 | 84.2117 | 106.0615 | 176.7774 | 83.2272 | 92.5233 | 146.2932 | 136.3956 | 137.2041 | 72.0397 | 158.1307 | 120.7053 | 166.0028 | 88.6829 | 193.2133 | 88.594 | 251.7439 | 126.25 | 143.1157 | 200.6861 | 123.5536 | 94.6895 | 175.0756 | 142.6903 | 91.8011 | 144.174 | 147.1751 | 111.5775 | 151.6253 | 138.5161 | 79.005 | 16.3353 | 76.7774 | 173.9867 | 127.2545 | 127.4875 | 101.1171 | 141.9388 | 106.3588 | 146.6285 | 177.5405 | 123.3082 | 69.9321 | 149.0569 | 203.2852 | 270.7489 | 117.4146 | 89.627 | 155.6263 | 91.6292 | 237.6987 | 128.293 | 117.6306 | 211.7819 | 100.1658 | 67.9194 | 16.8914 | 141.7521 | 83.7809 | 102.3026 | 84.1155 | 80.8934 | 99.6681 | 182.7168 | 133.7579 | 140.4599 | 166.2768 | 134.5542 | 103.0197 | 107.6192 | 117.9254 | 67.7361 | 87.4873 | 126.6952 | 102.2166 | 130.1845 | 154.6651 | 76.8999 | 207.5504 | 237.0635 | 137.4933 | 126.8848 | 115.436 | 216.2809 | 118.3576 | 86.5784 | 143.202 | 83.8708 | 159.7786 | 107.6292 | 157.4937 | 88.6042 | 185.4208 | 257.8457 | 98.04 | 154.1387 | 169.9939 | 84.0012 | 130.9874 | 87.3447 | 147.8385 | 132.7425 | 127.6531 | 170.7986 | 109.1498 | 126.4268 | 162.3025 | 155.7612 | 57.6883 | 187.4415 | 60.2737 | 130.844 | 96.0876 | 177.2008 | 157.1567 | 105.8617 | 101.1603 | 117.1833 | 94.8093 | 157.3913 | 124.3334 | 79.36 | 33.0124 | 174.9638 | 108.0358 | 122.7639 | 100.8071 | 131.6863 | 137.5796 | 93.342 | 75.7454 | 48.135 | 145.0233 | 86.0055 | 148.9083 | 79.2103 | 331.304 | 180.9079 | 115.6789 | 207.6865 | 113.2603 | 103.0141 | 155.2974 | 134.072 | 201.83 | 79.7894 | 76.7242 | 98.3807 | 178.8553 | 68.7258 | 91.7074 | 93.9424 | 131.0767 | 122.2423 | 86.8996 | 187.6284 | 202.4109 | 64.3773 | 121.8527 | 158.1127 | 157.0817 | 98.4752 | 85.212 | 206.0837 | 132.6211 | 61.7857 | 78.0259 | 142.7697 | 85.1345 | 113.457 | 106.0116 | 104.0074 | 63.7105 | 102.5964 | 183.4679 | 134.0199 | 102.3886 | 67.9682 | 171.6909 | 87.8412 | 154.4769 | 254.3778 | 133.8832 | 180.7153 | 72.5286 | 130.5911 | 181.5207 | 105.8235 | 177.9249 | 89.1537 | 194.796 | 88.9356 | 152.6803 | 86.041 | 162.858 | 51.5081 | 112.9362 | 185.3108 | 227.0523 | 117.43 | 201.539 | 131.9752 | 65.7308 | 88.1853 | 138.9181 | 121.7421 | 205.4074 | 109.8751 | 87.2829 | 84.9271 | 161.6012 | 152.2132 | 216.287 | 122.0335 | 59.4061 | 44.8858 | 122.6559 | 95.6042 | 93.4823 | 58.9235 | 80.3524 | 83.5114 | 146.5841 | 159.7489 | 165.4115 | 85.4058 | 248.7384 | 110.8048 | 184.343 | 111.4927 | 91.8851 | 157.2479 | 138.8187 | 131.2462 | 166.3655 | 132.3235 | 203.9137 | 127.1845 | 171.2772 | 102.3514 | 162.7552 | 118.0828 | 105.1062 | 107.2883 | 128.068 | 87.8595 | 124.9229 | 78.4025 | 198.032 | 160.3698 | 170.1237 | 224.8247 | 153.1611 | 125.5297 | 114.2494 | 76.6784 | 115.5214 | 126.8855 | 78.2059 | 104.6765 | 70.5311 | 80.851 | 106.4031 | 82.1996 | 109.1094 | 109.1668 | 64.5292 | 147.4445 | 317.7887 | 152.9655 | 129.138 | 108.8602 | 122.0443 | 85.0668 | 78.6301 | 75.9418 | 244.7962 | 154.4532 | 133.4859 | 127.6495 | 116.4283 | 87.6419 | 106.8348 | 172.8534 | 148.3163 | 165.2134 | 93.3997 | 156.9113 | 108.1662 | 167.7296 | 115.6228 | 136.1312 | 126.0042 | 140.2675 | 120.7259 | 130.1684 | 129.675 | 145.2867 | 99.6693 | 245.645 | 201.1936 | 105.9187 | 161.4067 | 105.1065 | 266.1693 | 158.7716 | 76.6856 | 155.7181 | 181.6816 | 96.1995 | 136.892 | 135.6535 | 92.9261 | 148.5574 | 140.3842 | 183.5521 | 80.7869 | 139.7773 | 113.0783 | 145.5655 | 86.7825 | 252.4115 | 125.1977 | 145.5069 | 241.4898 | 134.9905 | 77.7432 | 113.5845 | 66.3357 | 108.1545 | 73.1758 | 112.7473 | 133.57 | 161.3996 | 147.4725 | 133.3494 | 165.6636 | 123.3568 | 81.7978 | 139.0333 | 181.5362 | 106.8612 | 177.5167 | 66.7065 | 221.9579 | 200.0345 | 71.5764 | 173.5337 | 83.2729 | 94.4557 | 124.7532 | 159.9531 | 119.8988 | 135.2889 | 134.7143 | 76.1932 | 95.8268 | 71.1364 | 106.5909 | 130.8892 | 115.7876 | 185.3388 | 189.641 | 115.4811 | 121.2982 | 92.1975 | 102.0199 | 116.4352 | 159.8776 | 82.5491 | 164.829 | 153.403 | 104.5807 | 146.4926 | 147.9606 | 149.452 | 120.3346 | 131.0798 | 143.4233 | 241.6443 | 131.1608 | 131.6005 | 86.0524 | 97.1115 | 160.078 | 177.8343 | 150.3395 | 145.8499 | 151.9195 | 170.4469 | 104.0341 | 88.8683 | 90.9648 | 61.5228 | 172.5584 | 101.6677 | 109.8661 | 95.919 | 56.4295 | 177.2072 | 83.8648 | 82.817 | 136.402 | 222.3769 | 146.3238 | 91.2557 | 172.7888 | 126.902 | 114.1453 | 121.611 | 183.5499 | 155.7793 | 139.9526 | 102.3764 | 61.2115 | 170.8176 | 88.3046 | 114.8363 | 202.6866 | 87.3377 | 125.0282 | 65.4291 | 24.3531 | 150.613 | 180.436 | 154.5691 | 76.6634 | 154.6675 | 111.8893 | 118.4617 | 98.9307 | 196.3843 | 96.6152 | 40.9035 | 75.9497 | 135.8682 | 164.5861 | 100.3957 | 154.593 | 120.7227 | 105.0155 | 191.8583 | 97.0522 | 120.2371 | 123.212 | 138.7901 | 161.2555 | 143.2217 | 98.9955 | 112.97 | 83.6666 | 96.1046 | 186.3179 | 73.4772 | 144.898 | 160.7592 | 129.1994 | 186.4884 | 82.1102 | 69.2873 | 215.8202 | 164.0508 | 88.3544 | 187.9858 | 213.0313 | 95.3064 | 148.6175 | 132.6784 | 132.6036 | 95.8092 | 172.7743 | 212.0489 | 152.9975 | 127.9336 | 72.2471 | 12.9384 | 115.7919 | 128.0719 | 122.2863 | 85.6696 | 193.7576 | 141.7181 | 113.8408 | 166.6988 | 78.5508 | 106.2853 | 145.0976 | 116.9967 | 106.8886 | 171.2749 | 141.0979 | 112.2642 | 102.1067 | 145.3652 | 102.8828 | 173.8071 | 75.9459 | 149.0149 | 146.7682 | 182.9884 | 88.5628 | 113.3941 | 145.7225 | 160.547 | 161.8932 | 168.9415 | 210.8233 | 145.4782 | 103.3276 | 171.7323 | 126.4563 | 149.0648 | 119.5086 | 121.525 | 143.608 | 160.2106 | 60.3412 | 157.2611 | 187.5697 | 119.2741 | 148.5208 | 89.9305 | 89.7392 | 62.8074 | 153.6883 | 180.7278 | 86.6945 | 103.5054 | 160.3267 | 162.5734 | 70.9746 | 141.3778 | 99.2951 | 174.9202 | 103.091 | 194.7491 | 155.796 | 118.565 | 106.8045 | 103.1189 | 114.2347 | 160.9794 | 268.7249 | 205.7048 | 241.0315 | 115.4687 | 138.0915 | 85.1491 | 96.8792 | 83.8775 | 152.1988 | 121.0705 | 55.8169 | 136.1172 | 180.1052 | 72.3574 | 110.8737 | 52.5343 | 192.5647 | 95.6396 | 115.5558 | 74.9987 | 152.2354 | 61.3156 | 103.1081 | 189.0269 | 63.592 | 187.532 | 141.4266 | 63.4349 | 150.9768 | 186.1659 | 114.2329 | 118.4962 | 140.9286 | 71.8284 | 164.2759 | 147.2256 | 132.5898 | 71.9764 | 61.8226 | 65.438 | 129.1485 | 152.8414 | 106.0933 | 127.9524 | 74.5135 | 214.2655 | 152.5735 | 133.3288 | 128.6727 | 186.5368 | 190.3789 | 103.288 | 68.3926 | 61.7014 | 134.995 | 111.5008 | 196.6005 | 89.3744 | 88.4491 | 117.957 | 153.7246 | 50.0108 | 110.4047 | 154.676 | 87.1761 | 78.6793 | 144.9377 | 202.7067 | 98.5082 | 135.4147 | 152.0676 | 196.9671 | 169.503 | 123.2223 | 95.4726 | 110.377 | 138.4542 | 103.4371 | 67.9628 | 220.3532 | 137.6155 | 108.7285 | 146.9275 | 95.365 | 117.2015 | 179.3871 | 95.0974 | 55.5179 | 170.7478 | 47.1791 | 142.3728 | 192.5661 | 157.5445 | 70.0149 | 64.4682 | 143.6404 | 85.3539 | 237.691 | 160.7036 | 139.5881 | 98.6355 | 80.2697 | 77.6856 | 326.5103 | 102.0639 | 236.1686 | 86.7617 | 174.1837 | 151.4906 | 182.3949 | 68.0948 | 147.6679 | 68.5688 | 99.5307 | 102.4435 | 169.4554 | 128.6579 | 163.1746 | 93.6798 | 131.5447 | 144.9937 | 83.5166 | 105.9578 | 105.5056 | 120.1305 | 92.1134 | 130.2766 | 75.2107 | 78.0909 | 126.1665 | 116.3092 | 137.3326 | 65.9456 | 123.5749 | 126.3273 | 141.4948 | 118.4623 | 69.9029 | 158.2835 | 108.8632 | 97.5868 | 227.2992 | 160.4985 | 88.0984 | 82.8622 | 129.6456 | 9.5046 | 147.519 | 119.7741 | 80.5397 | 89.783 | 136.9579 | 134.5209 | 144.9816 | 123.0598 | 99.7544 | 131.4887 | 118.6173 | 163.0191 | 154.9612 | 87.7176 | 132.1772 | 132.5546 | 128.1674 | 158.2446 | 87.4933 | 25.3359 | 145.7161 | 143.5876 | 143.4367 | 82.0822 | 91.9679 | 208.6429 | 105.5203 | 168.98 | 146.0845 | 135.273 | 170.7093 | 124.8712 | 85.5596 | 56.4273 | 168.9575 | 140.3451 | 171.8941 | 113.3767 | 111.8998 | 157.6094 | 111.1566 | 111.0974 | 130.8388 | 109.3236 | 131.199 | 168.923 | 140.5033 | 92.0761 | 145.9311 | 151.0474 | 127.072 | 100.2834 | 18.3124 | 120.4721 | 108.647 | 148.1442 | 151.0321 | 65.686 | 129.0322 | 54.6121 | 54.592 | 86.3974 | 85.222 | 102.57 | 190.2308 | 134.3317 | 171.0633 | 180.7192 | 83.295 | 163.0279 | 170.8985 | 123.433 | 120.3183 | 223.3885 | 112.4164 | 47.9198 | 178.2595 | 106.0495 | 91.0481 | 72.1106 | 120.9925 | 173.7731 | 135.8257 | 67.1462 | 92.378 | 85.077 | 116.6894 | 170.3617 | 81.2129 | 133.2491 | 121.7188 | 69.1768 | 92.2975 | 72.4485 | 46.7849 | 86.1519 | 78.3571 | 234.806 | 110.2955 | 91.8984 | 86.2463 | 94.1021 | 139.2259 | 148.9842 | 137.24 | 129.3352 | 48.5233 | 126.5614 | 104.9751 | 99.6316 | 158.4316 | 96.3988 | 80.8711 | 103.9446 | 171.0262 | 172.333 | 285.6218 | 112.6083 | 69.5506 | 165.8599 | 90.0031 | 99.1796 | 96.5831 | 116.5181 | 130.4581 | 199.7022 | 96.8877 | 165.5367 | 78.9779 | 143.9129 | 225.4575 | 65.7993 | 85.6495 | 167.0005 | 151.1719 | 161.5531 | 124.3337 | 69.8712 | 207.3345 | 117.4923 | 83.6086 | 166.2748 | 142.0611 | 114.0503 | 97.3959 | 99.184 | 115.9387 | 121.4271 | 197.6807 | 91.5529 | 122.5841 | 180.9745 | 181.2425 | 180.5857 | 165.6787 | 125.0425 | 196.7262 | 174.5993 | 63.0688 | 165.1896 | 154.3754 | 77.1504 | 167.3213 | 181.0005 | 118.4779 | 152.9343 | 73.9514 | 57.985 | 145.4833 | 120.8092 | 104.6548 | 156.825 | 173.8539 | 64.9051 | 86.5038 | 119.5379 | 141.9036 | 187.8125 | 138.8203 | 131.2313 | 103.1376 | 85.2673 | 148.4929 | 105.3896 | 93.4529 | 105.8785 | 141.7408 | 139.2243 | 85.8735 | 69.1915 | 93.6923 | 75.4206 | 40.8765 | 254.3567 | 144.3454 | 182.5276 | 114.2942 | 156.9617 | 100.7334 | 117.1177 | 135.3899 | 185.33 | 107.9622 | 219.3969 | 127.4013 | 121.3722 | 164.7229 | 107.6657 | 84.7225 | 174.4222 | 141.5671 | 70.9953 | 201.5611 | 54.9714 | 90.8708 | 218.3046 | 111.6858 | 117.8402 | 115.8213 | 173.3612 | 153.5911 | 69.2924 | 89.3307 | 97.7873 | 91.9881 | 132.1692 | 93.6891 | 96.9885 | 145.4979 | 75.4036 | 147.0096 | 24.8495 | 149.5205 | 202.6479 | 84.1351 | 51.5414 | 64.8025 | 83.5127 | 101.4924 | 111.5306 | 173.6377 | 105.1657 | 94.0115 | 66.7204 | 135.8422 | 87.1316 | 125.6165 | 119.5303 | 74.3351 | 81.4928 | 147.433 | 124.7769 | 92.7467 | 107.3653 | 100.4241 | 83.891 | 122.7151 | 154.5536 | 127.7535 | 71.7983 | 176.9742 | 202.8634 | 128.7351 | 88.5509 | 117.94 | 92.733 | 163.2748 | 126.1742 | 133.7128 | 95.9187 | 200.6033 | 117.4922 | 129.1422 | 68.73 | 188.3804 | 137.5352 | 179.7186 | 105.0874 | 68.4772 | 113.663 | 155.1695 | 149.7818 | 169.1734 | 89.9966 | 106.9157 | 257.0313 | 222.2715 | 163.5411 | 95.2783 | 110.9199 | 75.8766 | 100.8844 | 69.9004 | 103.2462 | 105.9383 | 96.9655 | 111.6411 | 114.0213 | 135.9481 | 85.1243 | 118.6737 | 135.5985 | 98.719 | 156.3211 | 149.6865 | 79.1295 | 103.4068 | 132.619 | 147.8574 | 87.2084 | 80.716 | 112.314 | 117.4446 | 155.1077 | 145.615 | 107.424 | 152.0824 | 138.3826 | 97.5224 | 142.5421 | 104.007 | 79.0612 | 87.8024 | 166.1737 | 123.2104 | 93.3288 | 165.9402 | 162.0717 | 130.8941 | 78.055 | 180.2968 | 95.6069 | 126.0789 | 75.3239 | 113.0845 | 90.5449 | 144.2418 | 82.4727 | 110.255 | 97.9303 | 154.7271 | 171.3116 | 99.5049 | 143.6165 | 160.893 | 235.1767 | 107.0779 | 121.3876 | 174.0377 | 275.8154 | 118.8421 | 97.792 | 154.3374 | 139.3453 | 115.1281 | 122.2063 | 124.4246 | 119.5933 | 142.2595 | 124.914 | 139.4066 | 178.1098 | 89.5876 | 125.6074 | 133.6154 | 84.1967 | 88.9228 | 104.3417 | 126.6236 | 119.764 | 129.0211 | 14.1452 | 86.4354 | 167.6435 | 128.6717 | 153.3014 | 108.6259 | 183.8037 | 151.5543 | 186.894 | 97.8196 | 151.8957 | 79.0247 | 141.5289 | 190.9673 | 19.1848 | 154.2838 | 147.8685 | 106.5536 | 99.1432 | 115.4581 | 164.9257 | 309.1913 | 90.9768 | 120.39 | 198.6554 | 93.1137 | 84.8699 | 65.5845 | 103.9171 | 99.2388 | 145.7255 | 120.8606 | 191.0754 | 73.9489 | 86.9303 | 94.976 | 61.4343 | 191.0903 | 210.7894 | 170.2963 | 151.0706 | 203.2187 | 113.1897 | 213.0832 | 53.0519 | 178.0729 | 100.4476 | 226.456 | 150.0995 | 115.3773 | 192.459 | 187.2967 | 38.0762 | 161.6265 | 96.0922 | 112.3285 | 96.0905 | 160.5006 | 127.345 | 92.4287 | 117.3469 | 165.8722 | 115.1657 | 110.5373 | 104.533 | 113.6305 | 109.3852 | 155.2709 | 91.3294 | 62.0263 | 172.8376 | 159.1266 | 244.8986 | 135.4643 | 135.9503 | 87.0473 | 78.0836 | 177.2148 | 101.1116 | 60.2293 | 160.124 | 93.3882 | 120.0491 | 109.9731 | 212.7222 | 165.2357 | 152.9637 | 173.8005 | 65.4462 | 136.2326 | 306.2075 | 116.5016 | 107.4526 | 110.6794 | 180.7013 | 190.665 | 127.5908 | 129.2734 | 101.3274 | 75.5088 | 115.0242 | 113.1944 | 120.4824 | 130.6154 | 167.3478 | 146.7797 | 220.397 | 131.3387 | 171.1936 | 105.0272 | 141.1581 | 98.4821 | 182.3811 | 88.6153 | 151.1754 | 98.8268 | 161.8861 | 96.3845 | 85.3938 | 162.0561 | 86.3455 | 180.1886 | 100.2662 | 120.124 | 181.3052 | 99.8637 | 91.959 | 138.3115 | 166.597 | 166.899 | 187.3 | 83.6782 | 73.3482 | 80.955 | 173.7231 | 223.379 | 154.1343 | 92.4416 | 164.7784 | 92.0884 | 73.0321 | 131.0295 | 88.4632 | 140.2932 | 137.1162 | 174.7941 | 95.4924 | 115.483 | 161.4033 | 82.4512 | 99.6418 | 113.0078 | 108.365 | 150.232 | 79.4722 | 59.6604 | 122.1379 | 45.7662 | 140.2672 | 162.4306 | 103.6556 | 91.259 | 128.8429 | 156.2655 | 80.1632 | 199.8401 | 120.3134 | 104.9963 | 98.3525 | 112.258 | 88.4819 | 32.8389 | 107.7764 | 141.4848 | 151.1294 | 122.8638 | 43.729 | 77.6153 | 112.5244 | 138.7878 | 130.7996 | 147.7196 | 130.2748 | 190.6176 | 77.0719 | 110.574 | 145.4582 | 128.8218 | 101.7418 | 147.6225 | 75.399 | 115.8422 | 117.6205 | 269.4727 | 109.4552 | 161.8239 | 71.4628 | 60.842 | 99.3547 | 80.039 | 42.3751 | 145.2861 | 199.7296 | 143.5592 | 78.5927 | 80.0456 | 124.425 | 68.0948 | 126.0247 | 219.1021 | 188.3857 | 151.5866 | 298.8079 | 129.2005 | 106.1664 | 119.0867 | 95.3875 | 208.8473 | 181.9275 | 145.104 | 223.7949 | 137.1906 | 106.5866 | 137.2303 | 86.5185 | 76.3246 | 165.337 | 52.4348 | 103.6389 | 198.4623 | 87.3155 | 139.8684 | 153.9585 | 98.5969 | 89.1006 | 130.2741 | 90.2644 | 175.8133 | 114.5762 | 165.5822 | 53.1683 | 45.0873 | 132.1248 | 210.8702 | 130.7158 | 146.3624 | 83.7419 | 131.7129 | 124.4746 | 193.4958 | 208.8052 | 92.1041 | 119.3155 | 152.1232 | 5.6291 | 248.9773 | 162.8769 | 178.1972 | 147.8096 | 171.368 | 126.0722 | 94.966 | 191.6122 | 94.4779 | 115.8489 | 82.4224 | 152.1277 | 157.9593 | 135.539 | 103.6617 | 168.1648 | 161.9439 | 99.0429 | 132.4856 | 121.7353 | 144.9055 | 250.4259 | 112.3869 | 60.8388 | 164.9035 | 152.5059 | 115.825 | 102.2751 | 82.1101 | 180.4202 | 203.3683 | 129.9215 | 76.6881 | 134.6165 | 70.1047 | 93.1428 | 97.2842 | 110.2343 | 178.5254 | 222.6955 | 135.5181 | 56.186 | 99.6518 | 69.178 | 99.3991 | 127.9315 | 104.7379 | 103.2436 | 119.1582 | 165.1657 | 134.0851 | 175.3012 | 89.1389 | 132.6813 | 134.8356 | 219.349 | 114.1655 | 57.326 | 224.4087 | 146.3792 | 68.4649 | 114.1904 | 76.7634 | 136.7877 | 171.2912 | 15.7936 | 175.7307 | 165.1917 | 124.749 | 113.7864 | 76.5405 | 127.912 | 105.8897 | 147.7944 | 168.4773 | 124.1954 | 67.72 | 129.7224 | 173.6665 | 93.0157 | 160.6706 | 87.1038 | 96.2551 | 138.6128 | 142.1538 | 182.1262 | 78.3015 | 125.3516 | 133.2914 | 107.0413 | 254.2436 | 116.0951 | 130.827 | 174.387 | 50.7828 | 100.411 | 88.0328 | 133.4611 | 135.01 | 195.931 | 90.394 | 119.6084 | 124.1222 | 149.2934 | 145.4842 | 118.1552 | 115.8144 | 111.718 | 140.1183 | 172.7988 | 89.7161 | 46.0798 | 147.4991 | 161.699 | 124.036 | 221.7099 | 121.1652 | 189.6292 | 247.5202 | 125.2818 | 84.9268 | 122.8923 | 138.9266 | 152.0632 | 53.1642 | 185.8379 | 160.46 | 15.1192 | 138.3747 | 130.93 | 147.1976 | 79.4944 | 162.8444 | 252.2597 | 116.308 | 105.7662 | 90.9054 | 109.3949 | 136.4929 | 112.8345 | 93.3088 | 140.7847 | 70.0047 | 182.7191 | 135.8729 | 152.8571 | 179.3826 | 174.9362 | 72.8457 | 137.8136 | 120.603 | 93.1175 | 87.7879 | 109.2567 | 98.5219 | 68.6797 | 102.7684 | 102.2098 | 105.1622 | 154.9882 | 233.5394 | 47.7835 | 148.1252 | 83.5981 | 109.0793 | 134.002 | 128.3964 | 74.3169 | 169.0424 | 150.0351 | 262.0141 | 172.9315 | 168.6672 | 136.9421 | 132.9 | 65.6877 | 154.4251 | 136.8339 | 116.4843 | 86.8949 | 155.9359 | 91.0511 | 321.6879 | 115.0451 | 98.7125 | 150.4517 | 130.3999 | 156.3699 | 116.6832 | 116.5856 | 118.2715 | 72.2399 | 108.9424 | 170.6128 | 91.0344 | 91.9001 | 126.6897 | 163.1607 | 171.896 | 110.0585 | 164.2708 | 139.5531 | 210.0151 | 82.3014 | 115.5378 | 87.0075 | 113.2094 | 143.8988 | 150.8964 | 135.8631 | 84.9794 | 141.683 | 92.5144 | 195.5253 | 106.1518 | 131.8937 | 92.8504 | 99.399 | 175.2312 | 195.1593 | 131.1534 | 152.2426 | 148.864 | 74.2317 | 162.4662 | 104.6302 | 173.8507 | 157.7881 | 114.2116 | 98.6487 | 94.285 | 152.789 | 89.9893 | 90.8281 | 47.223 | 149.6669 | 85.975 | 125.746 | 174.2166 | 42.5112 | 115.5438 | 101.3687 | 104.6093 | 63.6281 | 112.3366 | 61.545 | 97.5207 | 193.6461 | 179.8472 | 134.857 | 135.4252 | 84.096 | 158.5313 | 98.1133 | 148.016 | 91.6481 | 51.1371 | 140.1274 | 106.4947 | 139.394 | 111.2596 | 82.1602 | 201.9562 | 102.1493 | 156.4109 | 142.9435 | 86.9391 | 121.9015 | 161.981 | 216.5831 | 85.0063 | 126.7969 | 114.4247 | 94.5853 | 139.8669 | 158.5394 | 113.9897 | 85.6923 | 216.9688 | 118.4089 | 102.2975 | 165.4354 | 154.1737 | 174.7449 | 103.3548 | 220.8558 | 100.2583 | 171.4843 | 89.5221 | 139.1602 | 63.5191 | 123.6463 | 111.8159 | 175.9998 | 141.006 | 167.5766 | 202.7727 | 152.056 | 154.8487 | 131.5018 | 208.9314 | 76.5282 | 99.7359 | 145.9819 | 99.2684 | 103.4169 | 74.659 | 99.6999 | 121.4064 | 134.3062 | 121.1252 | 134.9459 | 56.3992 | 123.9166 | 212.0788 | 136.2218 | 204.9629 | 136.5345 | 62.2036 | 86.1307 | 142.9107 | 189.63 | 182.1987 | 127.0239 | 179.764 | 156.1674 | 166.6067 | 140.7285 | 151.6045 | 155.4812 | 117.9735 | 58.6336 | 74.2957 | 56.6928 | 196.8968 | 206.6793 | 97.3 | 113.9754 | 119.903 | 91.1574 | 118.767 | 223.2853 | 154.1901 | 141.6444 | 104.2911 | 248.927 | 71.4743 | 126.1546 | 71.9742 | 125.0299 | 246.0248 | 121.3732 | 165.729 | 97.9904 | 58.0854 | 101.0353 | 95.29 | 102.0465 | 195.3705 | 118.0813 | 240.717 | 75.466 | 71.7339 | 131.5037 | 190.3277 | 106.8696 | 84.515 | 130.3383 | 108.9509 | 128.1712 | 76.4071 | 217.2183 | 2.8833 | 74.6967 | 144.7821 | 120.4178 | 166.2914 | 295.2034 | 73.6667 | 96.7773 | 197.2586 | 151.7863 | 186.7558 | 83.9157 | 76.7812 | 259.6828 | 104.5289 | 109.9514 | 96.8659 | 150.5894 | 158.2102 | 86.5185 | 106.9183 | 74.3499 | 49.5324 | 95.6708 | 249.3417 | 66.9642 | 108.9056 | 81.2033 | 96.839 | 160.9548 | 115.5214 | 210.3323 | 122.5464 | 105.5487 | 137.8552 | 187.6323 | 144.6298 | 148.9669 | 124.3717 | 72.2267 | 219.6605 | 127.73 | 139.113 | 161.4412 | 202.4097 | 142.204 | 105.8456 | 74.6213 | 70.033 | 180.3917 | 96.4269 | 89.5645 | 104.7199 | 100.3242 | 182.2806 | 170.4247 | 92.6812 | 192.6771 | 191.8575 | 174.208 | 124.6455 | 163.7646 | 145.4121 | 91.8844 | 173.8748 | 92.2709 | 111.6967 | 151.4156 | 101.8207 | 178.858 | 74.3544 | 54.5548 | 168.6287 | 172.0988 | 45.8044 | 150.4126 | 50.3476 | 56.8754 | 152.1403 | 154.9426 | 160.0663 | 95.7418 | 148.3479 | 195.3911 | 184.9849 | 83.8492 | 107.9782 | 114.6239 | 150.4189 | 163.9999 | 116.5031 | 112.3249 | 183.6732 | 103.3786 | 125.0378 | 167.7435 | 128.8428 | 61.8559 | 175.5512 | 168.291 | 72.5881 | 125.2218 | 234.6321 | 161.8884 | 108.6223 | 131.9547 | 53.5333 | 139.0831 | 105.4304 | 89.7605 | 156.4477 | 101.7969 | 65.3225 | 70.3477 | 173.7388 | 79.1652 | 119.2842 | 127.685 | 200.2092 | 123.0998 | 113.1514 | 119.1026 | 57.3535 | 134.5751 | 101.7131 | 275.2188 | 182.8096 | 66.4386 | 156.5699 | 98.7368 | 163.3416 | 149.4066 | 83.6158 | 109.7158 | 118.6624 | 100.2687 | 95.8801 | 106.9935 | 78.4354 | 202.5901 | 206.9619 | 109.5071 | 182.587 | 74.0886 | 127.8056 | 113.3233 | 176.9857 | 125.1973 | 235.5174 | 69.6617 | 144.6052 | 108.5074 | 129.7249 | 138.4065 | 2.6597 | 90.5771 | 122.269 | 196.6761 | 118.0942 | 115.5805 | 125.4186 | 159.9039 | 125.5016 | 109.3587 | 116.8004 | 189.5561 | 85.969 | 111.8069 | 95.8891 | 89.5697 | 68.407 | 110.8561 | 157.2083 | 142.208 | 94.9597 | 122.3245 | 94.9466 | 94.2897 | 147.1645 | 291.3746 | 148.5044 | 129.4524 | 145.3344 | 152.5063 | 122.6432 | 114.061 | 140.7987 | 49.1381 | 96.6252 | 122.8697 | 173.7387 | 64.4083 | 193.6484 | 56.9693 | 98.2817 | 141.6246 | 70.7409 | 56.1214 | 97.7467 | 107.6683 | 152.5603 | 101.4896 | 118.8557 | 104.3717 | 111.1742 | 116.4157 | 95.9503 | 73.4538 | 77.7911 | 115.7193 | 221.0629 | 189.0516 | 154.6961 | 156.2984 | 141.008 | 88.1903 | 219.0112 | 48.2124 | 120.8343 | 108.8101 | 126.0825 | 85.4969 | 89.8512 | 158.0055 | 94.8354 | 60.6532 | 212.4019 | 198.5157 | 50.344 | 163.1047 | 120.4576 | 76.5542 | 101.0014 | 136.5241 | 114.6589 | 81.0625 | 161.2948 | 177.371 | 123.4902 | 129.2374 | 104.9922 | 118.3252 | 89.4061 | 139.2659 | 134.4389 | 72.2314 | 156.7048 | 128.6904 | 166.8376 | 121.9023 | 91.1317 | 91.8673 | 105.2405 | 195.6312 | 49.7822 | 160.6794 | 96.5674 | 78.2127 | 112.1836 | 180.9543 | 104.7789 | 107.6575 | 83.7346 | 224.3461 | 158.2859 | 168.7755 | 206.5471 | 138.8799 | 119.0673 | 114.2471 | 173.7883 | 176.7097 | 126.3681 | 136.7522 | 67.1223 | 105.3931 | 89.5909 | 110.2872 | 195.8036 | 185.1447 | 145.4943 | 159.424 | 153.103 | 197.1322 | 95.9817 | 114.8699 | 101.5226 | 188.9011 | 204.7531 | 158.1418 | 276.4762 | 170.3239 | 98.4592 | 196.1439 | 140.0736 | 72.031 | 122.8753 | 141.5282 | 187.9751 | 156.0523 | 134.9285 | 127.7189 | 78.3255 | 177.8968 | 107.4558 | 99.5333 | 68.1401 | 119.1378 | 86.9727 | 77.5875 | 59.1983 | 83.3911 | 44.2456 | 139.7529 | 202.8589 | 124.5473 | 76.6687 | 65.7355 | 170.0837 | 147.9724 | 277.7838 | 105.6227 | 120.8602 | 91.6193 | 73.4356 | 114.4296 | 94.7516 | 142.0088 | 134.237 | 146.885 | 139.7812 | 78.3348 | 126.8452 | 137.0314 | 95.2613 | 92.5235 | 69.6723 | 155.0552 | 113.1727 | 168.7122 | 93.2079 | 182.1976 | 100.3644 | 206.2413 | 117.516 | 90.5737 | 157.6986 | 125.1053 | 116.5273 | 120.5567 | 159.266 | 157.082 | 85.7769 | 96.2292 | 128.669 | 73.4084 | 73.7338 | 54.7315 | 116.7625 | 96.4207 | 84.3371 | 50.6888 | 119.0235 | 73.4871 | 177.8195 | 101.3304 | 114.4182 | 71.1392 | 121.8291 | 40.9617 | 148.1496 | 105.9429 | 87.7066 | 137.1165 | 219.0734 | 175.2132 | 164.6436 | 52.6877 | 242.9005 | 132.8981 | 171.0365 | 112.6964 | 82.0437 | 106.5234 | 198.9765 | 243.9918 | 173.3899 | 168.0867 | 122.9504 | 126.1566 | 132.7369 | 129.2977 | 127.3804 | 139.4109 | 101.1396 | 172.5148 | 68.259 | 136.1592 | 140.5663 | 240.5972 | 134.4439 | 109.1685 | 113.9434 | 108.8813 | 143.0247 | 169.3484 | 103.5282 | 114.0267 | 165.676 | 90.3414 | 92.7753 | 289.8579 | 80.8427 | 77.322 | 197.0834 | 79.3662 | 143.4018 | 95.3584 | 111.796 | 165.4236 | 132.6693 | 203.1827 | 93.9972 | 134.4611 | 152.9195 | 85.1867 | 181.7602 | 209.0578 | 132.3239 | 212.6226 | 141.7207 | 90.2878 | 97.7443 | 87.534 | 261.9227 | 129.7215 | 122.7019 | 193.9809 | 133.0853 | 102.778 | 133.9289 | 117.8335 | 78.8315 | 128.1421 | 93.0998 | 147.9735 | 182.2656 | 149.7533 | 130.2304 | 134.4117 | 161.4065 | 150.1246 | 135.5019 | 141.5975 | 129.2381 | 105.1321 | 70.6996 | 75.3637 | 157.9408 | 184.5257 | 175.2839 | 102.8372 | 151.8337 | 90.631 | 122.4896 | 73.8585 | 93.2511 | 130.306 | 93.4684 | 19.5251 | 112.2493 | 114.0949 | 106.9904 | 130.2969 | 152.5117 | 180.4618 | 140.1918 | 172.1404 | 153.4272 | 96.6095 | 279.8837 | 125.5696 | 88.028 | 161.1961 | 170.5048 | 48.0208 | 54.2775 | 133.4505 | 110.8822 | 138.9048 | 154.7882 | 200.7796 | 115.1562 | 61.1014 | 90.6523 | 164.7492 | 82.0219 | 53.4382 | 84.8355 | 123.99 | 158.4185 | 169.0903 | 202.5127 | 139.1488 | 156.6987 | 156.5776 | 178.2765 | 51.7576 | 111.9957 | 169.7173 | 146.8312 | 89.6487 | 160.2987 | 84.1356 | 149.2482 | 83.6174 | 135.4042 | 64.5682 | 92.0042 | 150.5474 | 55.0187 | 149.3566 | 120.0057 | 89.8008 | 135.7472 | 76.2732 | 94.3952 | 70.554 | 142.0856 | 125.3351 | 109.9827 | 71.0056 | 83.9947 | 24.9658 | 140.3055 | 175.9056 | 120.3072 | 133.7228 | 146.3526 | 99.5735 | 89.3155 | 272.5013 | 73.9082 | 157.8988 | 68.2877 | 81.4813 | 99.7321 | 54.7485 | 182.0579 | 99.4598 | 151.04 | 99.0156 | 120.7616 | 178.7685 | 60.5373 | 186.6574 | 73.8566 | 62.1557 | 106.1408 | 123.9815 | 139.8146 | 135.0339 | 129.8284 | 203.8021 | 134.3572 | 162.304 | 70.9625 | 113.2687 | 210.4218 | 107.1599 | 135.9109 | 59.3789 | 167.1492 | 100.4505 | 100.3127 | 128.0868 | 89.9322 | 124.7452 | 185.4486 | 90.5023 | 66.2424 | 107.1681 | 143.1808 | 127.2733 | 214.579 | 123.998 | 135.4323 | 153.2809 | 139.7486 | 107.316 | 157.7285 | 106.0264 | 147.0211 | 74.4644 | 263.7895 | 149.8016 | 94.4495 | 160.3127 | 112.9022 | 104.302 | 105.6463 | 66.8207 | 105.9964 | 76.9078 | 193.4979 | 109.354 | 156.8374 | 145.3034 | 107.6811 | 134.2288 | 115.418 | 81.0274 | 105.6928 | 113.4908 | 179.8464 | 145.8075 | 130.3869 | 152.6764 | 113.0771 | 146.7963 | 70.2721 | 99.1275 | 107.6905 | 138.6861 | 181.4498 | 162.1823 | 185.7565 | 93.3967 | 199.5962 | 89.5712 | 89.6187 | 91.2971 | 117.6346 | 212.5503 | 268.4454 | 108.8495 | 108.2596 | 89.2501 | 222.493 | 107.6948 | 168.635 | 91.9952 | 47.2928 | 97.4959 | 180.7319 | 93.1621 | 131.4935 | 118.8207 | 143.0465 | 69.3338 | 136.0228 | 84.6219 | 79.6867 | 100.2937 | 152.3565 | 63.2496 | 95.4308 | 104.843 | 95.1268 | 116.0432 | 277.3799 | 185.1443 | 148.8736 | 123.9099 | 125.4978 | 87.5951 | 103.3514 | 101.3167 | 112.5096 | 142.0901 | 80.5282 | 124.0931 | 130.0325 | 168.0629 | 60.0607 | 139.7132 | 127.3748 | 115.2966 | 157.8069 | 252.1926 | 71.0204 | 93.7451 | 102.22 | 153.8461 | 126.4489 | 51.6668 | 155.0919 | 94.8691 | 204.5026 | 86.3525 | 115.2248 | 102.3592 | 177.2434 | 201.1144 | 82.106 | 89.7125 | 141.9642 | 182.3426 | 113.2097 | 117.5469 | 93.3317 | 167.6779 | 181.9455 | 173.3721 | 96.4724 | 135.4239 | 191.6641 | 76.2375 | 125.8824 | 104.1376 | 121.0885 | 104.2349 | 151.7506 | 197.7696 | 177.2695 | 114.72 | 178.0595 | 53.2665 | 141.467 | 181.7584 | 74.6631 | 211.4021 | 116.2087 | 139.6582 | 130.6171 | 139.9604 | 114.1397 | 61.2384 | 98.9764 | 128.624 | 132.4484 | 139.1677 | 160.1591 | 78.138 | 125.7283 | 101.7949 | 122.8559 | 136.6548 | 54.9917 | 128.6574 | 98.5234 | 122.0258 | 145.7544 | 49.3713 | 167.7361 | 55.6099 | 134.6617 | 151.5544 | 87.3726 | 102.6195 | 76.2094 | 74.8687 | 67.5348 | 152.8582 | 146.7203 | 174.6532 | 123.7049 | 88.3746 | 142.8948 | 156.9992 | 158.5052 | 185.6124 | 132.5844 | 114.5405 | 209.5738 | 102.6799 | 136.7235 | 119.0045 | 82.3403 | 87.8787 | 63.494 | 170.5444 | 97.573 | 321.0131 | 74.8477 | 100.1928 | 95.9528 | 125.7457 | 222.5769 | 159.8084 | 50.6561 | 124.2074 | 146.1269 | 124.7259 | 100.4069 | 134.0534 | 105.6762 | 62.5741 | 206.1058 | 197.9851 | 144.5612 | 110.8669 | 1.6607 | 143.6139 | 103.9015 | 165.1268 | 163.835 | 107.688 | 107.4152 | 136.0407 | 144.0907 | 99.6763 | 142.5989 | 129.7459 | 65.1677 | 219.8402 | 151.7628 | 157.1872 | 154.041 | 47.2712 | 166.0067 | 122.8262 | 105.3495 | 152.1344 | 97.7414 | 165.3141 | 149.8646 | 118.9524 | 190.8834 | 206.9985 | 64.3203 | 118.5672 | 80.0494 | 142.7916 | 137.253 | 95.6635 | 79.8944 | 80.9363 | 186.9735 | 201.2961 | 137.6913 | 105.1386 | 195.5196 | 138.2554 | 186.88 | 115.8413 | 98.013 | 100.1623 | 87.9205 | 72.1286 | 119.7004 | 80.1268 | 157.2759 | 211.8336 | 69.1732 | 79.7354 | 98.3928 | 164.335 | 114.7482 | 201.1716 | 132.1929 | 116.9613 | 155.3062 | 71.5849 | 85.8549 | 185.7649 | 198.3501 | 135.4714 | 82.1918 | 145.0167 | 135.6775 | 132.6682 | 93.9543 | 112.5255 | 85.822 | 121.6857 | 83.2823 | 159.6611 | 93.3557 | 107.0809 | 96.9347 | 125.0483 | 74.0738 | 127.4406 | 214.3069 | 86.1506 | 97.8594 | 68.3814 | 170.7651 | 163.7476 | 85.0241 | 64.0915 | 99.336 | 163.1739 | 131.6734 | 155.3156 | 60.5311 | 165.2717 | 137.7712 | 147.8519 | 143.5946 | 137.7612 | 94.4658 | 81.5311 | 126.6627 | 120.182 | 137.9167 | 66.4281 | 68.9472 | 81.1161 | 66.7658 | 92.0912 | 148.4112 | 135.4873 | 197.6432 | 58.0481 | 142.4515 | 78.1194 | 215.0639 | 70.2344 | 171.0113 | 111.8162 | 138.5329 | 74.9952 | 96.4937 | 98.239 | 93.0415 | 138.7714 | 193.7176 | 185.0353 | 95.5898 | 86.5866 | 172.3453 | 172.7587 | 274.7142 | 202.3247 | 118.2938 | 121.8697 | 137.7212 | 127.2756 | 91.6707 | 173.2841 | 165.5446 | 199.5181 | 180.453 | 120.3303 | 233.1618 | 155.8386 | 166.1348 | 103.563 | 76.7411 | 145.3205 | 77.6006 | 248.7698 | 82.7774 | 105.1754 | 106.1175 | 157.0088 | 183.8303 | 82.8942 | 91.146 | 112.4954 | 96.6472 | 135.6812 | 130.3793 | 108.5393 | 59.3311 | 116.7794 | 71.6845 | 206.0621 | 146.4555 | 128.9848 | 291.2891 | 175.1948 | 80.8073 | 86.1963 | 103.7165 | 87.0932 | 120.0761 | 110.0236 | 162.619 | 117.3235 | 108.7374 | 91.7723 | 65.9486 | 102.6155 | 112.7973 | 74.5422 | 191.8536 | 58.8786 | 68.5739 | 49.4186 | 94.5547 | 142.1005 | 116.888 | 92.3824 | 49.9957 | 120.4048 | 110.2215 | 70.7237 | 163.097 | 93.9528 | 156.5345 | 175.4535 | 115.874 | 105.6757 | 193.5889 | 212.4342 | 70.8051 | 122.8291 | 121.4893 | 70.5847 | 41.9943 | 174.6568 | 152.3034 | 177.1308 | 122.001 | 243.6614 | 159.4715 | 96.385 | 10.1494 | 216.3665 | 96.9367 | 325.948 | 130.2026 | 95.109 | 146.6536 | 111.4459 | 104.1478 | 105.7188 | 59.7347 | 138.7525 | 135.1754 | 123.3187 | 162.0413 | 224.7144 | 152.9539 | 95.3493 | 102.6403 | 189.2821 | 142.3824 | 61.5781 | 62.6293 | 128.3885 | 112.704 | 122.1171 | 70.1344 | 179.7879 | 98.5659 | 254.8388 | 160.6519 | 149.295 | 118.6269 | 53.4963 | 158.7069 | 72.0752 | 176.7085 | 156.738 | 62.9347 | 125.6589 | 118.6319 | 122.6558 | 123.6089 | 161.7788 | 87.1179 | 128.3249 | 166.9406 | 65.9342 | 65.1943 | 167.1654 | 166.4614 | 138.0385 | 108.4951 | 117.4232 | 120.8639 | 73.9452 | 102.3749 | 159.8278 | 79.1275 | 53.9717 | 75.8784 | 148.4376 | 60.4067 | 162.8705 | 123.0639 | 100.4831 | 116.4351 | 114.7584 | 119.5291 | 159.4675 | 108.1444 | 137.6609 | 124.3875 | 182.4172 | 205.4041 | 152.4496 | 131.7629 | 142.8284 | 74.5627 | 140.0371 | 232.6543 | 108.4691 | 96.8299 | 167.4982 | 87.504 | 97.706 | 83.8537 | 145.3016 | 121.9264 | 200.2001 | 96.8079 | 125.4213 | 118.7298 | 220.8263 | 133.0689 | 152.6616 | 110.1616 | 143.1223 | 84.715 | 159.7393 | 91.3806 | 275.7046 | 73.8818 | 150.3317 | 128.4665 | 110.9698 | 81.8346 | 210.022 | 95.5622 | 95.3994 | 113.5552 | 113.9179 | 67.7032 | 104.2115 | 68.0383 | 60.0165 | 101.0784 | 109.9107 | 51.1561 | 140.4343 | 198.1174 | 152.9441 | 123.2994 | 116.773 | 156.7967 | 105.3162 | 112.1877 | 166.0168 | 211.0619 | 156.633 | 116.8196 | 194.4779 | 117.4587 | 102.3871 | 140.4663 | 88.1317 | 106.0235 | 102.8093 | 159.2702 | 148.4213 | 74.9141 | 85.8046 | 88.0169 | 255.5857 | 183.4319 | 100.7196 | 185.67 | 56.0568 | 246.0971 | 118.7878 | 98.9792 | 140.1228 | 101.2929 | 159.3487 | 114.6108 | 102.6858 | 70.0609 | 110.7037 | 66.2347 | 84.289 | 82.8914 | 133.8664 | 153.8743 | 166.2959 | 115.2683 | 192.4161 | 89.2424 | 80.5753 | 143.4258 | 154.1167 | 96.2687 | 142.4366 | 83.5753 | 117.4535 | 134.027 | 155.4334 | 166.2971 | 106.9728 | 112.3464 | 133.5329 | 138.1527 | 84.0216 | 121.0367 | 193.687 | 112.1559 | 127.9974 | 146.4546 | 164.9072 | 78.4571 | 150.9771 | 232.7847 | 119.6918 | 71.9225 | 112.9491 | 139.6352 | 79.1503 | 83.3118 | 189.4152 | 120.3658 | 65.2859 | 70.3032 | 103.5494 | 50.8625 | 226.4552 | 179.9641 | 138.5903 | 64.5898 | 142.3857 | 120.941 | 113.6622 | 97.3317 | 112.1373 | 88.2336 | 178.2103 | 90.565 | 127.1745 | 68.3275 | 160.9525 | 205.1035 | 150.7315 | 150.7724 | 98.8841 | 154.4141 | 67.4185 | 101.3199 | 138.7498 | 181.4523 | 270.8958 | 132.7057 | 82.0615 | 69.7398 | 134.5586 | 162.055 | 163.3425 | 72.7204 | 143.5499 | 86.0496 | 84.4452 | 130.3672 | 129.4659 | 60.8722 | 136.5968 | 116.556 | 179.1771 | 72.302 | 165.5509 | 223.7179 | 23.7848 | 120.6127 | 143.3001 | 178.6911 | 102.4652 | 123.5234 | 84.2577 | 57.9512 | 105.4775 | 112.4187 | 99.4742 | 146.4784 | 142.5764 | 121.7046 | 114.4427 | 65.3598 | 85.7541 | 77.8948 | 122.2135 | 82.3464 | 95.0487 | 179.1647 | 94.2001 | 204.4944 | 116.643 | 136.6856 | 118.9372 | 155.0758 | 164.9079 | 110.9451 | 177.218 | 131.4259 | 63.5578 | 155.2579 | 173.9871 | 99.2975 | 134.7661 | 235.0912 | 95.8265 | 178.8673 | 101.681 | 143.349 | 97.9731 | 197.0929 | 159.7552 | 149.9624 | 103.8156 | 154.7146 | 115.9326 | 81.3152 | 97.9039 | 69.0303 | 69.9108 | 138.6879 | 163.5845 | 139.1786 | 94.8697 | 76.5333 | 99.0264 | 191.5698 | 74.2206 | 185.6354 | 148.6993 | 117.7609 | 49.252 | 113.7428 | 234.6123 | 114.0218 | 50.0131 | 105.4487 | 93.9029 | 129.8414 | 57.2353 | 135.1322 | 172.0152 | 79.2798 | 185.6072 | 192.0381 | 193.5659 | 108.1689 | 105.2019 | 92.9095 | 101.0395 | 102.1349 | 237.9488 | 93.0157 | 218.4265 | 117.7981 | 121.3906 | 94.8503 | 106.8747 | 94.3516 | 124.3287 | 105.083 | 126.149 | 85.5836 | 100.0461 | 101.0353 | 107.8458 | 99.927 | 69.4558 | 100.8793 | 172.0277 | 105.7852 | 114.3107 | 164.708 | 51.108 | 258.4246 | 49.3133 | 141.8039 | 182.7612 | 117.2527 | 98.7714 | 131.7931 | 118.8607 | 104.6245 | 123.0265 | 168.9966 | 143.3095 | 71.2713 | 179.7465 | 184.3389 | 78.2454 | 94.6169 | 126.9705 | 122.8602 | 146.3937 | 331.2833 | 119.1954 | 141.4649 | 179.8141 | 105.364 | 104.1228 | 50.1027 | 113.1026 | 183.7636 | 79.7675 | 124.3545 | 177.9416 | 130.517 | 183.9232 | 148.0684 | 223.6918 | 118.9944 | 147.825 | 52.3194 | 190.4661 | 102.6599 | 50.2267 | 287.756 | 109.2716 | 77.0365 | 225.8554 | 162.1946 | 85.0711 | 151.7056 | 153.8399 | 66.0506 | 116.5295 | 171.1058 | 132.0452 | 135.1868 | 151.0267 | 164.4946 | 213.0531 | 146.417 | 118.8189 | 89.7883 | 138.386 | 134.5907 | 114.6357 | 191.9195 | 180.8468 | 154.6324 | 135.3434 | 143.0842 | 92.6585 | 173.1029 | 94.4813 | 72.4057 | 91.9308 | 124.4583 | 101.5121 | 100.5087 | 115.3454 | 136.073 | 137.9043 | 174.8262 | 161.7236 | 90.7909 | 172.6127 | 138.3262 | 152.5569 | 150.5822 | 110.0539 | 167.8018 | 279.9743 | 143.847 | 123.61 | 80.4046 | 120.8448 | 159.5454 | 205.0243 | 122.2909 | 179.8233 | 151.8755 | 134.4522 | 62.2849 | 92.4389 | 56.612 | 108.3224 | 145.7514 | 104.1996 | 155.8763 | 91.2906 | 88.5994 | 135.3041 | 83.5138 | 150.5995 | 172.686 | 150.7432 | 142.8899 | 85.8328 | 112.664 | 125.7827 | 198.752 | 118.7221 | 158.4477 | 216.81 | 110.3626 | 131.1756 | 70.6598 | 156.9273 | 200.276 | 228.3145 | 93.7694 | 163.1538 | 88.9351 | 136.6954 | 89.9549 | 164.0337 | 128.7392 | 59.9653 | 105.3759 | 151.9401 | 182.3371 | 176.9572 | 163.5767 | 103.7129 | 101.7111 | 51.8876 | 133.5371 | 142.342 | 148.9267 | 93.309 | 160.345 | 123.2081 | 154.4632 | 133.7577 | 138.4552 | 102.908 | 147.8825 | 94.467 | 143.936 | 140.2719 | 217.4499 | 132.6572 | 60.2557 | 153.4749 | 159.2615 | 155.8353 | 141.7704 | 117.992 | 85.1915 | 189.2566 | 150.7816 | 101.2207 | 78.6165 | 96.8372 | 111.0653 | 57.502 | 44.9586 | 187.7156 | 113.1926 | 144.338 | 85.6202 | 200.9805 | 141.6204 | 99.614 | 140.5806 | 112.6346 | 76.9069 | 124.3296 | 142.833 | 95.9717 | 183.4364 | 85.0285 | 100.9228 | 109.7913 | 200.929 | 149.094 | 156.9799 | 119.9851 | 112.2352 | 170.3738 | 89.0522 | 100.654 | 81.607 | 130.0637 | 90.9337 | 94.9046 | 110.1719 | 120.344 | 123.2575 | 108.0882 | 163.8876 | 122.6011 | 94.1793 | 139.3655 | 164.8066 | 78.4132 | 153.4843 | 119.1331 | 128.6704 | 107.7813 | 124.5074 | 147.1319 | 105.2939 | 125.7105 | 272.8879 | 96.1 | 132.2657 | 115.9017 | 103.9432 | 233.3561 | 118.8471 | 125.4219 | 102.904 | 137.0157 | 112.5241 | 87.9783 | 72.4892 | 179.3685 | 149.736 | 106.4218 | 62.8381 | 239.2983 | 149.925 | 144.9833 | 94.4579 | 95.9089 | 102.2079 | 184.5992 | 90.5032 | 162.3838 | 55.8931 | 115.1069 | 144.6034 | 170.1997 | 50.8283 | 140.5181 | 162.477 | 141.0151 | 245.308 | 214.0728 | 214.457 | 99.7842 | 138.7838 | 130.8426 | 120.1376 | 81.1298 | 86.4301 | 94.918 | 118.9417 | 81.9417 | 98.5918 | 147.007 | 57.2397 | 166.2224 | 149.2362 | 91.1342 | 88.5856 | 116.399 | 114.5306 | 334.0855 | 47.3447 | 132.2946 | 85.9222 | 194.3197 | 186.3962 | 114.3492 | 207.5815 | 187.8297 | 146.9072 | 155.3254 | 97.27 | 120.611 | 145.2862 | 146.071 | 135.7798 | 115.0282 | 130.5701 | 118.0124 | 165.073 | 169.615 | 102.7372 | 131.7977 | 101.1589 | 118.4413 | 82.9734 | 93.5338 | 132.7508 | 134.1363 | 107.1421 | 131.7022 | 145.4157 | 14.8052 | 97.0201 | 57.2717 | 159.8642 | 97.735 | 102.5375 | 163.0987 | 78.7903 | 123.4193 | 96.0981 | 56.4268 | 58.6921 | 180.2583 | 274.2994 | 168.4154 | 100.148 | 69.3732 | 171.0298 | 102.8656 | 135.3175 | 176.6392 | 107.775 | 113.6404 | 84.5878 | 137.9369 | 104.7615 | 74.2012 | 112.9201 | 65.9928 | 144.5146 | 80.1405 | 83.7453 | 139.7196 | 75.1011 | 74.4733 | 107.1677 | 88.3968 | 166.0173 | 169.4186 | 18.1313 | 47.7887 | 119.2393 | 94.7051 | 78.5045 | 138.3332 | 180.0355 | 125.0507 | 119.1026 | 147.9748 | 127.6053 | 92.4107 | 140.6284 | 124.1452 | 53.2608 | 195.6246 | 102.2016 | 55.2253 | 156.0396 | 71.0679 | 58.8873 | 157.0062 | 141.0176 | 54.0103 | 75.263 | 128.3933 | 154.5693 | 149.6945 | 136.3089 | 69.0009 | 115.4816 | 133.5786 | 241.7348 | 98.5586 | 122.419 | 156.2596 | 93.9886 | 71.2459 | 95.5972 | 83.3638 | 143.1518 | 194.233 | 128.6198 | 161.5923 | 163.96 | 278.9757 | 157.1004 | 226.564 | 110.1422 | 139.9565 | 131.2409 | 80.7912 | 121.074 | 106.1306 | 115.6723 | 154.0012 | 104.5421 | 74.5151 | 129.5291 | 105.2524 | 185.4575 | 184.7286 | 119.7756 | 269.5532 | 64.1773 | 199.4499 | 148.1588 | 173.2003 | 131.6129 | 200.2038 | 142.0384 | 145.5907 | 63.3937 | 156.8562 | 75.3351 | 150.9037 | 124.636 | 55.9644 | 146.5628 | 174.5222 | 135.7991 | 118.0537 | 137.3036 | 132.2644 | 76.2617 | 216.0563 | 73.1219 | 117.4758 | 235.813 | 130.3103 | 67.6494 | 164.8745 | 131.6298 | 202.5034 | 98.5939 | 155.9299 | 107.9764 | 93.5105 | 131.0347 | 115.9899 | 107.4615 | 109.1461 | 110.4428 | 158.0524 | 155.1229 | 138.5718 | 64.0547 | 133.6165 | 123.353 | 118.9861 | 175.2713 | 124.9709 | 100.957 | 136.8553 | 135.2812 | 139.5887 | 91.7854 | 105.6144 | 178.0744 | 126.2652 | 128.8315 | 71.8783 | 121.8365 | 223.554 | 107.8848 | 127.9517 | 106.0947 | 95.085 | 143.1129 | 155.5517 | 159.7216 | 185.3129 | 150.8069 | 96.0874 | 114.4425 | 216.409 | 122.3406 | 120.9346 | 145.7458 | 118.871 | 67.2784 | 130.2761 | 137.4278 | 80.5365 | 142.1119 | 99.4912 | 117.3133 | 151.2458 | 321.0219 | 139.7746 | 77.4567 | 59.5819 | 105.7202 | 128.4113 | 114.3797 | 221.1711 | 80.8649 | 173.246 | 180.5511 | 71.6639 | 81.1591 | 200.1668 | 171.6077 | 85.939 | 91.7156 | 152.2127 | 119.3869 | 110.6707 | 92.8176 | 193.1083 | 118.5994 | 74.9492 | 97.8831 | 160.1037 | 146.9809 | 77.5324 | 206.8161 | 88.1998 | 142.7436 | 186.7347 | 154.9665 | 105.5676 | 45.9625 | 112.3161 | 141.0037 | 204.6322 | 90.5475 | 156.0416 | 105.7221 | 87.8834 | 175.8578 | 102.3767 | 87.0148 | 133.8266 | 92.3661 | 82.548 | 105.5369 | 156.7444 | 76.55 | 182.5826 | 149.0183 | 82.4862 | 130.8575 | 117.058 | 166.4599 | 136.9242 | 125.2216 | 43.7521 | 170.7484 | 164.3876 | 145.347 | 145.0784 | 48.1206 | 107.1951 | 76.3032 | 141.6931 | 228.7281 | 65.603 | 89.6515 | 117.0031 | 71.8272 | 143.6138 | 160.6344 | 120.5701 | 129.1038 | 132.1076 | 165.485 | 112.6143 | 172.3209 | 67.3889 | 141.8244 | 156.9223 | 130.8933 | 312.9818 | 135.8092 | 159.574 | 123.2655 | 62.921 | 160.0224 | 124.4083 | 117.6301 | 140.8736 | 69.8769 | 144.6798 | 53.6144 | 136.9217 | 173.8718 | 176.8917 | 110.2368 | 90.5761 | 106.4475 | 131.1547 | 204.7551 | 123.6769 | 118.0649 | 126.0708 | 154.0922 | 138.2342 | 117.5016 | 133.9115 | 184.2656 | 145.1788 | 65.8538 | 69.0949 | 85.4228 | 140.2876 | 118.4306 | 212.7669 | 156.6223 | 128.8113 | 160.9136 | 169.6738 | 107.403 | 147.0343 | 83.818 | 56.1867 | 144.2249 | 91.7218 | 121.0725 | 99.5034 | 100.1779 | 132.6842 | 135.7102 | 91.5187 | 151.7096 | 127.9368 | 97.5663 | 109.0605 | 108.2407 | 182.2814 | 129.8162 | 75.2448 | 121.3428 | 163.0345 | 102.4191 | 80.0975 | 86.6387 | 68.5752 | 58.0817 | 183.7403 | 112.8931 | 201.3046 | 108.6174 | 123.5852 | 64.3913 | 153.4455 | 72.1257 | 104.6848 | 136.2796 | 190.2156 | 120.476 | 106.3874 | 214.113 | 75.4233 | 138.8982 | 196.1056 | 190.8454 | 94.5029 | 241.2347 | 129.217 | 84.9954 | 80.9015 | 102.4998 | 109.0781 | 176.0386 | 152.4828 | 83.8524 | 63.6472 | 89.7774 | 58.1907 | 146.5836 | 227.6851 | 88.0375 | 156.3578 | 145.755 | 90.7806 | 152.5594 | 116.296 | 186.7466 | 106.4774 | 88.3609 | 95.9199 | 133.608 | 200.4181 | 138.5636 | 165.7063 | 164.9233 | 61.2595 | 72.2879 | 114.7433 | 117.2268 | 204.927 | 126.1116 | 153.8764 | 190.7171 | 50.1838 | 105.7302 | 122.8572 | 80.881 | 185.7417 | 91.2805 | 74.0451 | 132.9162 | 240.6949 | 75.4068 | 111.9554 | 46.7645 | 138.0456 | 163.4401 | 128.0307 | 122.7697 | 60.3368 | 63.9206 | 146.1226 | 131.8462 | 173.5713 | 88.6276 | 97.5294 | 137.5211 | 104.4516 | 194.6688 | 55.0576 | 124.018 | 121.1128 | 97.9491 | 94.2409 | 159.8656 | 149.1013 | 103.3469 | 128.2687 | 93.8354 | 130.9885 | 105.6535 | 72.4263 | 133.6769 | 151.0155 | 50.4209 | 150.7504 | 65.4766 | 180.7236 | 79.8114 | 84.497 | 169.5694 | 129.9545 | 111.6923 | 123.5085 | 156.006 | 122.5878 | 198.4875 | 218.4105 | 61.5014 | 146.0894 | 202.8634 | 106.597 | 137.8701 | 66.6345 | 65.6422 | 131.1686 | 63.6683 | 170.7037 | 106.1343 | 86.3398 | 102.0521 | 173.5236 | 179.2627 | 75.3209 | 141.2113 | 45.3863 | 91.2617 | 108.987 | 106.3455 | 95.2099 | 181.0646 | 175.0503 | 240.3028 | 69.8403 | 151.3929 | 100.009 | 198.6329 | 87.1783 | 158.4735 | 55.3208 | 179.4481 | 80.3464 | 73.3792 | 144.1909 | 153.3403 | 96.0991 | 76.5257 | 107.4194 | 125.1753 | 127.9603 | 98.2095 | 129.3123 | 109.7799 | 69.4863 | 136.0997 | 70.1781 | 85.1067 | 120.2013 | 79.1487 | 156.4873 | 112.2519 | 68.1062 | 109.7789 | 104.9586 | 114.7937 | 111.4623 | 144.1832 | 155.2216 | 97.5656 | 107.0083 | 123.9047 | 109.4927 | 156.4745 | 90.379 | 139.1002 | 103.712 | 180.3668 | 197.973 | 106.1502 | 131.2811 | 87.5294 | 164.2482 | 93.6059 | 119.4737 | 133.0275 | 109.7801 | 128.0578 | 80.5912 | 139.5756 | 141.442 | 179.5189 | 105.3153 | 87.8153 | 146.9632 | 114.0673 | 138.1252 | 219.702 | 93.781 | 116.3186 | 120.5147 | 159.4234 | 185.2531 | 111.8871 | 110.064 | 119.4155 | 218.4049 | 109.2071 | 123.1913 | 176.1734 | 168.6924 | 127.5433 | 114.0151 | 110.3495 | 95.6502 | 184.3759 | 259.6214 | 51.3078 | 85.5514 | 165.9047 | 203.6637 | 59.6592 | 94.3954 | 174.4988 | 113.2114 | 53.1892 | 159.0436 | 104.4934 | 212.6371 | 103.171 | 87.2242 | 95.1129 | 164.7171 | 50.4885 | 173.9082 | 58.3274 | 123.1396 | 123.1372 | 188.9672 | 167.9818 | 115.2447 | 74.7293 | 69.9613 | 190.9307 | 78.0632 | 189.2541 | 167.9806 | 165.0426 | 91.7288 | 73.0439 | 139.8473 | 73.5282 | 85.2696 | 121.4022 | 110.1541 | 96.3366 | 85.1184 | 244.2188 | 143.8281 | 287.8433 | 105.0125 | 127.3425 | 71.4528 | 97.1892 | 107.9865 | 209.4454 | 106.345 | 76.4602 | 222.7143 | 85.2989 | 201.8727 | 168.5166 | 129.9931 | 87.3031 | 169.6742 | 140.4386 | 85.7145 | 94.0001 | 142.192 | 103.2283 | 80.8584 | 130.7153 | 143.1535 | 82.8698 | 175.8314 | 88.3936 | 73.0419 | 178.6424 | 116.3078 | 56.1928 | 93.8754 | 132.0963 | 108.6635 | 174.5739 | 95.5545 | 136.9597 | 175.8127 | 119.8632 | 143.9289 | 112.7573 | 70.2503 | 131.6805 | 158.9003 | 125.0263 | 144.845 | 193.9882 | 124.7506 | 76.1716 | 101.085 | 103.2498 | 183.2521 | 129.1107 | 101.3494 | 114.3583 | 77.6147 | 171.3835 | 79.8151 | 49.2196 | 166.9417 | 138.4897 | 149.0534 | 172.7952 | 131.9952 | 179.3835 | 103.9624 | 107.6784 | 166.618 | 192.669 | 155.98 | 97.7989 | 83.9559 | 116.0224 | 149.9676 | 188.6776 | 119.9541 | 84.8056 | 68.0929 | 117.0838 | 146.2402 | 114.7317 | 116.1839 | 152.5146 | 100.0228 | 143.9378 | 183.213 | 122.2936 | 122.5123 | 74.204 | 87.0444 | 102.3904 | 133.4432 | 165.9221 | 161.9527 | 200.4543 | 115.1003 | 104.3892 | 189.4931 | 84.8996 | 104.8428 | 67.924 | 133.6371 | 133.9527 | 130.349 | 75.1676 | 193.3366 | 144.1337 | 115.9368 | 112.1312 | 83.4518 | 207.3512 | 143.2755 | 111.8725 | 153.1232 | 124.2632 | 93.4987 | 142.4993 | 103.3908 | 232.3182 | 165.0629 | 130.2468 | 70.4731 | 58.6735 | 133.6961 | 108.1431 | 162.5891 | 78.0656 | 131.6346 | 67.6903 | 145.2541 | 159.6282 | 82.1501 | 0.19404 | 103.9954 | 93.1984 | 95.3917 | 165.3015 | 156.459 | 56.1762 | 69.6148 | 88.9906 | 197.1461 | 131.193 | 241.3974 | 93.8498 | 122.4043 | 142.7349 | 224.3319 | 122.6222 | 113.361 | 94.4305 | 98.8865 | 87.0955 | 74.2971 | 87.5705 | 160.6781 | 65.9977 | 83.0005 | 129.6801 | 175.5097 | 165.3577 | 155.0818 | 87.0773 | 65.8975 | 105.9493 | 126.7278 | 131.0005 | 138.7906 | 47.3816 | 66.2923 | 143.8574 | 194.8052 | 154.4258 | 88.1537 | 69.9529 | 103.5348 | 109.3732 | 141.2072 | 124.9204 | 186.8144 | 155.6146 | 202.5295 | 134.9042 | 191.8552 | 52.7172 | 60.1586 | 122.4957 | 88.5255 | 132.4641 | 66.5579 | 62.4132 | 141.4031 | 145.8241 | 68.8232 | 131.9214 | 169.1492 | 176.6316 | 157.36 | 134.2662 | 151.0951 | 111.1047 | 150.0095 | 79.5669 | 177.4959 | 138.0878 | 99.3054 | 123.2762 | 91.074 | 196.5223 | 167.3407 | 143.8069 | 87.8583 | 104.2114 | 97.5259 | 93.4224 | 144.9825 | 126.2295 | 102.3371 | 162.4116 | 288.6541 | 205.4445 | 95.9496 | 127.4393 | 44.0417 | 168.3533 | 91.7645 | 138.9699 | 144.0617 | 90.5174 | 133.6407 | 133.5107 | 184.6268 | 97.7214 | 139.1472 | 207.2288 | 189.558 | 179.9382 | 224.2889 | 76.7354 | 134.5318 | 134.5597 | 121.7063 | 117.3443 | 142.7505 | 113.051 | 141.4198 | 61.3142 | 84.0132 | 82.6173 | 110.8839 | 167.0054 | 218.7725 | 129.568 | 136.7425 | 124.93 | 111.0645 | 121.3718 | 198.004 | 90.8347 | 210.7361 | 141.9688 | 140.2361 | 91.4779 | 80.671 | 58.7881 | 87.8293 | 107.5829 | 122.8916 | 88.2411 | 78.9858 | 276.3278 | 210.0789 | 76.8307 | 184.0348 | 114.1431 | 83.4169 | 123.7392 | 184.1122 | 72.8339 | 60.1636 | 139.8416 | 124.1107 | 55.4846 | 125.0726 | 48.8915 | 196.8715 | 97.3071 | 129.8307 | 115.8314 | 142.9845 | 79.9039 | 208.1127 | 95.18 | 159.3808 | 178.3683 | 133.0877 | 152.8368 | 71.3135 | 199.1536 | 108.1867 | 230.1992 | 104.4981 | 122.274 | 89.8587 | 166.042 | 138.002 | 131.8354 | 119.0029 | 135.608 | 114.0763 | 165.3399 | 200.4461 | 188.1095 | 59.0391 | 206.6928 | 119.3089 | 78.4303 | 134.8489 | 124.2708 | 94.6507 | 172.969 | 48.3875 | 145.0676 | 228.1668 | 131.98 | 129.0498 | 104.6587 | 150.2863 | 90.4692 | 143.9687 | 149.9155 | 184.6872 | 152.6944 | 117.0263 | 169.9266 | 106.8131 | 126.02 | 136.1395 | 117.9355 | 118.9419 | 137.6366 | 136.4679 | 153.2501 | 146.883 | 138.5634 | 66.1796 | 138.4083 | 107.914 | 148.2893 | 153.1045 | 180.4835 | 92.3034 | 77.5639 | 150.9599 | 93.8746 | 105.7671 | 104.7532 | 98.3723 | 109.7012 | 67.035 | 82.8958 | 129.4246 | 149.7948 | 62.9924 | 96.0118 | 152.039 | 138.8518 | 80.2236 | 81.9911 | 60.5779 | 126.0762 | 148.2072 | 71.2564 | 54.6408 | 68.2041 | 89.5389 | 94.4495 | 70.7171 | 145.1224 | 107.9496 | 77.7756 | 130.2243 | 110.4031 | 81.1015 | 63.6921 | 178.2303 | 119.2162 | 107.3561 | 140.7673 | 79.7937 | 141.5452 | 86.3065 | 83.3892 | 113.7874 | 142.3361 | 133.6109 | 87.3359 | 122.5036 | 94.0581 | 146.6143 | 168.0056 | 107.6672 | 157.5583 | 132.9988 | 225.9728 | 117.5406 | 173.9552 | 90.1317 | 125.6353 | 136.4203 | 54.8515 | 87.6556 | 164.7001 | 130.8127 | 83.5934 | 112.7351 | 69.2476 | 123.7653 | 307.9399 | 141.9273 | 101.2363 | 88.3115 | 120.5846 | 135.7017 | 239.0925 | 175.4287 | 142.3422 | 129.2379 | 113.6391 | 115.7108 | 71.746 | 105.6445 | 121.1896 | 147.301 | 77.2691 | 113.5508 | 162.1119 | 110.2472 | 147.2209 | 119.2912 | 111.6147 | 184.4618 | 122.8343 | 105.8791 | 126.6363 | 129.398 | 138.445 | 76.314 | 135.7432 | 88.0382 | 99.1684 | 137.2194 | 157.879 | 9.7988 | 64.3905 | 108.5331 | 91.1508 | 137.3686 | 60.3449 | 117.3862 | 124.1249 | 187.622 | 224.6698 | 168.1341 | 150.6676 | 86.3476 | 108.4449 | 95.5227 | 112.1341 | 125.941 | 132.4964 | 112.0117 | 200.6874 | 114.1471 | 105.314 | 170.8914 | 104.186 | 83.9135 | 153.5102 | 52.0184 | 75.1042 | 126.6742 | 118.9346 | 90.353 | 96.3861 | 115.2532 | 83.7551 | 105.6986 | 160.6267 | 125.0162 | 98.7442 | 91.3544 | 110.3244 | 176.3314 | 118.0556 | 186.2226 | 126.942 | 118.9367 | 69.6043 | 113.0435 | 208.5908 | 78.6024 | 91.0043 | 138.7182 | 117.2016 | 205.1441 | 99.0479 | 116.4727 | 61.0154 | 97.4489 | 169.9862 | 86.2386 | 170.0089 | 86.5582 | 122.0941 | 173.4944 | 131.4753 | 121.508 | 152.189 | 165.2786 | 83.8431 | 127.6809 | 48.8034 | 85.009 | 218.5467 | 197.0609 | 194.9496 | 187.5555 | 66.8928 | 72.4893 | 106.061 | 107.8839 | 106.982 | 78.3829 | 157.1962 | 102.1168 | 232.1104 | 265.2757 | 132.6483 | 81.3466 | 88.6091 | 94.13 | 95.2323 | 114.5692 | 81.6421 | 110.3838 | 83.4373 | 105.0786 | 136.5855 | 143.9624 | 111.7676 | 129.083 | 123.9655 | 115.0274 | 192.203 | 117.2023 | 62.1285 | 69.6303 | 138.3243 | 137.7947 | 149.5676 | 131.7247 | 107.8609 | 180.7491 | 280.8449 | 84.2575 | 104.1418 | 116.1491 | 103.0007 | 95.6901 | 152.7386 | 86.9568 | 111.6293 | 109.8525 | 165.3597 | 150.6239 | 143.0957 | 149.2613 | 141.8159 | 162.715 | 100.1319 | 169.6568 | 93.4867 | 98.4223 | 143.0924 | 107.4854 | 153.0066 | 98.9024 | 98.8645 | 97.6758 | 85.1475 | 187.82 | 72.6182 | 146.4586 | 52.1844 | 69.6986 | 116.1813 | 99.6389 | 161.0943 | 140.1453 | 119.2909 | 90.0314 | 130.9619 | 118.3113 | 152.6784 | 84.5351 | 119.6902 | 91.95 | 105.5991 | 136.7223 | 90.7382 | 131.0314 | 50.0087 | 219.4816 | 193.0263 | 98.0301 | 116.4363 | 172.4764 | 157.3493 | 140.1435 | 164.0318 | 85.9351 | 94.7308 | 120.0621 | 74.3943 | 201.0241 | 161.5013 | 92.1287 | 83.5059 | 67.5287 | 62.3424 | 218.5288 | 104.7781 | 146.2553 | 112.6088 | 125.2553 | 186.2653 | 90.9197 | 45.8818 | 227.3601 | 182.5527 | 166.7595 | 133.7971 | 136.9787 | 214.372 | 96.904 | 124.7573 | 117.3076 | 98.7671 | 80.2959 | 96.1047 | 58.1448 | 189.2603 | 173.4497 | 107.2064 | 115.5153 | 117.1127 | 124.0078 | 138.351 | 296.163 | 104.5095 | 123.4982 | 119.0672 | 137.4092 | 87.4502 | 152.1752 | 104.4028 | 83.7189 | 187.5788 | 173.4167 | 186.3268 | 122.2028 | 187.0187 | 148.1136 | 131.6088 | 120.22 | 176.9011 | 147.2364 | 103.8562 | 213.9229 | 124.1509 | 218.3675 | 141.7795 | 188.9997 | 130.1521 | 74.4764 | 73.7608 | 60.4872 | 138.4296 | 157.1313 | 93.58 | 154.618 | 95.1944 | 143.6393 | 125.1297 | 90.2089 | 42.6516 | 114.205 | 186.3418 | 155.6651 | 163.3212 | 142.795 | 225.8808 | 89.8017 | 168.6861 | 78.4498 | 104.279 | 111.6185 | 173.3664 | 221.8467 | 148.1069 | 125.4661 | 158.624 | 127.7687 | 187.1152 | 47.1455 | 115.447 | 84.3039 | 150.5172 | 135.9041 | 119.2717 | 76.2767 | 131.4202 | 87.1606 | 36.5386 | 105.0619 | 139.4206 | 167.8828 | 183.7477 | 13.4988 | 231.9446 | 122.2645 | 109.2663 | 64.4827 | 165.089 | 94.1847 | 119.4239 | 228.7316 | 56.5576 | 227.1335 | 130.2581 | 100.5953 | 103.8235 | 112.0881 | 112.4455 | 61.1963 | 161.0219 | 124.6719 | 85.4395 | 97.0277 | 88.905 | 133.3152 | 112.8465 | 106.6362 | 223.91 | 84.9842 | 165.233 | 152.8954 | 131.6948 | 147.199 | 119.0587 | 163.4634 | 101.1723 | 188.6559 | 126.6527 | 65.2886 | 42.5503 | 111.2411 | 123.6312 | 115.3399 | 77.9265 | 122.9318 | 142.0249 | 90.0293 | 88.3216 | 186.7097 | 66.8142 | 71.8927 | 95.5215 | 73.9227 | 297.4213 | 70.3128 | 84.3998 | 147.6039 | 199.3209 | 198.0086 | 199.7606 | 123.1228 | 68.1203 | 178.7338 | 121.4211 | 60.5281 | 97.8639 | 153.2096 | 140.6887 | 70.8039 | 116.5772 | 79.0113 | 112.443 | 83.723 | 163.7358 | 199.3626 | 146.0498 | 133.104 | 140.0174 | 134.3186 | 235.3966 | 65.2571 | 115.2958 | 52.1891 | 187.1914 | 110.6182 | 122.1885 | 93.9612 | 127.5741 | 139.2157 | 128.8386 | 160.7424 | 93.8209 | 160.8574 | 175.1692 | 128.4236 | 79.4753 | 155.2725 | 100.6983 | 141.9746 | 102.2714 | 130.1653 | 282.172 | 159.9397 | 68.6756 | 88.7455 | 113.6774 | 86.3045 | 193.7168 | 77.2879 | 90.3947 | 110.7046 | 95.2513 | 207.7304 | 111.6577 | 162.2757 | 105.9458 | 68.0451 | 93.0824 | 158.5596 | 86.2855 | 195.3502 | 80.2745 | 209.9901 | 115.3659 | 128.6062 | 133.7913 | 74.6363 | 147.9361 | 107.9403 | 76.3012 | 75.4696 | 57.7794 | 137.1823 | 143.1058 | 139.7374 | 117.7461 | 118.1158 | 98.5381 | 144.5022 | 105.6483 | 138.7863 | 80.1 | 92.6894 | 158.146 | 81.2205 | 108.7603 | 146.0999 | 188.0192 | 135.4257 | 180.5642 | 54.4049 | 64.5939 | 210.3545 | 89.9992 | 3.1156 | 149.0416 | 148.332 | 106.7572 | 71.4024 | 178.7747 | 97.9902 | 50.1449 | 170.6786 | 231.7432 | 88.9773 | 119.7602 | 63.8798 | 134.4149 | 81.158 | 82.6 | 150.747 | 155.3573 | 150.4133 | 79.0911 | 88.1054 | 135.2392 | 86.1056 | 85.0842 | 145.6319 | 127.7722 | 71.9205 | 158.5286 | 117.0445 | 149.5177 | 218.4853 | 141.2629 | 138.4098 | 106.9554 | 219.2561 | 121.2445 | 279.8269 | 146.2711 | 153.1031 | 132.8515 | 179.4958 | 122.675 | 66.5818 | 135.2521 | 136.9369 | 140.1129 | 94.5155 | 86.0926 | 125.1245 | 96.7157 | 146.2422 | 135.4548 | 204.1462 | 68.3587 | 274.5354 | 63.0939 | 86.0781 | 56.1479 | 153.1748 | 98.4509 | 135.6166 | 101.1186 | 221.5449 | 125.4456 | 103.5627 | 188.2847 | 75.5183 | 136.489 | 92.8741 | 70.3681 | 112.9999 | 119.093 | 81.9342 | 139.1877 | 123.2664 | 147.1834 | 142.6321 | 85.1487 | 93.1794 | 84.1036 | 139.5532 | 184.7111 | 100.3756 | 140.5059 | 89.9921 | 101.4444 | 322.9628 | 62.3939 | 115.5995 | 88.2373 | 109.8559 | 146.0503 | 110.2357 | 139.4289 | 94.1641 | 96.3978 | 123.5621 | 93.0536 | 169.3075 | 222.1512 | 81.6914 | 72.5064 | 152.7335 | 172.369 | 90.215 | 117.9591 | 93.2143 | 185.5791 | 111.3858 | 86.0404 | 81.3339 | 153.0093 | 161.4939 | 205.2574 | 136.1326 | 162.644 | 90.846 | 134.7837 | 162.8483 | 115.7668 | 102.0537 | 165.3736 | 46.1234 | 112.3435 | 188.616 | 183.651 | 137.171 | 86.4388 | 206.6755 | 167.7218 | 160.1798 | 96.1212 | 62.901 | 277.5199 | 106.2373 | 141.0213 | 110.1427 | 78.4462 | 114.0359 | 118.1885 | 101.1634 | 190.516 | 124.9333 | 173.981 | 219.3311 | 58.5252 | 68.4549 | 98.2233 | 114.4598 | 130.5034 | 132.9391 | 159.1291 | 64.0233 | 118.562 | 162.2025 | 105.3935 | 265.2084 | 71.3517 | 125.4609 | 111.6428 | 160.6419 | 117.6399 | 152.8002 | 122.156 | 231.0498 | 168.6481 | 120.1071 | 136.2488 | 100.1581 | 57.5684 | 53.7538 | 139.4561 | 98.036 | 95.8849 | 107.8609 | 105.8472 | 81.2613 | 93.0854 | 55.5802 | 141.2347 | 105.264 | 197.7177 | 57.0548 | 174.6159 | 152.2535 | 125.8991 | 158.0733 | 68.7422 | 36.9233 | 175.1387 | 104.9486 | 159.124 | 237.142 | 65.1576 | 108.888 | 178.8946 | 144.3363 | 138.283 | 163.9044 | 94.7063 | 74.5439 | 113.1456 | 101.6906 | 142.4184 | 149.4858 | 119.3434 | 179.993 | 63.027 | 116.4488 | 103.3251 | 79.8627 | 132.2375 | 93.3711 | 101.2523 | 109.4123 | 121.2871 | 47.9846 | 161.5111 | 65.6059 | 164.8348 | 167.128 | 168.018 | 99.2898 | 151.0163 | 120.2195 | 188.128 | 74.1536 | 124.3984 | 135.3966 | 142.564 | 129.0099 | 109.5769 | 245.7725 | 136.0166 | 156.386 | 38.5197 | 89.0822 | 131.1804 | 183.7534 | 107.8403 | 137.1475 | 82.3547 | 73.8071 | 80.8144 | 219.0361 | 132.7775 | 75.4201 | 128.0695 | 93.5992 | 124.3316 | 72.0264 | 86.5667 | 164.2231 | 128.3955 | 67.2025 | 57.0851 | 202.7641 | 62.5276 | 116.7823 | 83.7634 | 68.0933 | 136.2436 | 122.4802 | 142.8456 | 198.9405 | 92.6672 | 256.9912 | 185.2154 | 96.1192 | 104.7193 | 101.4728 | 158.865 | 117.7853 | 170.3338 | 99.9053 | 159.6474 | 127.8871 | 129.6632 | 127.2224 | 171.8376 | 94.7792 | 138.8453 | 177.2431 | 159.4717 | 113.9355 | 141.7524 | 135.8178 | 72.9637 | 202.1038 | 104.51 | 124.1915 | 86.441 | 146.8294 | 133.6372 | 157.7505 | 176.4041 | 116.7576 | 122.6515 | 78.2499 | 145.5258 | 111.9795 | 136.4274 | 173.835 | 124.8057 | 107.9111 | 67.7669 | 79.5568 | 143.0582 | 103.7382 | 108.0998 | 87.143 | 136.7715 | 59.555 | 139.0861 | 121.2112 | 133.8311 | 123.3124 | 166.8674 | 184.8252 | 96.8761 | 148.9064 | 188.0258 | 152.5587 | 142.1821 | 83.1224 | 50.2956 | 124.2238 | 110.9972 | 231.2536 | 100.832 | 104.0378 | 161.096 | 150.2518 | 148.7351 | 109.4385 | 140.208 | 219.6569 | 82.1837 | 28.9386 | 107.106 | 200.4602 | 174.1277 | 107.7461 | 77.6221 | 132.1863 | 72.0131 | 130.75 | 126.1277 | 107.3328 | 119.9083 | 152.9949 | 178.916 | 117.4215 | 104.9773 | 116.8503 | 138.4342 | 154.1795 | 106.4643 | 88.1479 | 115.1295 | 122.7626 | 170.6954 | 137.0635 | 100.6676 | 125.3699 | 116.789 | 106.4911 | 140.6762 | 106.5287 | 71.6247 | 93.0363 | 118.8228 | 109.6859 | 134.7656 | 143.4114 | 174.1866 | 228.9848 | 164.4488 | 63.2018 | 217.113 | 147.3156 | 72.3824 | 100.066 | 99.0833 | 128.569 | 164.8194 | 44.8242 | 144.9741 | 116.2495 | 68.4578 | 203.7137 | 265.2441 | 179.0153 | 174.4094 | 113.9197 | 131.2255 | 117.1405 | 122.6641 | 225.1704 | 98.049 | 88.1773 | 124.6986 | 186.3241 | 143.5463 | 146.7237 | 103.6475 | 103.8974 | 104.6503 | 126.9174 | 67.1301 | 78.92 | 105.5559 | 124.2066 | 104.3596 | 44.3498 | 153.0229 | 139.6662 | 291.6038 | 101.6245 | 79.8929 | 121.4059 | 101.0583 | 147.3462 | 133.9593 | 165.3232 | 157.6333 | 221.4119 | 104.2375 | 184.4466 | 160.6805 | 115.7016 | 127.26 | 147.7995 | 140.889 | 116.4472 | 67.891 | 211.0501 | 112.6263 | 79.9733 | 204.3311 | 176.7554 | 83.9292 | 141.9041 | 129.3436 | 132.4376 | 103.8845 | 111.3889 | 134.3304 | 113.3959 | 61.4153 | 135.9949 | 86.8431 | 153.9924 | 82.235 | 83.9605 | 228.5057 | 125.6607 | 71.5932 | 148.2053 | 178.9813 | 107.9115 | 87.0974 | 148.0614 | 114.0482 | 111.5163 | 125.7854 | 97.6172 | 188.8218 | 156.0549 | 129.4368 | 130.239 | 138.5515 | 123.0648 | 123.0846 | 103.315 | 112.5574 | 143.9447 | 253.7503 | 114.4131 | 126.5856 | 187.6573 | 144.2448 | 130.41 | 188.6187 | 192.224 | 75.3272 | 120.673 | 55.9412 | 72.5065 | 158.9148 | 125.5655 | 173.75 | 145.0492 | 121.918 | 125.4051 | 82.4541 | 86.7242 | 133.1494 | 104.0453 | 123.3074 | 84.3895 | 120.1705 | 154.9698 | 168.2767 | 170.4559 | 115.6883 | 113.2732 | 88.5362 | 114.9246 | 113.5579 | 244.6816 | 156.1741 | 159.2442 | 104.5533 | 218.1202 | 183.9531 | 44.8695 | 103.1048 | 117.6722 | 96.3006 | 102.5056 | 159.5069 | 89.2538 | 92.4367 | 152.174 | 154.0152 | 111.1505 | 107.9811 | 199.8926 | 90.8124 | 187.3782 | 142.1626 | 63.2163 | 152.3481 | 149.9633 | 216.8133 | 134.8406 | 101.9684 | 102.6891 | 194.5667 | 115.694 | 163.2107 | 120.3176 | 104.318 | 172.5294 | 105.5764 | 145.6994 | 159.0024 | 162.648 | 103.0791 | 62.3786 | 50.4908 | 171.1041 | 101.912 | 144.1344 | 129.161 | 120.7875 | 90.3124 | 198.5668 | 167.9342 | 95.61 | 147.1331 | 151.7913 | 73.6319 | 216.6865 | 69.8402 | 115.1975 | 69.0084 | 167.5256 | 117.9239 | 167.7898 | 197.0953 | 83.9839 | 152.3883 | 46.7771 | 170.5338 | 142.9067 | 64.3712 | 93.7695 | 151.09 | 194.6002 | 111.963 | 101.0142 | 192.0767 | 52.3872 | 105.4406 | 164.7425 | 233.0676 | 157.3414 | 100.7107 | 132.3845 | 107.2949 | 107.6192 | 130.8032 | 90.7069 | 129.2441 | 131.8485 | 124.4837 | 91.2872 | 88.9052 | 178.4581 | 124.2173 | 160.1726 | 230.0496 | 92.0027 | 6.8924 | 105.9813 | 166.2958 | 87.3614 | 89.6067 | 94.9042 | 89.7833 | 130.7595 | 178.473 | 82.4517 | 123.3438 | 107.9386 | 80.2556 | 124.7405 | 183.0947 | 204.4878 | 113.5544 | 170.0561 | 111.231 | 112.4496 | 128.7668 | 78.233 | 154.2184 | 121.4516 | 117.5294 | 145.8554 | 157.272 | 75.1168 | 110.0387 | 74.0727 | 174.3712 | 37.4897 | 127.5875 | 90.1336 | 168.4998 | 79.2753 | 154.0052 | 201.7334 | 112.9916 | 86.5645 | 141.8704 | 99.232 | 102.413 | 130.5106 | 250.8887 | 114.5541 | 118.511 | 115.0972 | 101.6481 | 113.2075 | 116.773 | 125.3901 | 126.8856 | 165.6622 | 116.1198 | 152.167 | 154.215 | 230.4243 | 75.2982 | 117.3524 | 132.6224 | 93.699 | 138.4744 | 111.0661 | 145.1567 | 121.4333 | 87.1679 | 176.0818 | 126.5682 | 210.656 | 80.986 | 167.9288 | 89.1231 | 160.7501 | 103.2482 | 7.5981 | 195.9231 | 98.8868 | 68.74 | 99.3223 | 136.7586 | 137.9548 | 112.5929 | 91.3837 | 122.1544 | 174.1092 | 130.8736 | 99.8508 | 39.6935 | 120.3303 | 144.899 | 71.2445 | 95.8314 | 158.72 | 71.6011 | 114.0271 | 103.9012 | 116.3177 | 72.1089 | 76.0632 | 100.2401 | 108.0935 | 199.352 | 135.4756 | 117.3273 | 80.0823 | 112.2644 | 135.4921 | 212.5063 | 119.3916 | 73.5064 | 78.73 | 48.4614 | 76.6942 | 89.8444 | 201.392 | 210.8963 | 128.5411 | 135.1643 | 172.0283 | 272.258 | 236.4067 | 134.634 | 194.7454 | 59.3179 | 133.8133 | 125.0095 | 121.5783 | 110.358 | 100.9679 | 101.1659 | 126.6108 | 96.7118 | 82.8381 | 157.0867 | 60.3492 | 92.554 | 142.6931 | 206.9247 | 65.0163 | 123.3178 | 123.515 | 108.5621 | 162.9815 | 148.4032 | 100.1154 | 209.003 | 214.9452 | 177.4619 | 139.0768 | 146.6625 | 154.2159 | 98.5278 | 160.9646 | 160.337 | 146.1638 | 105.5172 | 89.234 | 73.5946 | 178.5209 | 277.5567 | 42.9387 | 65.7128 | 122.0333 | 182.3221 | 197.8679 | 148.3177 | 124.7676 | 177.2771 | 179.2686 | 90.3334 | 124.5601 | 158.8352 | 170.0997 | 117.1233 | 73.6407 | 102.2933 | 133.7982 | 231.7819 | 154.0964 | 122.8574 | 154.6461 | 107.65 | 136.8557 | 145.3159 | 127.6385 | 84.2941 | 145.3908 | 129.8332 | 113.9207 | 167.9178 | 141.8758 | 79.2017 | 145.0671 | 148.0956 | 96.069 | 165.7679 | 134.226 | 159.1619 | 151.6928 | 121.7049 | 65.2114 | 151.4436 | 125.493 | 242.7227 | 58.1505 | 112.0559 | 156.2963 | 125.5981 | 93.2672 | 106.9592 | 181.5254 | 52.7747 | 109.646 | 93.7404 | 121.2369 | 145.9915 | 98.2459 | 112.135 | 109.3862 | 131.3721 | 56.9192 | 70.7202 | 62.1157 | 179.5281 | 176.1112 | 145.4561 | 150.6895 | 137.998 | 134.7192 | 130.2711 | 38.5719 | 123.7687 | 124.342 | 87.0453 | 133.1511 | 105.9281 | 57.016 | 93.8588 | 105.5633 | 192.0123 | 140.1858 | 149.7413 | 61.4911 | 181.7764 | 89.8251 | 166.536 | 125.1655 | 115.3452 | 96.935 | 73.5578 | 175.4836 | 140.9892 | 113.6498 | 90.0449 | 55.6424 | 199.1611 | 176.577 | 167.2729 | 3.074 | 155.368 | 63.2154 | 90.4208 | 128.5587 | 96.142 | 138.1052 | 97.6346 | 108.7628 | 104.5192 | 82.6941 | 66.8328 | 114.1992 | 95.4554 | 75.0991 | 74.4288 | 108.5391 | 149.4505 | 142.3664 | 87.2134 | 87.6948 | 157.6586 | 144.7699 | 84.5639 | 128.3283 | 100.002 | 127.0213 | 53.1364 | 172.4616 | 160.1511 | 96.725 | 102.1866 | 88.6477 | 137.8293 | 139.9943 | 113.2402 | 139.0963 | 167.1577 | 128.5533 | 134.1792 | 95.6034 | 131.7336 | 114.1614 | 101.3113 | 60.7658 | 156.7158 | 100.8312 | 199.5432 | 151.3839 | 129.7021 | 92.4642 | 129.4289 | 111.2036 | 135.8817 | 112.1467 | 144.9433 | 98.7434 | 53.9963 | 108.9597 | 61.3855 | 156.6743 | 172.2091 | 126.8701 | 97.4136 | 83.1875 | 160.3125 | 161.5613 | 119.2185 | 60.2906 | 139.7187 | 116.1137 | 199.8764 | 99.5301 | 216.4868 | 68.1029 | 167.4781 | 63.0969 | 115.5999 | 219.9398 | 112.3714 | 89.4933 | 199.4521 | 190.6325 | 127.0928 | 122.5496 | 91.5329 | 133.0145 | 90.8281 | 96.8042 | 101.32 | 104.5119 | 134.9489 | 86.8771 | 89.482 | 188.6666 | 93.0331 | 126.4982 | 103.8562 | 148.8141 | 65.4508 | 89.4573 | 100.6807 | 202.6388 | 98.4366 | 130.114 | 88.592 | 145.0428 | 112.3887 | 111.4664 | 82.8229 | 162.2054 | 191.4107 | 145.2283 | 88.9773 | 141.3619 | 136.1186 | 219.0234 | 101.1131 | 154.8665 | 114.0617 | 169.1213 | 112.7783 | 88.262 | 148.0045 | 61.3111 | 139.7606 | 137.3188 | 74.4278 | 29.8018 | 93.9265 | 139.8793 | 124.8585 | 102.7951 | 169.9229 | 75.843 | 163.3718 | 143.6212 | 113.4843 | 145.8031 | 116.495 | 52.8035 | 106.3821 | 99.093 | 62.7673 | 117.8967 | 89.5949 | 229.3545 | 49.7224 | 98.4513 | 136.696 | 175.4694 | 174.9407 | 74.6616 | 56.0605 | 148.1525 | 75.6009 | 111.6346 | 104.5863 | 188.166 | 104.1288 | 174.3911 | 276.0574 | 93.113 | 112.4708 | 183.8198 | 55.8423 | 130.4676 | 145.7468 | 83.4499 | 116.8392 | 132.9433 | 78.8572 | 92.2299 | 83.9431 | 115.2503 | 183.0422 | 77.7116 | 104.4365 | 183.9563 | 220.1145 | 141.4657 | 46.1165 | 93.1691 | 92.954 | 104.9361 | 83.3864 | 168.9605 | 104.0043 | 88.4768 | 86.0554 | 119.4878 | 116.8656 | 111.9768 | 72.1969 | 138.7596 | 163.0943 | 162.2741 | 127.8324 | 96.5016 | 118.9302 | 238.8045 | 103.5766 | 115.1473 | 87.6302 | 68.6118 | 66.3033 | 118.2345 | 120.4274 | 165.2736 | 114.8978 | 171.5062 | 138.9579 | 215.2464 | 169.5672 | 110.541 | 117.058 | 140.2826 | 75.5858 | 164.0657 | 90.4922 | 209.2957 | 135.7278 | 88.9533 | 118.9191 | 126.9123 | 122.8648 | 91.9435 | 191.0566 | 121.197 | 167.1131 | 66.1194 | 117.9249 | 76.1723 | 152.2272 | 112.6855 | 123.3017 | 100.4621 | 134.8878 | 76.4738 | 111.2936 | 133.6298 | 127.4269 | 89.1513 | 111.9252 | 103.2697 | 196.0885 | 72.4782 | 164.3254 | 141.1615 | 76.5807 | 70.9177 | 118.7594 | 151.8798 | 82.0377 | 101.029 | 147.463 | 94.4914 | 116.4961 | 148.6704 | 164.1011 | 153.3355 | 181.4185 | 75.9503 | 98.2792 | 114.4578 | 91.3916 | 134.4273 | 200.711 | 132.314 | 135.0379 | 73.5519 | 288.0166 | 122.4776 | 84.5357 | 104.7114 | 94.2087 | 199.0928 | 86.6229 | 178.7557 | 149.2694 | 127.6152 | 179.9871 | 84.5687 | 73.5163 | 284.9427 | 71.4898 | 209.8504 | 137.8566 | 88.252 | 220.0949 | 132.3622 | 142.7166 | 133.9969 | 135.3447 | 134.721 | 117.8498 | 136.1896 | 108.5376 | 151.9297 | 133.9893 | 100.5244 | 106.7731 | 94.2556 | 172.3293 | 64.2081 | 98.7087 | 139.7811 | 192.784 | 234.854 | 51.9863 | 191.0845 | 194.2607 | 94.4441 | 144.6633 | 94.3256 | 59.648 | 131.5259 | 102.9562 | 117.5684 | 109.7707 | 153.4127 | 146.5925 | 98.451 | 97.3053 | 201.9494 | 110.632 | 70.3559 | 90.7336 | 117.1167 | 114.2711 | 133.4929 | 133.5145 | 95.7685 | 154.3898 | 75.7515 | 131.653 | 203.0945 | 114.3571 | 76.7745 | 154.0957 | 201.027 | 138.4899 | 83.8544 | 107.6714 | 43.8031 | 121.0291 | 70.3444 | 134.3517 | 86.4309 | 101.1102 | 118.1468 | 118.3943 | 170.059 | 103.3363 | 177.9848 | 210.6921 | 138.5712 | 49.1481 | 161.6782 | 169.9711 | 138.9554 | 102.4177 | 120.1561 | 188.9591 | 100.6437 | 154.3436 | 142.8263 | 178.8617 | 107.2036 | 112.6856 | 236.811 | 151.9451 | 124.1589 | 130.4541 | 104.212 | 90.1455 | 121.4688 | 59.9944 | 192.7372 | 142.9934 | 190.1572 | 122.4161 | 149.8062 | 232.9235 | 85.1433 | 107.3987 | 147.4132 | 85.15 | 158.657 | 69.6883 | 98.6064 | 139.2146 | 185.5103 | 74.652 | 98.2847 | 186.8055 | 129.1571 | 129.6594 | 127.053 | 78.8995 | 140.9941 | 83.0798 | 86.1814 | 60.7643 | 122.8537 | 64.5086 | 152.1446 | 87.7387 | 103.4221 | 69.6987 | 184.1361 | 109.7807 | 146.38 | 201.1253 | 58.6889 | 64.6519 | 54.5705 | 130.7072 | 99.7046 | 190.4684 | 74.1107 | 181.9838 | 66.1961 | 201.6108 | 69.0345 | 111.587 | 111.2455 | 180.0675 | 251.8931 | 154.8666 | 168.2823 | 108.0452 | 87.4438 | 120.0147 | 186.3418 | 71.5835 | 227.7664 | 101.5284 | 140.95 | 30.3965 | 108.9279 | 123.9374 | 91.6123 | 107.1995 | 158.4873 | 141.6268 | 81.873 | 67.7884 | 188.2164 | 64.4287 | 111.7292 | 84.5579 | 86.9651 | 145.451 | 88.4342 | 205.1154 | 113.3576 | 47.5919 | 111.3052 | 226.6439 | 106.8187 | 140.4562 | 130.8265 | 128.3884 | 111.841 | 184.3358 | 152.8556 | 153.7261 | 126.0559 | 166.2682 | 77.1707 | 170.3665 | 149.4706 | 70.7258 | 132.4777 | 176.0831 | 66.9608 | 97.3176 | 106.3 | 172.9077 | 82.9783 | 158.3745 | 60.0665 | 126.2234 | 63.5502 | 183.2872 | 91.8935 | 150.4502 | 136.9517 | 173.2118 | 95.6038 | 62.6516 | 135.2813 | 114.0276 | 153.3037 | 96.1926 | 159.7457 | 149.9453 | 93.3285 | 181.6123 | 142.0203 | 82.2038 | 172.0466 | 85.534 | 46.1105 | 77.994 | 80.5869 | 207.9967 | 180.754 | 91.2009 | 135.7542 | 160.5093 | 136.5063 | 115.8175 | 181.967 | 150.9775 | 36.6428 | 150.9913 | 100.5551 | 98.9929 | 111.0677 | 129.7466 | 59.6961 | 56.8577 | 107.2916 | 70.8629 | 108.8352 | 107.8944 | 151.6788 | 209.3874 | 214.3796 | 73.6086 | 146.7597 | 69.7541 | 135.1173 | 144.7698 | 111.4416 | 163.3262 | 135.1506 | 189.1624 | 62.7621 | 183.3429 | 89.8621 | 142.5567 | 136.6311 | 221.1655 | 71.3356 | 160.0561 | 100.9623 | 173.0143 | 156.4178 | 202.9705 | 73.2916 | 146.5825 | 103.2497 | 64.4216 | 100.3337 | 157.3175 | 131.401 | 83.5743 | 137.1709 | 174.883 | 37.6092 | 139.2841 | 117.2644 | 186.5402 | 195.3079 | 41.9539 | 102.8183 | 109.997 | 106.847 | 148.6332 | 80.2753 | 200.7914 | 133.2356 | 35.778 | 105.7417 | 97.9522 | 164.4063 | 131.6122 | 109.7079 | 81.9642 | 180.5256 | 226.4893 | 104.126 | 99.254 | 85.3076 | 163.633 | 151.5885 | 105.9273 | 90.6895 | 60.7223 | 137.7771 | 139.5168 | 140.4205 | 224.8512 | 122.2115 | 62.4248 | 98.7296 | 111.7976 | 128.4149 | 136.0079 | 235.4712 | 126.5074 | 84.8637 | 127.067 | 202.6373 | 89.078 | 118.0943 | 135.9166 | 54.635 | 90.9121 | 163.8792 | 150.9233 | 145.9042 | 56.115 | 115.1067 | 101.1582 | 111.0577 | 196.1507 | 142.2094 | 82.8606 | 126.0323 | 67.8255 | 92.4293 | 87.1636 | 100.4503 | 116.4706 | 168.976 | 124.9012 | 110.0587 | 82.4168 | 116.4115 | 118.6055 | 68.0951 | 115.6135 | 122.9083 | 176.4778 | 133.0749 | 86.3299 | 146.2017 | 106.5898 | 238.0807 | 119.5086 | 131.9808 | 90.4249 | 130.6304 | 142.7583 | 182.9438 | 123.7955 | 57.6661 | 244.4584 | 119.1688 | 112.8059 | 72.1269 | 105.5707 | 128.8697 | 154.5419 | 112.4705 | 88.0796 | 161.1816 | 88.1849 | 128.3359 | 191.3703 | 203.3722 | 51.2088 | 237.4987 | 191.7986 | 121.2481 | 62.5826 | 69.5866 | 148.1519 | 75.2997 | 137.7956 | 103.1454 | 72.5179 | 154.2463 | 152.2352 | 324.1397 | 103.2629 | 150.4229 | 197.7874 | 71.4584 | 92.2898 | 119.7239 | 134.1462 | 84.4341 | 127.6074 | 73.3779 | 41.1705 | 148.5074 | 98.9387 | 135.8068 | 172.8376 | 114.8894 | 131.8371 | 150.0689 | 119.579 | 139.1942 | 200.9009 | 190.393 | 127.4426 | 141.921 | 32.8135 | 70.5577 | 91.2004 | 96.0051 | 110.5867 | 107.0055 | 77.6909 | 117.8279 | 85.8736 | 186.4637 | 133.2637 | 160.4836 | 164.7446 | 92.7262 | 89.9044 | 190.0127 | 147.2756 | 92.1476 | 75.9698 | 207.7873 | 179.621 | 133.8158 | 139.7124 | 87.0161 | 166.6932 | 41.1387 | 105.3817 | 111.1117 | 206.6342 | 125.2711 | 174.6557 | 86.4834 | 107.7554 | 122.8707 | 76.5889 | 76.5616 | 118.4437 | 82.4897 | 176.9491 | 149.7286 | 144.5364 | 124.7156 | 166.259 | 156.3307 | 119.5013 | 70.6746 | 87.1484 | 164.9566 | 92.0587 | 115.759 | 173.4168 | 187.2758 | 124.5584 | 141.7239 | 132.9266 | 118.4588 | 162.1131 | 112.2826 | 104.9804 | 189.4337 | 89.4732 | 147.7371 | 137.2154 | 99.7278 | 142.3746 | 128.6811 | 106.8874 | 206.6413 | 97.2101 | 72.8539 | 134.2246 | 215.9471 | 98.8262 | 88.3973 | 143.7527 | 86.2547 | 285.2364 | 199.6643 | 122.5234 | 136.7403 | 90.3553 | 197.1046 | 81.7092 | 148.894 | 81.3667 | 96.7652 | 201.6662 | 97.1229 | 288.6603 | 55.8815 | 114.0027 | 94.2661 | 90.5938 | 97.3282 | 196.2588 | 83.9299 | 103.8856 | 135.7901 | 127.8879 | 104.2529 | 171.4091 | 117.2228 | 165.9766 | 101.89 | 89.2728 | 136.6595 | 82.0577 | 144.8609 | 142.4176 | 215.9805 | 113.1138 | 197.8194 | 90.6684 | 112.8504 | 158.4836 | 86.7057 | 129.6772 | 117.739 | 14.3756 | 175.877 | 83.3256 | 241.4262 | 94.3648 | 84.8138 | 186.0823 | 128.1036 | 183.3506 | 138.8166 | 127.9463 | 146.4486 | 95.8948 | 180.8633 | 119.8575 | 240.7112 | 66.547 | 151.6251 | 132.2861 | 94.7616 | 199.2836 | 160.2843 | 118.1166 | 111.0021 | 110.9351 | 163.13 | 80.3737 | 100.5105 | 124.443 | 17.1561 | 133.5601 | 109.0744 | 214.3127 | 159.4588 | 168.246 | 158.4683 | 193.1452 | 96.9186 | 77.4533 | 244.7142 | 102.4785 | 102.1317 | 101.3099 | 190.1357 | 125.4144 | 140.6443 | 146.0405 | 82.2366 | 182.5428 | 203.3695 | 91.7582 | 55.8193 | 141.6177 | 151.7061 | 126.8723 | 81.4835 | 180.1854 | 149.4015 | 194.699 | 39.0777 | 138.086 | 142.1714 | 105.7579 | 80.2753 | 123.0238 | 157.0716 | 134.5555 | 181.1775 | 170.6048 | 141.0727 | 117.0709 | 156.2166 | 193.9972 | 103.5739 | 159.4639 | 42.9888 | 165.9535 | 54.3684 | 213.9764 | 57.6825 | 105.7715 | 117.2454 | 110.9877 | 56.9443 | 123.6899 | 164.7486 | 109.7038 | 176.9163 | 104.2991 | 152.6682 | 115.9051 | 133.9516 | 97.6411 | 126.1043 | 73.5945 | 114.6521 | 137.4219 | 135.902 | 74.9086 | 205.1647 | 124.194 | 158.8813 | 136.029 | 82.4336 | 139.1245 | 220.8589 | 122.3884 | 81.2939 | 107.9805 | 117.2942 | 80.5352 | 48.9214 | 105.1064 | 161.5633 | 84.8077 | 144.5595 | 140.4883 | 101.6514 | 111.7752 | 144.3048 | 140.7344 | 85.3015 | 193.6776 | 78.6575 | 203.5297 | 213.2262 | 75.7384 | 106.3053 | 111.276 | 161.5077 | 206.3483 | 100.8274 | 132.1964 | 140.1353 | 63.4056 | 66.3939 | 220.2927 | 123.6104 | 132.1776 | 110.6295 | 110.4352 | 108.2804 | 142.9505 | 86.5201 | 147.3807 | 175.6024 | 89.9576 | 79.1085 | 162.5319 | 102.644 | 72.6124 | 178.1149 | 125.4855 | 84.0437 | 126.8396 | 185.2839 | 139.7131 | 163.9541 | 138.5688 | 251.2702 | 74.4472 | 123.5188 | 75.1389 | 232.9203 | 123.1359 | 53.5692 | 154.7968 | 67.9012 | 180.6829 | 146.0207 | 114.4609 | 217.6477 | 128.0326 | 225.9055 | 252.7211 | 129.2479 | 203.347 | 172.665 | 143.2536 | 202.9455 | 121.829 | 111.6367 | 77.9526 | 56.086 | 170.2693 | 154.9157 | 110.608 | 154.7677 | 95.2748 | 106.053 | 70.6247 | 114.6356 | 121.0979 | 223.1422 | 155.2795 | 82.8859 | 192.816 | 122.6287 | 144.8911 | 100.1242 | 179.8675 | 184.8327 | 159.4375 | 239.224 | 160.2893 | 119.5113 | 112.6597 | 63.3327 | 86.9872 | 87.9758 | 131.8134 | 80.4354 | 115.7778 | 135.4009 | 175.2182 | 128.6816 | 111.9462 | 160.9155 | 122.9625 | 87.571 | 143.7583 | 57.8351 | 95.5333 | 95.3725 | 70.4211 | 130.1413 | 103.9341 | 328.8142 | 209.4326 | 122.7766 | 85.8412 | 128.7109 | 190.9169 | 111.6876 | 104.889 | 163.1831 | 130.6069 | 150.3471 | 71.9998 | 155.6164 | 120.2164 | 101.9639 | 92.6227 | 98.678 | 150.057 | 104.1606 | 120.2011 | 120.1584 | 54.5406 | 148.7857 | 124.8493 | 127.4314 | 150.704 | 134.6584 | 118.1896 | 119.7672 | 90.2866 | 110.4981 | 119.7789 | 86.4157 | 113.0316 | 74.5075 | 164.2793 | 65.2463 | 48.7928 | 137.8359 | 173.431 | 82.5303 | 115.3556 | 91.6129 | 206.6832 | 141.6352 | 147.9598 | 181.0168 | 125.4682 | 153.6207 | 83.935 | 140.404 | 132.3776 | 62.4368 | 133.1678 | 71.6151 | 99.9854 | 238.5817 | 96.2547 | 127.1797 | 122.6211 | 66.206 | 143.0142 | 157.2579 | 144.1678 | 108.7674 | 77.4545 | 87.3844 | 54.1757 | 166.4124 | 79.8139 | 134.5412 | 180.528 | 120.0262 | 196.0732 | 116.6346 | 158.4648 | 132.537 | 91.0556 | 156.8183 | 113.866 | 181.6203 | 73.0869 | 113.5281 | 148.0599 | 158.9469 | 180.8874 | 107.0165 | 87.2271 | 68.0372 | 101.259 | 109.9319 | 136.413 | 176.2946 | 85.4446 | 148.0492 | 114.1306 | 88.8276 | 166.028 | 117.9763 | 194.8901 | 132.4809 | 109.527 | 102.5473 | 104.5637 | 122.4069 | 188.5715 | 146.6666 | 147.0549 | 106.5902 | 97.8305 | 163.1966 | 54.9777 | 89.3663 | 82.8078 | 186.0843 | 125.2915 | 79.1687 | 113.5033 | 112.0418 | 171.9511 | 173.448 | 74.7481 | 105.9054 | 88.7462 | 141.7041 | 157.1337 | 134.7349 | 186.9628 | 182.2327 | 171.1787 | 161.1149 | 167.2738 | 92.2853 | 80.019 | 147.5278 | 106.0953 | 141.3528 | 120.8715 | 185.1561 | 117.6511 | 116.2241 | 76.7335 | 59.0246 | 109.4869 | 110.0343 | 182.9273 | 175.4829 | 122.3759 | 82.1379 | 71.5402 | 53.4578 | 88.7056 | 146.4063 | 84.0202 | 96.6634 | 123.606 | 78.8344 | 144.5528 | 74.959 | 69.6358 | 187.5426 | 131.025 | 107.4896 | 64.733 | 184.0524 | 111.3669 | 108.8252 | 118.9572 | 121.6961 | 126.3376 | 97.8183 | 172.0079 | 75.2691 | 112.6484 | 74.662 | 116.3079 | 50.3834 | 111.3385 | 79.399 | 182.5755 | 128.823 | 84.7647 | 119.4462 | 118.9506 | 87.4019 | 84.1734 | 127.5362 | 141.6921 | 116.9872 | 99.9138 | 116.6876 | 96.3341 | 103.0746 | 118.9126 | 138.1101 | 174.4963 | 88.5068 | 211.6653 | 225.3856 | 226.3844 | 161.2565 | 180.3426 | 103.5506 | 138.4069 | 208.6138 | 165.0497 | 129.5201 | 139.597 | 144.7053 | 173.8155 | 105.6879 | 90.0135 | 179.5461 | 78.0882 | 123.4997 | 75.9918 | 156.8682 | 154.6126 | 97.3299 | 101.1551 | 115.6321 | 55.8378 | 129.239 | 193.4489 | 95.8575 | 96.7368 | 76.497 | 77.4155 | 76.06 | 50.4405 | 84.2196 | 197.7646 | 203.3172 | 44.3881 | 161.4857 | 144.8431 | 143.122 | 161.8822 | 100.0906 | 132.343 | 148.7909 | 105.1189 | 116.5097 | 151.9239 | 188.0234 | 177.7714 | 140.609 | 100.7826 | 136.8347 | 77.2068 | 120.2329 | 193.4041 | 139.2027 | 83.2734 | 131.622 | 102.4774 | 83.8342 | 133.96 | 154.8654 | 163.163 | 80.3649 | 120.9116 | 174.3233 | 150.2138 | 55.5909 | 140.8644 | 158.988 | 62.8332 | 92.9131 | 125.1404 | 81.4635 | 105.2974 | 13.9702 | 119.6289 | 170.0018 | 146.4918 | 130.4647 | 140.4878 | 95.4631 | 178.4437 | 181.0678 | 180.037 | 218.9288 | 146.6586 | 123.1757 | 269.9737 | 128.7308 | 241.207 | 105.864 | 267.6046 | 113.3481 | 113.9256 | 234.1959 | 138.7605 | 130.8514 | 90.7523 | 67.5387 | 116.0103 | 262.7122 | 136.5007 | 88.9769 | 89.1229 | 68.4394 | 155.595 | 147.2781 | 75.0294 | 216.2171 | 165.1001 | 66.1459 | 66.819 | 136.4674 | 186.7813 | 104.558 | 125.3146 | 121.1578 | 86.8134 | 196.1235 | 87.8216 | 71.203 | 91.2403 | 98.6496 | 132.0155 | 174.2516 | 120.1519 | 214.2619 | 87.8322 | 202.5237 | 79.6366 | 105.0483 | 102.4583 | 118.7655 | 102.1435 | 81.6605 | 100.138 | 103.4468 | 106.1456 | 98.1887 | 118.2083 | 108.6659 | 117.5863 | 132.2523 | 133.2099 | 272.4598 | 139.1591 | 123.147 | 136.4944 | 105.3448 | 86.4664 | 144.5757 | 120.9889 | 190.8394 | 146.8504 | 82.3714 | 206.1004 | 139.8894 | 100.4825 | 251.5952 | 77.5983 | 134.9809 | 96.4608 | 111.3182 | 192.7253 | 111.4999 | 186.0419 | 75.2408 | 161.5519 | 123.7941 | 80.9266 | 74.786 | 121.319 | 193.7906 | 123.0588 | 145.1175 | 66.9348 | 108.6045 | 121.4964 | 105.3322 | 170.1539 | 192.4561 | 108.2869 | 176.9127 | 146.0338 | 150.0401 | 74.8112 | 121.0526 | 163.7363 | 97.97 | 183.8451 | 205.4615 | 84.6237 | 119.8164 | 117.5307 | 130.4611 | 101.0606 | 239.0681 | 185.975 | 68.9406 | 76.5326 | 169.4537 | 171.6756 | 139.8028 | 109.7654 | 80.3159 | 162.4299 | 85.1218 | 100.1454 | 152.2714 | 86.6016 | 217.5764 | 112.9938 | 132.9757 | 134.648 | 123.706 | 102.8835 | 104.6943 | 95.8404 | 104.9014 | 102.6711 | 248.4482 | 181.2271 | 162.1193 | 128.2577 | 156.7747 | 105.7204 | 128.3802 | 105.1055 | 112.4704 | 78.2771 | 157.2723 | 122.5247 | 108.6761 | 106.8724 | 190.2382 | 125.3595 | 55.0558 | 110.6383 | 125.2539 | 134.607 | 168.399 | 76.3383 | 134.0325 | 79.2741 | 113.9924 | 104.8136 | 148.4101 | 91.2762 | 143.7448 | 16.6226 | 116.4875 | 81.8179 | 60.6512 | 192.362 | 147.3714 | 191.7992 | 91.3513 | 82.8875 | 119.018 | 156.2373 | 89.4941 | 133.6133 | 87.039 | 182.013 | 77.2902 | 121.7799 | 130.3278 | 87.756 | 173.2069 | 145.3827 | 107.0769 | 217.6389 | 171.9619 | 71.3177 | 115.7872 | 189.2937 | 97.9851 | 134.282 | 106.0707 | 205.9443 | 115.1473 | 98.5496 | 37.024 | 164.8057 | 113.8968 | 156.7348 | 159.0375 | 152.7017 | 160.0885 | 120.9849 | 88.7168 | 126.576 | 161.8477 | 120.0947 | 152.288 | 174.7301 | 117.7666 | 152.3414 | 145.2958 | 132.8819 | 124.4405 | 66.5548 | 112.5844 | 63.4417 | 176.1254 | 69.6036 | 145.2132 | 262.9 | 100.8154 | 154.2836 | 67.9418 | 165.9438 | 101.5258 | 73.6651 | 84.2143 | 112.2771 | 95.657 | 129.4981 | 113.8728 | 211.5197 | 126.4556 | 152.5609 | 122.4713 | 139.844 | 157.7628 | 109.8532 | 238.717 | 113.1377 | 219.355 | 94.7139 | 115.3912 | 92.0648 | 71.1187 | 142.4545 | 137.7366 | 218.193 | 117.0174 | 87.669 | 155.1404 | 123.8705 | 120.9922 | 275.2434 | 139.0079 | 119.6188 | 120.0465 | 123.4213 | 206.0325 | 224.5705 | 71.3107 | 64.3078 | 54.5849 | 50.2371 | 179.9017 | 172.4787 | 110.5392 | 157.312 | 112.9168 | 103.0506 | 142.8609 | 89.334 | 72.5006 | 181.8873 | 191.8954 | 48.1483 | 148.232 | 143.3902 | 106.4342 | 155.7884 | 165.4096 | 189.1273 | 139.9996 | 192.9098 | 70.9437 | 146.6137 | 67.1612 | 101.3137 | 136.0539 | 70.7424 | 121.1401 | 87.368 | 133.7484 | 125.9505 | 120.4095 | 170.4669 | 64.3949 | 122.8738 | 181.2476 | 212.8549 | 112.4812 | 133.2403 | 129.8169 | 155.5133 | 175.0825 | 210.7242 | 153.4589 | 109.7228 | 139.4979 | 102.7819 | 94.7524 | 66.5382 | 209.2924 | 82.5645 | 58.8686 | 71.7446 | 88.4573 | 98.5566 | 151.35 | 77.1254 | 162.4234 | 108.3698 | 234.3607 | 200.003 | 159.6656 | 176.6859 | 183.0003 | 141.8538 | 76.2212 | 136.2614 | 131.9799 | 126.4819 | 201.8938 | 229.1623 | 113.8356 | 87.0204 | 118.9273 | 136.2546 | 161.6396 | 166.1481 | 106.6998 | 197.3601 | 84.2542 | 139.8955 | 108.7058 | 57.5343 | 168.5624 | 122.6054 | 188.2915 | 140.0423 | 99.8122 | 151.2759 | 125.159 | 129.1548 | 115.8297 | 55.6793 | 130.4803 | 145.9278 | 220.6523 | 186.8722 | 117.0497 | 74.7694 | 78.3176 | 106.4063 | 113.8984 | 182.6751 | 116.066 | 128.7505 | 49.7121 | 100.1899 | 73.6434 | 124.8462 | 214.4528 | 139.958 | 181.3248 | 244.993 | 157.2847 | 96.7718 | 195.6106 | 119.6666 | 184.7781 | 79.2039 | 158.5471 | 163.5857 | 176.4804 | 87.4922 | 113.541 | 214.2436 | 148.3866 | 110.0075 | 96.8478 | 185.614 | 178.812 | 75.0089 | 164.202 | 127.4386 | 32.57 | 149.4489 | 114.2032 | 68.6422 | 140.3388 | 93.7198 | 189.7327 | 110.3499 | 91.632 | 105.0371 | 126.8079 | 125.8236 | 107.7204 | 136.8942 | 73.8975 | 54.1783 | 138.961 | 89.6157 | 163.3742 | 88.2517 | 174.2113 | 54.6728 | 234.822 | 221.5385 | 153.2158 | 115.6074 | 132.4978 | 110.7022 | 100.4555 | 66.3434 | 150.991 | 107.9778 | 78.7456 | 152.703 | 111.454 | 204.4718 | 149.8812 | 145.2917 | 109.6118 | 136.1978 | 182.2696 | 143.3781 | 65.6521 | 82.9933 | 93.0254 | 106.4873 | 68.0305 | 114.9749 | 95.9381 | 83.337 | 117.9366 | 165.1034 | 151.1678 | 137.8054 | 90.0814 | 146.9473 | 111.9093 | 82.8825 | 150.2976 | 96.4539 | 131.0027 | 113.1363 | 167.404 | 89.2878 | 123.0051 | 125.818 | 151.5647 | 153.3709 | 68.0917 | 73.1035 | 136.3129 | 123.8738 | 93.2113 | 143.7095 | 83.0554 | 101.7214 | 134.8067 | 114.7893 | 139.0774 | 139.174 | 100.0595 | 71.3475 | 177.4513 | 149.6098 | 134.9098 | 121.7455 | 105.8942 | 145.3566 | 184.8614 | 109.9955 | 180.4499 | 171.2513 | 92.5973 | 184.0967 | 91.2352 | 69.517 | 115.6527 | 77.1484 | 120.0648 | 190.0914 | 49.0335 | 217.9311 | 151.8072 | 117.854 | 155.9333 | 93.589 | 133.5255 | 128.6985 | 127.0164 | 73.9137 | 110.3181 | 164.9095 | 170.5896 | 190.6074 | 80.2235 | 93.4919 | 82.5651 | 92.6683 | 59.0163 | 140.0116 | 100.9179 | 182.2769 | 109.0636 | 108.6406 | 159.4928 | 101.1848 | 81.3166 | 128.7272 | 176.974 | 188.4011 | 127.945 | 79.4042 | 162.8509 | 99.9841 | 124.4648 | 112.7899 | 118.0951 | 136.7713 | 143.6949 | 125.7122 | 149.1526 | 66.5363 | 67.778 | 122.8687 | 115.4488 | 117.0086 | 139.4004 | 172.9842 | 201.3809 | 115.5842 | 121.1438 | 90.5242 | 138.4129 | 131.4394 | 115.1421 | 116.8609 | 126.0021 | 84.5047 | 104.6078 | 153.8404 | 129.4209 | 93.933 | 114.4622 | 101.5398 | 90.5153 | 104.6508 | 194.0405 | 104.136 | 75.2288 | 60.5195 | 148.846 | 140.068 | 121.9462 | 71.0279 | 131.5512 | 71.2377 | 125.6469 | 74.4338 | 204.7293 | 54.8779 | 71.1196 | 130.7111 | 73.866 | 165.14 | 153.8381 | 101.1998 | 99.8656 | 90.3731 | 99.3324 | 83.4262 | 101.6311 | 79.7726 | 107.0956 | 140.4903 | 76.2014 | 177.7966 | 176.4739 | 157.6233 | 61.9514 | 85.4219 | 95.819 | 127.0428 | 70.8012 | 101.7588 | 165.0257 | 72.7108 | 153.4455 | 85.8843 | 185.2877 | 124.5868 | 143.8548 | 140.5403 | 168.7866 | 99.9796 | 181.0832 | 126.6401 | 85.9735 | 169.2434 | 182.9598 | 153.8697 | 119.0974 | 109.354 | 140.6603 | 117.1925 | 128.517 | 82.6178 | 62.4934 | 183.3015 | 124.9782 | 140.7977 | 9.6186 | 222.3388 | 119.3736 | 121.6185 | 112.3383 | 168.727 | 97.6621 | 75.4027 | 242.174 | 183.3321 | 138.7447 | 52.695 | 270.984 | 88.1785 | 70.5273 | 126.0426 | 179.6947 | 198.3578 | 124.731 | 256.7886 | 205.7498 | 132.8911 | 97.1846 | 132.4707 | 58.1567 | 124.3709 | 128.1017 | 175.1716 | 176.9347 | 100.0279 | 201.5264 | 89.8413 | 85.7581 | 92.1299 | 184.1218 | 97.0012 | 217.4732 | 116.4262 | 94.2483 | 88.4676 | 109.2601 | 116.7025 | 107.6204 | 151.8882 | 85.3643 | 79.679 | 100.7033 | 59.2779 | 89.0228 | 85.1648 | 125.3485 | 106.2456 | 134.0667 | 301.7706 | 143.8795 | 115.3917 | 109.1166 | 69.9386 | 120.5928 | 121.1437 | 86.4619 | 75.5479 | 83.5824 | 128.8168 | 139.6149 | 116.4039 | 147.3251 | 152.7322 | 192.9428 | 187.7121 | 99.3884 | 211.396 | 100.8625 | 156.5369 | 66.1697 | 76.4635 | 188.8609 | 102.8419 | 92.5276 | 133.0798 | 46.0484 | 65.2249 | 182.1921 | 239.0177 | 106.7085 | 72.9933 | 197.5904 | 120.6972 | 144.2123 | 125.802 | 160.9448 | 98.0776 | 105.3114 | 121.8283 | 116.4545 | 134.6824 | 88.1634 | 145.8715 | 76.3613 | 174.6922 | 126.2331 | 153.2279 | 159.4444 | 181.3507 | 181.4111 | 162.6489 | 145.4905 | 159.1581 | 127.2216 | 147.418 | 95.5851 | 150.0364 | 154.1971 | 104.8999 | 128.8435 | 185.3237 | 235.6603 | 173.6668 | 101.0133 | 91.4362 | 107.049 | 115.0315 | 114.4321 | 201.9198 | 113.7081 | 72.2043 | 117.6224 | 103.0282 | 125.184 | 101.4103 | 89.3495 | 65.2991 | 193.4246 | 84.2613 | 155.247 | 118.7992 | 107.9521 | 159.4709 | 135.5613 | 81.2139 | 158.0119 | 82.6092 | 67.8716 | 101.8781 | 87.0932 | 130.1127 | 71.1938 | 108.6 | 102.7709 | 207.7675 | 86.666 | 165.3738 | 92.0423 | 178.4443 | 107.7965 | 62.1879 | 153.5629 | 163.1154 | 167.213 | 49.1207 | 129.7496 | 97.3591 | 113.8964 | 179.5811 | 88.475 | 138.5936 | 78.2091 | 197.2319 | 123.8764 | 102.0615 | 129.6396 | 165.7535 | 118.8264 | 175.7028 | 126.0027 | 69.4541 | 175.842 | 94.8526 | 172.053 | 122.1201 | 86.6281 | 85.2808 | 129.2531 | 83.967 | 41.5916 | 107.1825 | 134.7539 | 77.0598 | 40.1787 | 80.4567 | 124.3316 | 149.8818 | 119.8823 | 128.0815 | 107.5278 | 107.7863 | 76.1331 | 145.5899 | 115.6899 | 74.229 | 78.7364 | 115.5692 | 134.6756 | 156.2613 | 124.4861 | 82.3626 | 163.7659 | 213.7601 | 160.7479 | 63.1935 | 127.6212 | 80.581 | 172.2213 | 110.6472 | 188.6184 | 182.08 | 118.062 | 43.9445 | 156.9463 | 240.2483 | 128.9182 | 176.7134 | 183.2676 | 145.7238 | 145.8108 | 165.9378 | 208.4997 | 145.4017 | 176.0104 | 172.0859 | 151.1421 | 118.3763 | 121.0641 | 144.802 | 153.8526 | 138.9104 | 86.676 | 64.6695 | 119.5906 | 92.752 | 118.8468 | 56.7702 | 152.1571 | 155.4982 | 7.9137 | 101.1876 | 87.0172 | 157.5981 | 156.827 | 100.8858 | 101.4342 | 116.712 | 71.4417 | 167.6733 | 159.8098 | 147.8305 | 156.5304 | 84.9649 | 78.2185 | 217.6302 | 88.1327 | 165.5204 | 225.1893 | 110.8221 | 94.906 | 224.4072 | 154.1935 | 113.8809 | 97.826 | 100.9111 | 83.4062 | 114.1128 | 94.6846 | 139.5343 | 93.826 | 98.2971 | 211.8341 | 115.5911 | 162.4792 | 107.4545 | 128.5658 | 109.6274 | 65.0629 | 223.7782 | 74.8515 | 87.5252 | 106.0356 | 82.0422 | 99.1214 | 128.8852 | 175.5095 | 116.0548 | 171.7613 | 126.2792 | 151.4337 | 153.5 | 58.8516 | 104.9966 | 176.6351 | 128.6666 | 41.0345 | 124.3764 | 184.4789 | 12.6972 | 88.9213 | 76.9855 | 216.8727 | 74.5844 | 127.6768 | 100.8624 | 128.7319 | 74.625 | 147.5515 | 118.8914 | 151.3249 | 102.469 | 141.7801 | 98.6309 | 157.2263 | 136.6367 | 95.6892 | 141.5145 | 111.5043 | 101.0222 | 151.6984 | 109.6438 | 135.8299 | 150.6115 | 88.148 | 171.5925 | 88.4731 | 99.4944 | 132.6701 | 134.7903 | 97.9606 | 331.0392 | 157.3184 | 137.5098 | 86.4407 | 106.8554 | 84.3881 | 89.2011 | 124.1685 | 193.3963 | 89.7298 | 127.0244 | 145.8301 | 136.1106 | 164.3261 | 158.6489 | 116.3953 | 85.6837 | 127.9786 | 195.8456 | 148.1578 | 70.6266 | 75.9835 | 64.1163 | 88.2658 | 194.5292 | 169.2295 | 123.4512 | 82.8131 | 141.9748 | 130.7313 | 108.201 | 184.3068 | 162.8132 | 103.1369 | 81.0775 | 110.2385 | 227.6568 | 96.7459 | 70.9243 | 107.9404 | 81.7845 | 109.7188 | 157.3472 | 151.1843 | 176.21 | 155.92 | 153.5671 | 173.7033 | 147.4389 | 158.5058 | 65.5136 | 78.1039 | 89.9136 | 91.6916 | 144.5963 | 104.7366 | 99.1239 | 204.6746 | 155.1895 | 77.3108 | 112.7021 | 278.8531 | 76.4265 | 74.5622 | 173.4557 | 123.1378 | 111.8478 | 99.072 | 188.4991 | 138.7101 | 92.249 | 194.4365 | 205.1846 | 107.172 | 81.277 | 136.8183 | 155.4643 | 113.9761 | 61.4002 | 90.7137 | 147.0416 | 133.0253 | 166.2488 | 120.9059 | 168.6795 | 83.5641 | 216.4758 | 185.1224 | 160.9352 | 115.5389 | 192.8412 | 150.5029 | 138.1462 | 141.2941 | 108.5574 | 82.6552 | 51.8197 | 68.0566 | 128.0825 | 212.8969 | 167.3332 | 171.2572 | 69.9824 | 98.1249 | 107.6703 | 149.3025 | 89.1184 | 103.427 | 155.6999 | 203.7633 | 88.3176 | 115.0484 | 125.7816 | 168.7872 | 158.7714 | 152.4661 | 86.6411 | 126.2703 | 103.1044 | 61.6867 | 99.8669 | 156.9919 | 240.2739 | 65.7811 | 145.1742 | 172.0116 | 77.3673 | 168.2762 | 133.6455 | 118.8863 | 240.4272 | 84.2672 | 171.6177 | 185.5554 | 88.3247 | 52.5951 | 74.2638 | 135.4109 | 98.5115 | 56.1765 | 142.0521 | 70.5347 | 145.916 | 180.3271 | 136.4093 | 119.5708 | 86.7148 | 106.5475 | 73.6285 | 132.8307 | 166.9305 | 88.2302 | 77.4514 | 96.8941 | 162.5692 | 96.5477 | 87.1766 | 88.6814 | 86.6045 | 114.0152 | 116.0462 | 86.0742 | 38.6294 | 119.4303 | 180.5461 | 141.9735 | 180.4204 | 137.8564 | 160.3103 | 155.2222 | 92.23 | 79.7264 | 89.843 | 162.0154 | 102.4164 | 120.0827 | 102.702 | 189.3074 | 137.6302 | 112.4659 | 123.9801 | 124.2411 | 100.8291 | 202.8403 | 99.9637 | 118.7447 | 97.8265 | 103.4047 | 136.2116 | 100.6912 | 133.8066 | 146.1251 | 129.117 | 156.6241 | 152.7283 | 144.4161 | 117.4573 | 219.3883 | 187.8616 | 61.2255 | 91.2591 | 94.7827 | 232.607 | 91.1882 | 97.1412 | 116.6754 | 162.0128 | 147.6439 | 58.9916 | 101.927 | 112.9622 | 151.6895 | 120.7637 | 79.1245 | 150.4396 | 68.5789 | 59.4414 | 215.0644 | 186.9886 | 63.1929 | 255.2749 | 156.8836 | 107.9973 | 210.22 | 34.7201 | 179.4577 | 67.2057 | 177.3651 | 98.05 | 124.6359 | 73.5186 | 133.1189 | 54.9303 | 165.8406 | 172.5768 | 188.1882 | 95.8222 | 126.1975 | 179.0806 | 88.7508 | 139.8989 | 121.8062 | 83.7359 | 147.056 | 212.0614 | 181.9479 | 104.6635 | 44.6664 | 127.664 | 132.3564 | 104.4189 | 136.0722 | 91.6104
Time to 95% steady state number | t_95 | hh:mm:ss |  |  |  |  | t_95 | 0:41 | 0:41 | 0:41 | 0:41 | 0:41 | 0:41 | 0:41 | 0:40 | 0:39 | 0:41 | 0:40 | 0:41 | 0:40 | 0:41 | 0:41 | 0:41 | 0:41 | 0:41 | 0:41 | 0:41 | 0:40 | 0:41 | 0:41 | 0:41 | 0:41 | 0:41 | 0:41 | 0:41 | 0:41 | 0:41 | 0:40 | 0:41 | 0:41 | 0:41 | 0:41 | 0:41 | 0:41 | 0:40 | 0:41 | 0:41 | 0:41 | 0:41 | 0:41 | 0:40 | 0:41 | 0:40 | 0:41 | 0:10 | 0:41 | 0:41 | 0:40 | 0:41 | 0:41 | 0:40 | 0:38 | 0:41 | 0:41 | 0:41 | 0:41 | 0:41 | 0:41 | 0:41 | 0:41 | 0:41 | 0:41 | 0:40 | 0:40 | 0:41 | 0:41 | 0:41 | 0:41 | 0:41 | 0:41 | 0:41 | 0:07 | 0:41 | 0:41 | 0:41 | 0:38 | 0:41 | 0:41 | 0:41 | 0:40 | 0:40 | 0:41 | 0:41 | 0:41 | 0:41 | 0:41 | 0:41 | 0:41 | 0:41 | 0:41 | 0:41 | 0:41 | 0:41 | 0:41 | 0:41 | 0:41 | 0:41 | 0:41 | 0:41 | 0:41 | 0:41 | 0:41 | 0:40 | 0:41 | 0:41 | 0:41 | 0:41 | 0:41 | 0:41 | 0:41 | 0:41 | 0:40 | 0:41 | 0:39 | 0:41 | 0:41 | 0:41 | 0:41 | 0:41 | 0:40 | 0:41 | 0:41 | 0:41 | 0:41 | 0:40 | 0:32 | 0:41 | 0:29 | 0:41 | 0:40 | 0:41 | 0:39 | 0:41 | 0:40 | 0:40 | 0:40 | 0:41 | 0:41 | 0:41 | 0:41 | 0:41 | 0:41 | 0:41 | 0:41 | 0:41 | 0:41 | 0:41 | 0:41 | 0:41 | 0:41 | 0:41 | 0:41 | 0:41 | 0:41 | 0:41 | 0:41 | 0:41 | 0:40 | 0:41 | 0:41 | 0:41 | 0:41 | 0:41 | 0:41 | 0:41 | 0:41 | 0:41 | 0:41 | 0:40 | 0:41 | 0:40 | 0:41 | 0:41 | 0:40 | 0:41 | 0:41 | 0:39 | 0:41 | 0:41 | 0:41 | 0:41 | 0:41 | 0:40 | 0:41 | 0:36 | 0:41 | 0:41 | 0:41 | 0:40 | 0:40 | 0:41 | 0:41 | 0:40 | 0:41 | 0:40 | 0:41 | 0:41 | 0:41 | 0:41 | 0:41 | 0:41 | 0:41 | 0:41 | 0:41 | 0:41 | 0:41 | 0:41 | 0:41 | 0:41 | 0:41 | 0:41 | 0:29 | 0:41 | 0:41 | 0:40 | 0:41 | 0:41 | 0:41 | 0:41 | 0:41 | 0:41 | 0:41 | 0:41 | 0:41 | 0:41 | 0:41 | 0:40 | 0:39 | 0:41 | 0:41 | 0:41 | 0:41 | 0:41 | 0:41 | 0:41 | 0:41 | 0:40 | 0:41 | 0:41 | 0:41 | 0:41 | 0:40 | 0:39 | 0:40 | 0:41 | 0:41 | 0:41 | 0:41 | 0:41 | 0:41 | 0:41 | 0:41 | 0:41 | 0:41 | 0:41 | 0:41 | 0:40 | 0:41 | 0:41 | 0:40 | 0:41 | 0:41 | 0:41 | 0:41 | 0:41 | 0:41 | 0:41 | 0:41 | 0:41 | 0:41 | 0:41 | 0:41 | 0:41 | 0:41 | 0:41 | 0:41 | 0:41 | 0:41 | 0:41 | 0:41 | 0:41 | 0:41 | 0:41 | 0:41 | 0:41 | 0:41 | 0:41 | 0:41 | 0:41 | 0:41 | 0:41 | 0:36 | 0:39 | 0:41 | 0:39 | 0:41 | 0:41 | 0:41 | 0:41 | 0:41 | 0:41 | 0:41 | 0:41 | 0:41 | 0:41 | 0:41 | 0:41 | 0:41 | 0:41 | 0:41 | 0:41 | 0:41 | 0:41 | 0:41 | 0:41 | 0:41 | 0:41 | 0:41 | 0:41 | 0:41 | 0:41 | 0:40 | 0:41 | 0:41 | 0:41 | 0:41 | 0:40 | 0:41 | 0:41 | 0:40 | 0:40 | 0:41 | 0:40 | 0:41 | 0:41 | 0:41 | 0:41 | 0:41 | 0:35 | 0:41 | 0:41 | 0:41 | 0:40 | 0:41 | 0:41 | 0:41 | 0:40 | 0:40 | 0:41 | 0:40 | 0:41 | 0:41 | 0:41 | 0:41 | 0:40 | 0:40 | 0:41 | 0:40 | 0:41 | 0:06 | 0:17 | 0:41 | 0:40 | 0:39 | 0:40 | 0:41 | 0:41 | 0:41 | 0:41 | 0:41 | 0:41 | 0:41 | 0:41 | 0:41 | 0:41 | 0:41 | 0:41 | 0:41 | 0:41 | 0:40 | 0:38 | 0:41 | 0:19 | 0:41 | 0:41 | 0:35 | 0:41 | 0:38 | 0:41 | 0:41 | 0:41 | 0:41 | 0:41 | 0:41 | 0:40 | 0:41 | 0:41 | 0:41 | 0:38 | 0:41 | 0:41 | 0:40 | 0:41 | 0:41 | 0:41 | 0:41 | 0:41 | 0:41 | 0:41 | 0:41 | 0:41 | 0:41 | 0:41 | 0:41 | 0:41 | 0:41 | 0:41 | 0:41 | 0:41 | 0:38 | 0:41 | 0:41 | 0:41 | 0:41 | 0:41 | 0:41 | 0:41 | 0:41 | 0:40 | 0:41 | 0:41 | 0:40 | 0:41 | 0:41 | 0:41 | 0:33 | 0:41 | 0:40 | 0:41 | 0:41 | 0:39 | 0:41 | 0:40 | 0:40 | 0:41 | 0:41 | 0:40 | 0:41 | 0:41 | 0:41 | 0:41 | 0:41 | 0:41 | 0:41 | 0:41 | 0:41 | 0:41 | 0:41 | 0:41 | 0:41 | 0:40 | 0:40 | 0:41 | 0:41 | 0:40 | 0:41 | 0:41 | 0:40 | 0:41 | 0:40 | 0:41 | 0:41 | 0:40 | 0:41 | 0:41 | 0:40 | 0:41 | 0:41 | 0:41 | 0:40 | 0:41 | 0:41 | 0:41 | 0:41 | 0:41 | 0:41 | 0:41 | 0:41 | 0:40 | 0:41 | 0:41 | 0:41 | 0:41 | 0:41 | 0:41 | 0:41 | 0:41 | 0:41 | 0:41 | 0:41 | 0:41 | 0:41 | 0:41 | 0:41 | 0:41 | 0:41 | 0:41 | 0:41 | 0:41 | 0:41 | 0:41 | 0:40 | 0:41 | 0:41 | 0:41 | 0:41 | 0:41 | 0:41 | 0:41 | 0:40 | 0:41 | 0:41 | 0:41 | 0:41 | 0:41 | 0:41 | 0:41 | 0:41 | 0:41 | 0:41 | 0:40 | 0:40 | 0:41 | 0:41 | 0:41 | 0:41 | 0:41 | 0:41 | 0:41 | 0:41 | 0:41 | 0:41 | 0:41 | 0:41 | 0:38 | 0:41 | 0:40 | 0:41 | 0:41 | 0:41 | 0:41 | 0:41 | 0:41 | 0:41 | 0:41 | 0:41 | 0:41 | 0:41 | 0:35 | 0:40 | 0:41 | 0:41 | 0:41 | 0:41 | 0:41 | 0:41 | 0:35 | 0:41 | 0:41 | 0:40 | 0:41 | 0:41 | 0:41 | 0:41 | 0:41 | 0:41 | 0:41 | 0:40 | 0:41 | 0:41 | 0:41 | 0:40 | 0:40 | 0:41 | 0:41 | 0:41 | 0:40 | 0:41 | 0:41 | 0:41 | 0:35 | 0:41 | 0:41 | 0:41 | 0:41 | 0:40 | 0:41 | 0:41 | 0:41 | 0:41 | 0:41 | 0:41 | 0:41 | 0:41 | 0:41 | 0:41 | 0:41 | 0:41 | 0:40 | 0:41 | 0:41 | 0:41 | 0:41 | 0:41 | 0:41 | 0:33 | 0:41 | 0:41 | 0:40 | 0:41 | 0:40 | 0:41 | 0:41 | 0:41 | 0:41 | 0:41 | 0:41 | 0:41 | 0:17 | 0:41 | 0:40 | 0:30 | 0:41 | 0:41 | 0:41 | 0:41 | 0:40 | 0:41 | 0:40 | 0:41 | 0:41 | 0:41 | 0:41 | 0:40 | 0:41 | 0:41 | 0:41 | 0:41 | 0:41 | 0:41 | 0:41 | 0:41 | 0:41 | 0:41 | 0:41 | 0:41 | 0:41 | 0:41 | 0:41 | 0:41 | 0:34 | 0:41 | 0:41 | 0:41 | 0:41 | 0:38 | 0:41 | 0:41 | 0:40 | 0:40 | 0:41 | 0:41 | 0:37 | 0:41 | 0:41 | 0:40 | 0:41 | 0:41 | 0:41 | 0:41 | 0:41 | 0:41 | 0:40 | 0:41 | 0:41 | 0:40 | 0:41 | 0:40 | 0:40 | 0:40 | 0:41 | 0:41 | 0:41 | 0:41 | 0:41 | 0:41 | 0:41 | 0:41 | 0:41 | 0:41 | 0:40 | 0:41 | 0:40 | 0:39 | 0:41 | 0:41 | 0:40 | 0:41 | 0:41 | 0:41 | 0:41 | 0:41 | 0:40 | 0:41 | 0:41 | 0:41 | 0:41 | 0:41 | 0:41 | 0:41 | 0:41 | 0:41 | 0:41 | 0:41 | 0:40 | 0:41 | 0:41 | 0:40 | 0:41 | 0:41 | 0:41 | 0:41 | 0:41 | 0:41 | 0:41 | 0:41 | 0:41 | 0:41 | 0:41 | 0:40 | 0:41 | 0:41 | 0:40 | 0:41 | 0:41 | 0:41 | 0:30 | 0:41 | 0:41 | 0:40 | 0:41 | 0:41 | 0:41 | 0:41 | 0:40 | 0:41 | 0:41 | 0:41 | 0:41 | 0:41 | 0:40 | 0:41 | 0:41 | 0:41 | 0:41 | 0:38 | 0:41 | 0:40 | 0:41 | 0:40 | 0:41 | 0:41 | 0:40 | 0:41 | 0:40 | 0:41 | 0:41 | 0:41 | 0:40 | 0:41 | 0:40 | 0:41 | 0:41 | 0:41 | 0:41 | 0:40 | 0:41 | 0:41 | 0:40 | 0:40 | 0:41 | 0:41 | 0:40 | 0:41 | 0:41 | 0:41 | 0:41 | 0:41 | 0:41 | 0:41 | 0:41 | 0:41 | 0:41 | 0:41 | 0:41 | 0:41 | 0:41 | 0:41 | 0:41 | 0:41 | 0:41 | 0:39 | 0:41 | 0:41 | 0:41 | 0:41 | 0:40 | 0:40 | 0:41 | 0:41 | 0:39 | 0:40 | 0:41 | 0:41 | 0:41 | 0:40 | 0:41 | 0:41 | 0:41 | 0:41 | 0:41 | 0:41 | 0:40 | 0:41 | 0:38 | 0:41 | 0:41 | 0:41 | 0:41 | 0:40 | 0:41 | 0:38 | 0:41 | 0:41 | 0:41 | 0:40 | 0:34 | 0:41 | 0:41 | 0:41 | 0:41 | 0:41 | 0:41 | 0:41 | 0:41 | 0:41 | 0:41 | 0:41 | 0:41 | 0:41 | 0:40 | 0:41 | 0:41 | 0:41 | 0:40 | 0:41 | 0:41 | 0:40 | 0:40 | 0:41 | 0:41 | 0:40 | 0:41 | 0:41 | 0:41 | 0:41 | 0:41 | 0:41 | 0:41 | 0:41 | 0:41 | 0:41 | 0:41 | 0:41 | 0:41 | 0:40 | 0:41 | 0:41 | 0:41 | 0:40 | 0:41 | 0:41 | 0:41 | 0:41 | 0:41 | 0:41 | 0:41 | 0:41 | 0:40 | 0:41 | 0:40 | 0:41 | 0:41 | 0:40 | 0:41 | 0:41 | 0:41 | 0:41 | 0:41 | 0:41 | 0:41 | 0:41 | 0:41 | 0:41 | 0:40 | 0:40 | 0:41 | 0:41 | 0:41 | 0:41 | 0:41 | 0:41 | 0:41 | 0:41 | 0:40 | 0:40 | 0:40 | 0:40 | 0:41 | 0:41 | 0:40 | 0:41 | 0:41 | 0:41 | 0:41 | 0:40 | 0:41 | 0:41 | 0:41 | 0:37 | 0:41 | 0:41 | 0:41 | 0:41 | 0:40 | 0:36 | 0:41 | 0:41 | 0:41 | 0:41 | 0:41 | 0:41 | 0:41 | 0:41 | 0:41 | 0:41 | 0:41 | 0:41 | 0:41 | 0:41 | 0:41 | 0:41 | 0:18 | 0:40 | 0:41 | 0:41 | 0:41 | 0:41 | 0:41 | 0:41 | 0:41 | 0:41 | 0:38 | 0:41 | 0:41 | 0:41 | 0:41 | 0:41 | 0:41 | 0:41 | 0:41 | 0:41 | 0:41 | 0:41 | 0:41 | 0:41 | 0:41 | 0:40 | 0:41 | 0:41 | 0:41 | 0:41 | 0:41 | 0:41 | 0:41 | 0:40 | 0:41 | 0:41 | 0:41 | 0:41 | 0:40 | 0:41 | 0:41 | 0:41 | 0:41 | 0:40 | 0:41 | 0:41 | 0:41 | 0:41 | 0:41 | 0:41 | 0:40 | 0:41 | 0:40 | 0:41 | 0:41 | 0:41 | 0:41 | 0:41 | 0:40 | 0:34 | 0:41 | 0:40 | 0:41 | 0:41 | 0:41 | 0:41 | 0:40 | 0:41 | 0:40 | 0:41 | 0:41 | 0:41 | 0:40 | 0:41 | 0:40 | 0:41 | 0:41 | 0:41 | 0:41 | 0:41 | 0:41 | 0:41 | 0:41 | 0:41 | 0:41 | 0:41 | 0:41 | 0:41 | 0:41 | 0:39 | 0:41 | 0:41 | 0:41 | 0:41 | 0:41 | 0:41 | 0:41 | 0:41 | 0:40 | 0:40 | 0:41 | 0:40 | 0:11 | 0:41 | 0:41 | 0:41 | 0:41 | 0:41 | 0:41 | 0:30 | 0:41 | 0:41 | 0:41 | 0:41 | 0:39 | 0:41 | 0:41 | 0:41 | 0:41 | 0:29 | 0:40 | 0:41 | 0:41 | 0:17 | 0:41 | 0:41 | 0:41 | 0:41 | 0:41 | 0:41 | 0:41 | 0:40 | 0:41 | 0:41 | 0:41 | 0:41 | 0:41 | 0:39 | 0:41 | 0:40 | 0:41 | 0:41 | 0:41 | 0:40 | 0:41 | 0:41 | 0:40 | 0:41 | 0:41 | 0:41 | 0:41 | 0:41 | 0:41 | 0:41 | 0:40 | 0:41 | 0:40 | 0:40 | 0:41 | 0:41 | 0:41 | 0:41 | 0:41 | 0:41 | 0:41 | 0:41 | 0:41 | 0:39 | 0:41 | 0:41 | 0:40 | 0:41 | 0:41 | 0:41 | 0:41 | 0:41 | 0:40 | 0:40 | 0:33 | 0:41 | 0:41 | 0:41 | 0:41 | 0:41 | 0:41 | 0:41 | 0:41 | 0:41 | 0:41 | 0:41 | 0:36 | 0:41 | 0:41 | 0:41 | 0:41 | 0:41 | 0:41 | 0:41 | 0:41 | 0:41 | 0:41 | 0:41 | 0:41 | 0:28 | 0:41 | 0:41 | 0:40 | 0:40 | 0:41 | 0:37 | 0:41 | 0:41 | 0:41 | 0:40 | 0:41 | 0:41 | 0:41 | 0:41 | 0:41 | 0:40 | 0:41 | 0:41 | 0:40 | 0:41 | 0:41 | 0:30 | 0:41 | 0:41 | 0:41 | 0:40 | 0:41 | 0:38 | 0:41 | 0:41 | 0:41 | 0:41 | 0:41 | 0:41 | 0:40 | 0:41 | 0:41 | 0:41 | 0:41 | 0:40 | 0:41 | 0:41 | 0:41 | 0:40 | 0:40 | 0:41 | 0:41 | 0:41 | 0:41 | 0:41 | 0:41 | 0:41 | 0:41 | 0:41 | 0:41 | 0:41 | 0:41 | 0:40 | 0:41 | 0:41 | 0:40 | 0:41 | 0:40 | 0:41 | 0:41 | 0:41 | 0:35 | 0:41 | 0:40 | 0:41 | 0:41 | 0:41 | 0:41 | 0:41 | 0:41 | 0:40 | 0:41 | 0:41 | 0:41 | 0:41 | 0:41 | 0:41 | 0:41 | 0:41 | 0:40 | 0:41 | 0:41 | 0:41 | 0:41 | 0:41 | 0:37 | 0:41 | 0:41 | 0:41 | 0:41 | 0:41 | 0:41 | 0:41 | 0:40 | 0:41 | 0:41 | 0:41 | 0:41 | 0:41 | 0:41 | 0:41 | 0:41 | 0:41 | 0:41 | 0:41 | 0:41 | 0:40 | 0:41 | 0:41 | 0:41 | 0:41 | 0:41 | 0:41 | 0:40 | 0:41 | 0:41 | 0:41 | 0:40 | 0:41 | 0:41 | 0:41 | 0:41 | 0:40 | 0:40 | 0:41 | 0:39 | 0:41 | 0:41 | 0:41 | 0:41 | 0:41 | 0:41 | 0:41 | 0:41 | 0:41 | 0:41 | 0:40 | 0:40 | 0:41 | 0:41 | 0:41 | 0:41 | 0:41 | 0:41 | 0:40 | 0:41 | 0:40 | 0:40 | 0:41 | 0:40 | 0:41 | 0:41 | 0:41 | 0:41 | 0:41 | 0:41 | 0:40 | 0:41 | 0:41 | 0:41 | 0:41 | 0:41 | 0:41 | 0:41 | 0:41 | 0:41 | 0:41 | 0:41 | 0:41 | 0:41 | 0:41 | 0:41 | 0:41 | 0:41 | 0:41 | 0:41 | 0:41 | 0:41 | 0:39 | 0:41 | 0:41 | 0:41 | 0:41 | 0:41 | 0:41 | 0:40 | 0:41 | 0:41 | 0:41 | 0:41 | 0:39 | 0:41 | 0:41 | 0:41 | 0:41 | 0:36 | 0:41 | 0:30 | 0:41 | 0:41 | 0:41 | 0:41 | 0:41 | 0:41 | 0:41 | 0:41 | 0:36 | 0:41 | 0:41 | 0:41 | 0:41 | 0:40 | 0:41 | 0:41 | 0:41 | 0:40 | 0:41 | 0:41 | 0:41 | 0:41 | 0:41 | 0:39 | 0:41 | 0:41 | 0:41 | 0:41 | 0:41 | 0:41 | 0:41 | 0:41 | 0:41 | 0:41 | 0:41 | 0:41 | 0:40 | 0:41 | 0:41 | 0:41 | 0:40 | 0:41 | 0:41 | 0:41 | 0:41 | 0:41 | 0:41 | 0:38 | 0:40 | 0:39 | 0:41 | 0:41 | 0:41 | 0:41 | 0:41 | 0:41 | 0:41 | 0:41 | 0:41 | 0:39 | 0:41 | 0:41 | 0:39 | 0:41 | 0:41 | 0:41 | 0:41 | 0:41 | 0:41 | 0:41 | 0:41 | 0:41 | 0:41 | 0:41 | 0:41 | 0:40 | 0:41 | 0:41 | 0:41 | 0:40 | 0:41 | 0:41 | 0:41 | 0:41 | 0:30 | 0:41 | 0:41 | 0:41 | 0:41 | 0:41 | 0:41 | 0:41 | 0:41 | 0:41 | 0:23 | 0:41 | 0:41 | 0:41 | 0:41 | 0:41 | 0:41 | 0:40 | 0:40 | 0:40 | 0:41 | 0:41 | 0:41 | 0:41 | 0:41 | 0:41 | 0:41 | 0:40 | 0:41 | 0:41 | 0:41 | 0:41 | 0:41 | 0:41 | 0:41 | 0:41 | 0:41 | 0:41 | 0:41 | 0:40 | 0:41 | 0:41 | 0:41 | 0:41 | 0:41 | 0:41 | 0:41 | 0:39 | 0:41 | 0:41 | 0:41 | 0:39 | 0:38 | 0:41 | 0:41 | 0:41 | 0:41 | 0:41 | 0:41 | 0:41 | 0:41 | 0:41 | 0:41 | 0:40 | 0:41 | 0:41 | 0:41 | 0:41 | 0:41 | 0:41 | 0:41 | 0:41 | 0:41 | 0:41 | 0:41 | 0:41 | 0:41 | 0:41 | 0:41 | 0:41 | 0:41 | 0:41 | 0:41 | 0:41 | 0:40 | 0:41 | 0:41 | 0:40 | 0:41 | 0:41 | 0:41 | 0:41 | 0:41 | 0:41 | 0:41 | 0:40 | 0:41 | 0:40 | 0:41 | 0:41 | 0:41 | 0:37 | 0:41 | 0:41 | 0:41 | 0:41 | 0:41 | 0:41 | 0:39 | 0:41 | 0:41 | 0:41 | 0:41 | 0:41 | 0:40 | 0:40 | 0:41 | 0:41 | 0:41 | 0:40 | 0:41 | 0:41 | 0:41 | 0:41 | 0:41 | 0:41 | 0:36 | 0:41 | 0:41 | 0:41 | 0:41 | 0:41 | 0:41 | 0:41 | 0:40 | 0:41 | 0:41 | 0:40 | 0:41 | 0:41 | 0:41 | 0:40 | 0:41 | 0:40 | 0:41 | 0:41 | 0:41 | 0:41 | 0:41 | 0:41 | 0:41 | 0:41 | 0:41 | 0:41 | 0:41 | 0:41 | 0:41 | 0:41 | 0:41 | 0:41 | 0:41 | 0:40 | 0:41 | 0:37 | 0:41 | 0:41 | 0:41 | 0:41 | 0:39 | 0:40 | 0:41 | 0:41 | 0:41 | 0:41 | 0:41 | 0:40 | 0:40 | 0:41 | 0:41 | 0:41 | 0:41 | 0:40 | 0:41 | 0:41 | 0:41 | 0:41 | 0:41 | 0:41 | 0:41 | 0:41 | 0:39 | 0:41 | 0:41 | 0:41 | 0:41 | 0:41 | 0:41 | 0:41 | 0:41 | 0:41 | 0:41 | 0:41 | 0:41 | 0:40 | 0:41 | 0:41 | 0:41 | 0:41 | 0:41 | 0:41 | 0:41 | 0:40 | 0:41 | 0:41 | 0:41 | 0:23 | 0:41 | 0:39 | 0:38 | 0:41 | 0:41 | 0:41 | 0:41 | 0:41 | 0:40 | 0:41 | 0:41 | 0:41 | 0:41 | 0:41 | 0:41 | 0:41 | 0:37 | 0:41 | 0:41 | 0:40 | 0:41 | 0:41 | 0:41 | 0:41 | 0:41 | 0:41 | 0:41 | 0:41 | 0:40 | 0:41 | 0:41 | 0:41 | 0:41 | 0:41 | 0:41 | 0:41 | 0:40 | 0:41 | 0:41 | 0:40 | 0:41 | 0:40 | 0:41 | 0:41 | 0:41 | 0:41 | 0:41 | 0:41 | 0:41 | 0:41 | 0:41 | 0:41 | 0:41 | 0:41 | 0:41 | 0:41 | 0:41 | 0:38 | 0:40 | 0:41 | 0:40 | 0:40 | 0:41 | 0:41 | 0:41 | 0:41 | 0:41 | 0:41 | 0:41 | 0:41 | 0:40 | 0:40 | 0:31 | 0:41 | 0:40 | 0:41 | 0:41 | 0:41 | 0:38 | 0:41 | 0:41 | 0:41 | 0:41 | 0:41 | 0:41 | 0:41 | 0:41 | 0:41 | 0:41 | 0:41 | 0:41 | 0:41 | 0:40 | 0:41 | 0:41 | 0:41 | 0:41 | 0:40 | 0:41 | 0:41 | 0:41 | 0:41 | 0:41 | 0:41 | 0:41 | 0:41 | 0:41 | 0:22 | 0:38 | 0:41 | 0:34 | 0:41 | 0:41 | 0:41 | 0:41 | 0:41 | 0:41 | 0:41 | 0:40 | 0:41 | 0:39 | 0:41 | 0:41 | 0:40 | 0:41 | 0:41 | 0:41 | 0:41 | 0:41 | 0:41 | 0:41 | 0:36 | 0:06 | 0:40 | 0:41 | 0:41 | 0:41 | 0:41 | 0:40 | 0:40 | 0:41 | 0:41 | 0:41 | 0:41 | 0:41 | 0:41 | 0:41 | 0:41 | 0:41 | 0:41 | 0:41 | 0:41 | 0:41 | 0:41 | 0:41 | 0:39 | 0:41 | 0:41 | 0:41 | 0:41 | 0:41 | 0:41 | 0:41 | 0:21 | 0:41 | 0:41 | 0:41 | 0:41 | 0:41 | 0:41 | 0:41 | 0:40 | 0:41 | 0:41 | 0:41 | 0:41 | 0:41 | 0:41 | 0:41 | 0:41 | 0:41 | 0:41 | 0:41 | 0:41 | 0:41 | 0:41 | 0:41 | 0:41 | 0:33 | 0:41 | 0:41 | 0:41 | 0:41 | 0:41 | 0:41 | 0:41 | 0:40 | 0:41 | 0:41 | 0:41 | 0:41 | 0:41 | 0:41 | 0:41 | 0:41 | 0:41 | 0:41 | 0:41 | 0:40 | 0:41 | 0:41 | 0:41 | 0:40 | 0:41 | 0:40 | 0:40 | 0:38 | 0:41 | 0:41 | 0:40 | 0:41 | 0:41 | 0:41 | 0:41 | 0:41 | 0:41 | 0:41 | 0:41 | 0:41 | 0:41 | 0:41 | 0:41 | 0:40 | 0:41 | 0:41 | 0:41 | 0:41 | 0:41 | 0:41 | 0:41 | 0:41 | 0:40 | 0:40 | 0:41 | 0:41 | 0:40 | 0:41 | 0:41 | 0:41 | 0:40 | 0:41 | 0:41 | 0:41 | 0:41 | 0:40 | 0:40 | 0:39 | 0:41 | 0:41 | 0:41 | 0:41 | 0:41 | 0:41 | 0:41 | 0:41 | 0:41 | 0:41 | 0:34 | 0:40 | 0:41 | 0:41 | 0:16 | 0:40 | 0:40 | 0:41 | 0:41 | 0:41 | 0:41 | 0:41 | 0:41 | 0:41 | 0:41 | 0:41 | 0:41 | 0:41 | 0:41 | 0:41 | 0:41 | 0:41 | 0:41 | 0:41 | 0:41 | 0:41 | 0:41 | 0:41 | 0:41 | 0:41 | 0:41 | 0:41 | 0:41 | 0:41 | 0:41 | 0:41 | 0:40 | 0:41 | 0:40 | 0:41 | 0:41 | 0:41 | 0:41 | 0:41 | 0:41 | 0:41 | 0:40 | 0:40 | 0:41 | 0:41 | 0:41 | 0:41 | 0:41 | 0:41 | 0:41 | 0:41 | 0:41 | 0:41 | 0:39 | 0:40 | 0:41 | 0:38 | 0:41 | 0:41 | 0:41 | 0:41 | 0:41 | 0:40 | 0:41 | 0:41 | 0:41 | 0:41 | 0:41 | 0:41 | 0:41 | 0:41 | 0:41 | 0:41 | 0:40 | 0:41 | 0:41 | 0:41 | 0:41 | 0:41 | 0:41 | 0:41 | 0:40 | 0:41 | 0:41 | 0:41 | 0:40 | 0:41 | 0:40 | 0:41 | 0:41 | 0:41 | 0:41 | 0:40 | 0:41 | 0:40 | 0:41 | 0:41 | 0:41 | 0:41 | 0:41 | 0:40 | 0:40 | 0:41 | 0:41 | 0:40 | 0:41 | 0:41 | 0:41 | 0:41 | 0:41 | 0:40 | 0:40 | 0:41 | 0:41 | 0:41 | 0:41 | 0:41 | 0:40 | 0:41 | 0:31 | 0:41 | 0:41 | 0:41 | 0:41 | 0:40 | 0:37 | 0:41 | 0:40 | 0:41 | 0:38 | 0:38 | 0:41 | 0:41 | 0:41 | 0:41 | 0:41 | 0:41 | 0:40 | 0:41 | 0:41 | 0:40 | 0:41 | 0:41 | 0:41 | 0:41 | 0:40 | 0:41 | 0:41 | 0:41 | 0:41 | 0:41 | 0:41 | 0:41 | 0:41 | 0:41 | 0:41 | 0:41 | 0:41 | 0:40 | 0:40 | 0:41 | 0:41 | 0:41 | 0:41 | 0:41 | 0:41 | 0:40 | 0:41 | 0:41 | 0:41 | 0:41 | 0:41 | 0:41 | 0:41 | 0:41 | 0:41 | 0:41 | 0:41 | 0:41 | 0:41 | 0:41 | 0:40 | 0:41 | 0:40 | 0:41 | 0:40 | 0:41 | 0:41 | 0:41 | 0:41 | 0:41 | 0:41 | 0:41 | 0:41 | 0:41 | 0:41 | 0:41 | 0:41 | 0:41 | 0:41 | 0:29 | 0:41 | 0:41 | 0:41 | 0:41 | 0:40 | 0:41 | 0:41 | 0:41 | 0:39 | 0:41 | 0:41 | 0:40 | 0:40 | 0:40 | 0:41 | 0:41 | 0:41 | 0:41 | 0:41 | 0:41 | 0:41 | 0:41 | 0:41 | 0:41 | 0:41 | 0:06 | 0:38 | 0:40 | 0:40 | 0:41 | 0:41 | 0:41 | 0:41 | 0:41 | 0:40 | 0:41 | 0:12 | 0:41 | 0:41 | 0:41 | 0:41 | 0:41 | 0:41 | 0:41 | 0:41 | 0:41 | 0:41 | 0:41 | 0:40 | 0:41 | 0:41 | 0:41 | 0:39 | 0:38 | 0:41 | 0:41 | 0:41 | 0:41 | 0:41 | 0:41 | 0:41 | 0:40 | 0:41 | 0:41 | 0:39 | 0:41 | 0:41 | 0:40 | 0:41 | 0:41 | 0:40 | 0:41 | 0:41 | 0:41 | 0:41 | 0:41 | 0:41 | 0:40 | 0:08 | 0:41 | 0:40 | 0:41 | 0:41 | 0:41 | 0:41 | 0:41 | 0:41 | 0:40 | 0:41 | 0:40 | 0:41 | 0:38 | 0:41 | 0:41 | 0:41 | 0:41 | 0:41 | 0:41 | 0:40 | 0:41 | 0:40 | 0:41 | 0:40 | 0:41 | 0:41 | 0:41 | 0:40 | 0:41 | 0:41 | 0:41 | 0:41 | 0:41 | 0:40 | 0:41 | 0:41 | 0:41 | 0:41 | 0:41 | 0:41 | 0:41 | 0:41 | 0:40 | 0:41 | 0:39 | 0:37 | 0:41 | 0:41 | 0:41 | 0:40 | 0:41 | 0:40 | 0:41 | 0:41 | 0:41 | 0:41 | 0:41 | 0:41 | 0:41 | 0:41 | 0:40 | 0:41 | 0:41 | 0:41 | 0:40 | 0:40 | 0:41 | 0:41 | 0:38 | 0:41 | 0:40 | 0:41 | 0:41 | 0:41 | 0:41 | 0:41 | 0:41 | 0:41 | 0:41 | 0:41 | 0:41 | 0:41 | 0:41 | 0:40 | 0:41 | 0:41 | 0:41 | 0:40 | 0:41 | 0:41 | 0:41 | 0:41 | 0:41 | 0:41 | 0:41 | 0:41 | 0:41 | 0:41 | 0:40 | 0:41 | 0:41 | 0:41 | 0:41 | 0:41 | 0:41 | 0:41 | 0:41 | 0:41 | 0:41 | 0:41 | 0:40 | 0:41 | 0:41 | 0:40 | 0:41 | 0:41 | 0:41 | 0:41 | 0:39 | 0:41 | 0:41 | 0:41 | 0:41 | 0:41 | 0:41 | 0:40 | 0:41 | 0:41 | 0:41 | 0:41 | 0:41 | 0:41 | 0:40 | 0:34 | 0:41 | 0:41 | 0:41 | 0:41 | 0:41 | 0:41 | 0:40 | 0:41 | 0:41 | 0:40 | 0:41 | 0:40 | 0:41 | 0:41 | 0:38 | 0:41 | 0:41 | 0:40 | 0:41 | 0:37 | 0:41 | 0:41 | 0:41 | 0:41 | 0:40 | 0:41 | 0:41 | 0:41 | 0:41 | 0:41 | 0:40 | 0:41 | 0:41 | 0:41 | 0:40 | 0:41 | 0:41 | 0:41 | 0:41 | 0:41 | 0:41 | 0:40 | 0:39 | 0:40 | 0:41 | 0:41 | 0:40 | 0:40 | 0:41 | 0:41 | 0:40 | 0:41 | 0:41 | 0:40 | 0:41 | 0:41 | 0:41 | 0:41 | 0:40 | 0:41 | 0:41 | 0:41 | 0:41 | 0:40 | 0:41 | 0:41 | 0:41 | 0:41 | 0:29 | 0:40 | 0:41 | 0:39 | 0:41 | 0:41 | 0:41 | 0:41 | 0:41 | 0:40 | 0:05 | 0:39 | 0:41 | 0:41 | 0:41 | 0:41 | 0:41 | 0:41 | 0:41 | 0:41 | 0:41 | 0:41 | 0:41 | 0:41 | 0:41 | 0:41 | 0:40 | 0:41 | 0:41 | 0:41 | 0:36 | 0:41 | 0:41 | 0:41 | 0:41 | 0:38 | 0:40 | 0:41 | 0:41 | 0:41 | 0:41 | 0:41 | 0:40 | 0:41 | 0:40 | 0:40 | 0:41 | 0:41 | 0:41 | 0:41 | 0:41 | 0:41 | 0:41 | 0:41 | 0:41 | 0:39 | 0:41 | 0:41 | 0:39 | 0:41 | 0:41 | 0:41 | 0:41 | 0:10 | 0:41 | 0:37 | 0:40 | 0:41 | 0:41 | 0:41 | 0:41 | 0:41 | 0:41 | 0:40 | 0:41 | 0:36 | 0:41 | 0:41 | 0:41 | 0:40 | 0:41 | 0:41 | 0:41 | 0:41 | 0:41 | 0:41 | 0:41 | 0:41 | 0:41 | 0:33 | 0:40 | 0:40 | 0:39 | 0:41 | 0:41 | 0:41 | 0:41 | 0:41 | 0:40 | 0:41 | 0:41 | 0:41 | 0:41 | 0:40 | 0:41 | 0:41 | 0:40 | 0:41 | 0:40 | 0:41 | 0:41 | 0:41 | 0:37 | 0:41 | 0:41 | 0:41 | 0:40 | 0:41 | 0:41 | 0:41 | 0:41 | 0:41 | 0:41 | 0:35 | 0:41 | 0:41 | 0:40 | 0:41 | 0:41 | 0:36 | 0:39 | 0:40 | 0:28 | 0:40 | 0:41 | 0:41 | 0:41 | 0:28 | 0:40 | 0:41 | 0:41 | 0:41 | 0:41 | 0:41 | 0:41 | 0:41 | 0:41 | 0:41 | 0:41 | 0:40 | 0:41 | 0:41 | 0:41 | 0:41 | 0:41 | 0:41 | 0:41 | 0:41 | 0:41 | 0:41 | 0:41 | 0:41 | 0:41 | 0:41 | 0:41 | 0:41 | 0:39 | 0:41 | 0:41 | 0:14 | 0:41 | 0:41 | 0:41 | 0:41 | 0:41 | 0:41 | 0:41 | 0:41 | 0:41 | 0:41 | 0:41 | 0:41 | 0:41 | 0:41 | 0:41 | 0:41 | 0:41 | 0:41 | 0:41 | 0:41 | 0:41 | 0:41 | 0:41 | 0:41 | 0:41 | 0:41 | 0:41 | 0:41 | 0:41 | 0:41 | 0:41 | 0:41 | 0:41 | 0:41 | 0:41 | 0:41 | 0:41 | 0:41 | 0:41 | 0:40 | 0:41 | 0:41 | 0:41 | 0:41 | 0:41 | 0:41 | 0:41 | 0:41 | 0:41 | 0:41 | 0:41 | 0:41 | 0:41 | 0:41 | 0:41 | 0:41 | 0:40 | 0:41 | 0:41 | 0:40 | 0:41 | 0:41 | 0:41 | 0:41 | 0:41 | 0:22 | 0:41 | 0:40 | 0:41 | 0:41 | 0:41 | 0:40 | 0:08 | 0:41 | 0:41 | 0:41 | 0:41 | 0:28 | 0:38 | 0:41 | 0:41 | 0:40 | 0:41 | 0:41 | 0:41 | 0:41 | 0:41 | 0:41 | 0:40 | 0:41 | 0:41 | 0:41 | 0:41 | 0:34 | 0:41 | 0:41 | 0:41 | 0:41 | 0:41 | 0:41 | 0:41 | 0:41 | 0:40 | 0:41 | 0:40 | 0:41 | 0:41 | 0:41 | 0:41 | 0:41 | 0:41 | 0:41 | 0:41 | 0:41 | 0:41 | 0:41 | 0:40 | 0:41 | 0:41 | 0:41 | 0:41 | 0:41 | 0:41 | 0:41 | 0:41 | 0:41 | 0:41 | 0:41 | 0:41 | 0:41 | 0:41 | 0:41 | 0:41 | 0:41 | 0:41 | 0:40 | 0:41 | 0:41 | 0:41 | 0:41 | 0:41 | 0:41 | 0:41 | 0:41 | 0:41 | 0:41 | 0:41 | 0:41 | 0:41 | 0:41 | 0:41 | 0:41 | 0:41 | 0:40 | 0:40 | 0:41 | 0:41 | 0:41 | 0:40 | 0:41 | 0:40 | 0:41 | 0:41 | 0:41 | 0:41 | 0:41 | 0:41 | 0:41 | 0:41 | 0:41 | 0:41 | 0:41 | 0:40 | 0:41 | 0:41 | 0:37 | 0:41 | 0:41 | 0:41 | 0:41 | 0:40 | 0:41 | 0:41 | 0:41 | 0:41 | 0:41 | 0:41 | 0:41 | 0:41 | 0:41 | 0:41 | 0:41 | 0:41 | 0:41 | 0:41 | 0:41 | 0:41 | 0:41 | 0:41 | 0:41 | 0:41 | 0:41 | 0:40 | 0:41 | 0:41 | 0:41 | 0:41 | 0:41 | 0:41 | 0:41 | 0:41 | 0:41 | 0:06 | 0:41 | 0:41 | 0:40 | 0:41 | 0:41 | 0:40 | 0:41 | 0:41 | 0:41 | 0:40 | 0:41 | 0:40 | 0:41 | 0:05 | 0:41 | 0:41 | 0:41 | 0:41 | 0:41 | 0:41 | 0:41 | 0:40 | 0:41 | 0:41 | 0:40 | 0:41 | 0:41 | 0:41 | 0:41 | 0:39 | 0:41 | 0:41 | 0:41 | 0:41 | 0:41 | 0:41 | 0:41 | 0:40 | 0:41 | 0:41 | 0:41 | 0:41 | 0:41 | 0:41 | 0:41 | 0:41 | 0:41 | 0:41 | 0:41 | 0:41 | 0:41 | 0:13 | 0:41 | 0:39 | 0:41 | 0:41 | 0:36 | 0:41 | 0:41 | 0:41 | 0:40 | 0:41 | 0:41 | 0:40 | 0:40 | 0:41 | 0:41 | 0:41 | 0:41 | 0:41 | 0:41 | 0:40 | 0:39 | 0:41 | 0:41 | 0:40 | 0:41 | 0:41 | 0:41 | 0:41 | 0:41 | 0:41 | 0:41 | 0:41 | 0:41 | 0:40 | 0:41 | 0:40 | 0:41 | 0:41 | 0:41 | 0:41 | 0:38 | 0:41 | 0:41 | 0:31 | 0:41 | 0:41 | 0:36 | 0:41 | 0:41 | 0:41 | 0:41 | 0:41 | 0:41 | 0:41 | 0:39 | 0:41 | 0:41 | 0:41 | 0:41 | 0:41 | 0:36 | 0:33 | 0:41 | 0:41 | 0:41 | 0:26 | 0:41 | 0:41 | 0:41 | 0:34 | 0:40 | 0:41 | 0:40 | 0:40 | 0:40 | 0:41 | 0:41 | 0:41 | 0:41 | 0:41 | 0:41 | 0:41 | 0:41 | 0:41 | 0:41 | 0:38 | 0:41 | 0:41 | 0:37 | 0:41 | 0:41 | 0:41 | 0:41 | 0:40 | 0:41 | 0:41 | 0:41 | 0:41 | 0:41 | 0:41 | 0:41 | 0:41 | 0:41 | 0:41 | 0:41 | 0:41 | 0:41 | 0:41 | 0:41 | 0:41 | 0:40 | 0:14 | 0:41 | 0:41 | 0:41 | 0:40 | 0:41 | 0:41 | 0:09 | 0:41 | 0:41 | 0:41 | 0:41 | 0:41 | 0:41 | 0:41 | 0:41 | 0:41 | 0:41 | 0:41 | 0:41 | 0:41 | 0:41 | 0:40 | 0:41 | 0:40 | 0:41 | 0:41 | 0:41 | 0:40 | 0:41 | 0:41 | 0:41 | 0:41 | 0:41 | 0:41 | 0:40 | 0:41 | 0:41 | 0:41 | 0:41 | 0:41 | 0:41 | 0:41 | 0:41 | 0:41 | 0:39 | 0:41 | 0:41 | 0:41 | 0:41 | 0:41 | 0:41 | 0:41 | 0:41 | 0:41 | 0:41 | 0:41 | 0:41 | 0:41 | 0:41 | 0:41 | 0:40 | 0:41 | 0:41 | 0:41 | 0:41 | 0:41 | 0:41 | 0:41 | 0:41 | 0:41 | 0:41 | 0:41 | 0:41 | 0:41 | 0:41 | 0:41 | 0:41 | 0:41 | 0:41 | 0:40 | 0:41 | 0:41 | 0:41 | 0:41 | 0:41 | 0:41 | 0:30 | 0:41 | 0:40 | 0:04 | 0:41 | 0:41 | 0:41 | 0:41 | 0:41 | 0:41 | 0:40 | 0:40 | 0:41 | 0:33 | 0:41 | 0:41 | 0:41 | 0:40 | 0:41 | 0:41 | 0:41 | 0:41 | 0:41 | 0:41 | 0:41 | 0:40 | 0:40 | 0:41 | 0:41 | 0:41 | 0:41 | 0:41 | 0:41 | 0:41 | 0:41 | 0:39 | 0:41 | 0:41 | 0:41 | 0:41 | 0:41 | 0:41 | 0:41 | 0:41 | 0:41 | 0:41 | 0:40 | 0:41 | 0:41 | 0:41 | 0:41 | 0:41 | 0:40 | 0:41 | 0:41 | 0:41 | 0:37 | 0:41 | 0:41 | 0:40 | 0:40 | 0:41 | 0:40 | 0:41 | 0:41 | 0:41 | 0:41 | 0:41 | 0:41 | 0:04 | 0:41 | 0:41 | 0:41 | 0:41 | 0:41 | 0:41 | 0:41 | 0:41 | 0:41 | 0:41 | 0:41 | 0:40 | 0:41 | 0:41 | 0:41 | 0:41 | 0:41 | 0:41 | 0:41 | 0:41 | 0:40 | 0:41 | 0:41 | 0:41 | 0:40 | 0:41 | 0:41 | 0:40 | 0:41 | 0:41 | 0:41 | 0:41 | 0:41 | 0:41 | 0:41 | 0:41 | 0:41 | 0:40 | 0:41 | 0:41 | 0:41 | 0:41 | 0:41 | 0:41 | 0:40 | 0:40 | 0:41 | 0:41 | 0:41 | 0:41 | 0:41 | 0:41 | 0:41 | 0:41 | 0:41 | 0:41 | 0:41 | 0:41 | 0:41 | 0:41 | 0:41 | 0:04 | 0:41 | 0:41 | 0:41 | 0:38 | 0:40 | 0:41 | 0:41 | 0:41 | 0:41 | 0:41 | 0:40 | 0:41 | 0:38 | 0:41 | 0:41 | 0:40 | 0:41 | 0:41 | 0:41 | 0:41 | 0:41 | 0:41 | 0:41 | 0:41 | 0:41 | 0:41 | 0:41 | 0:38 | 0:41 | 0:41 | 0:41 | 0:41 | 0:41 | 0:41 | 0:40 | 0:41 | 0:41 | 0:41 | 0:41 | 0:41 | 0:41 | 0:41 | 0:41 | 0:41 | 0:41 | 0:41 | 0:41 | 0:40 | 0:41 | 0:41 | 0:41 | 0:41 | 0:41 | 0:41 | 0:41 | 0:40 | 0:39 | 0:41 | 0:41 | 0:41 | 0:40 | 0:41 | 0:41 | 0:41 | 0:41 | 0:41 | 0:41 | 0:41 | 0:41 | 0:41 | 0:41 | 0:41 | 0:41 | 0:41 | 0:41 | 0:41 | 0:41 | 0:40 | 0:41 | 0:41 | 0:41 | 0:41 | 0:41 | 0:41 | 0:41 | 0:41 | 0:41 | 0:41 | 0:41 | 0:41 | 0:41 | 0:41 | 0:40 | 0:32 | 0:40 | 0:41 | 0:41 | 0:41 | 0:41 | 0:41 | 0:41 | 0:41 | 0:41 | 0:41 | 0:41 | 0:41 | 0:41 | 0:41 | 0:41 | 0:40 | 0:38 | 0:40 | 0:41 | 0:41 | 0:41 | 0:20 | 0:41 | 0:40 | 0:41 | 0:41 | 0:41 | 0:41 | 0:41 | 0:39 | 0:41 | 0:41 | 0:41 | 0:41 | 0:30 | 0:41 | 0:41 | 0:40 | 0:41 | 0:41 | 0:41 | 0:41 | 0:41 | 0:41 | 0:41 | 0:41 | 0:41 | 0:41 | 0:41 | 0:41 | 0:41 | 0:41 | 0:41 | 0:41 | 0:41 | 0:41 | 0:41 | 0:41 | 0:41 | 0:41 | 0:41 | 0:38 | 0:41 | 0:41 | 0:40 | 0:41 | 0:41 | 0:41 | 0:24 | 0:40 | 0:41 | 0:41 | 0:41 | 0:40 | 0:41 | 0:41 | 0:41 | 0:41 | 0:41 | 0:41 | 0:40 | 0:41 | 0:41 | 0:41 | 0:41 | 0:41 | 0:41 | 0:41 | 0:41 | 0:41 | 0:41 | 0:41 | 0:41 | 0:41 | 0:41 | 0:41 | 0:41 | 0:40 | 0:41 | 0:41 | 0:41 | 0:41 | 0:41 | 0:41 | 0:41 | 0:41 | 0:41 | 0:41 | 0:41 | 0:41 | 0:41 | 0:41 | 0:41 | 0:41 | 0:41 | 0:41 | 0:40 | 0:41 | 0:41 | 0:41 | 0:41 | 0:41 | 0:41 | 0:41 | 0:40 | 0:41 | 0:41 | 0:41 | 0:41 | 0:41 | 0:40 | 0:41 | 0:41 | 0:41 | 0:41 | 0:41 | 0:41 | 0:41 | 0:41 | 0:41 | 0:41 | 0:41 | 0:41 | 0:41 | 0:41 | 0:36 | 0:41 | 0:41 | 0:40 | 0:41 | 0:01 | 0:23 | 0:41 | 0:41 | 0:41 | 0:41 | 0:41 | 0:40 | 0:41 | 0:41 | 0:41 | 0:41 | 0:40 | 0:41 | 0:41 | 0:41 | 0:41 | 0:41 | 0:41 | 0:41 | 0:41 | 0:39 | 0:38 | 0:41 | 0:38 | 0:41 | 0:41 | 0:41 | 0:41 | 0:41 | 0:41 | 0:41 | 0:41 | 0:41 | 0:41 | 0:41 | 0:41 | 0:41 | 0:41 | 0:30 | 0:41 | 0:41 | 0:41 | 0:41 | 0:41 | 0:41 | 0:38 | 0:41 | 0:40 | 0:41 | 0:41 | 0:41 | 0:41 | 0:41 | 0:41 | 0:41 | 0:41 | 0:41 | 0:40 | 0:40 | 0:41 | 0:41 | 0:41 | 0:41 | 0:40 | 0:41 | 0:41 | 0:41 | 0:40 | 0:41 | 0:41 | 0:41 | 0:41 | 0:41 | 0:41 | 0:41 | 0:08 | 0:41 | 0:41 | 0:41 | 0:41 | 0:41 | 0:40 | 0:41 | 0:40 | 0:41 | 0:41 | 0:41 | 0:40 | 0:41 | 0:41 | 0:41 | 0:41 | 0:41 | 0:41 | 0:41 | 0:41 | 0:41 | 0:41 | 0:41 | 0:41 | 0:41 | 0:41 | 0:41 | 0:41 | 0:41 | 0:41 | 0:41 | 0:41 | 0:41 | 0:41 | 0:41 | 0:41 | 0:41 | 0:40 | 0:41 | 0:41 | 0:41 | 0:41 | 0:41 | 0:41 | 0:41 | 0:40 | 0:41 | 0:41 | 0:40 | 0:41 | 0:41 | 0:41 | 0:41 | 0:41 | 0:41 | 0:41 | 0:41 | 0:41 | 0:40 | 0:41 | 0:41 | 0:41 | 0:41 | 0:41 | 0:41 | 0:39 | 0:41 | 0:41 | 0:40 | 0:41 | 0:41 | 0:41 | 0:41 | 0:40 | 0:41 | 0:41 | 0:41 | 0:01 | 0:41 | 0:41 | 0:41 | 0:40 | 0:40 | 0:41 | 0:41 | 0:40 | 0:41 | 0:41 | 0:41 | 0:41 | 0:41 | 0:41 | 0:41 | 0:41 | 0:41 | 0:41 | 0:41 | 0:41 | 0:41 | 0:41 | 0:41 | 0:41 | 0:41 | 0:41 | 0:41 | 0:41 | 0:41 | 0:39 | 0:41 | 0:41 | 0:24 | 0:41 | 0:41 | 0:41 | 0:40 | 0:41 | 0:41 | 0:41 | 0:41 | 0:41 | 0:38 | 0:41 | 0:39 | 0:39 | 0:41 | 0:41 | 0:41 | 0:41 | 0:41 | 0:41 | 0:41 | 0:41 | 0:40 | 0:41 | 0:41 | 0:40 | 0:41 | 0:41 | 0:41 | 0:41 | 0:41 | 0:41 | 0:41 | 0:41 | 0:41 | 0:41 | 0:40 | 0:41 | 0:41 | 0:40 | 0:41 | 0:41 | 0:41 | 0:40 | 0:41 | 0:41 | 0:41 | 0:41 | 0:41 | 0:41 | 0:41 | 0:41 | 0:41 | 0:41 | 0:41 | 0:36 | 0:41 | 0:41 | 0:40 | 0:41 | 0:40 | 0:41 | 0:41 | 0:41 | 0:41 | 0:41 | 0:41 | 0:40 | 0:41 | 0:41 | 0:41 | 0:41 | 0:41 | 0:41 | 0:41 | 0:41 | 0:41 | 0:41 | 0:41 | 0:41 | 0:41 | 0:41 | 0:41 | 0:41 | 0:41 | 0:41 | 0:41 | 0:39 | 0:41 | 0:41 | 0:41 | 0:41 | 0:41 | 0:41 | 0:41 | 0:41 | 0:41 | 0:33 | 0:40 | 0:41 | 0:41 | 0:41 | 0:34 | 0:41 | 0:40 | 0:41 | 0:41 | 0:41 | 0:41 | 0:41 | 0:41 | 0:41 | 0:41 | 0:41 | 0:41 | 0:40 | 0:41 | 0:41 | 0:41 | 0:41 | 0:41 | 0:40 | 0:41 | 0:41 | 0:41 | 0:41 | 0:41 | 0:40 | 0:40 | 0:41 | 0:41 | 0:41 | 0:41 | 0:40 | 0:41 | 0:41 | 0:41 | 0:41 | 0:41 | 0:41 | 0:41 | 0:41 | 0:41 | 0:41 | 0:41 | 0:41 | 0:40 | 0:40 | 0:41 | 0:20 | 0:41 | 0:41 | 0:41 | 0:41 | 0:41 | 0:38 | 0:40 | 0:41 | 0:41 | 0:40 | 0:41 | 0:41 | 0:41 | 0:41 | 0:41 | 0:41 | 0:41 | 0:41 | 0:41 | 0:41 | 0:41 | 0:41 | 0:41 | 0:35 | 0:41 | 0:41 | 0:41 | 0:41 | 0:40 | 0:41 | 0:41 | 0:40 | 0:38 | 0:41 | 0:41 | 0:41 | 0:41 | 0:41 | 0:41 | 0:40 | 0:41 | 0:41 | 0:41 | 0:41 | 0:41 | 0:41 | 0:40 | 0:41 | 0:41 | 0:41 | 0:41 | 0:41 | 0:41 | 0:41 | 0:41 | 0:41 | 0:41 | 0:41 | 0:41 | 0:40 | 0:41 | 0:41 | 0:40 | 0:41 | 0:41 | 0:41 | 0:41 | 0:41 | 0:41 | 0:41 | 0:40 | 0:41 | 0:38 | 0:41 | 0:41 | 0:41 | 0:41 | 0:40 | 0:41 | 0:41 | 0:40 | 0:41 | 0:40 | 0:41 | 0:41 | 0:41 | 0:41 | 0:41 | 0:40 | 0:41 | 0:41 | 0:41 | 0:41 | 0:41 | 0:40 | 0:38 | 0:41 | 0:40 | 0:41 | 0:41 | 0:41 | 0:41 | 0:41 | 0:41 | 0:41 | 0:41 | 0:41 | 0:41 | 0:40 | 0:41 | 0:40 | 0:41 | 0:41 | 0:38 | 0:41 | 0:41 | 0:41 | 0:41 | 0:41 | 0:41 | 0:40 | 0:38 | 0:41 | 0:41 | 0:41 | 0:41 | 0:41 | 0:40 | 0:41 | 0:41 | 0:41 | 0:41 | 0:09 | 0:40 | 0:41 | 0:38 | 0:41 | 0:41 | 0:41 | 0:41 | 0:41 | 0:41 | 0:41 | 0:41 | 0:41 | 0:41 | 0:41 | 0:41 | 0:41 | 0:41 | 0:41 | 0:41 | 0:40 | 0:41 | 0:40 | 0:40 | 0:41 | 0:41 | 0:41 | 0:41 | 0:41 | 0:41 | 0:41 | 0:41 | 0:41 | 0:41 | 0:41 | 0:41 | 0:41 | 0:41 | 0:41 | 0:41 | 0:41 | 0:41 | 0:41 | 0:40 | 0:41 | 0:41 | 0:41 | 0:40 | 0:40 | 0:41 | 0:41 | 0:40 | 0:41 | 0:41 | 0:41 | 0:41 | 0:36 | 0:40 | 0:41 | 0:41 | 0:40 | 0:41 | 0:41 | 0:41 | 0:16 | 0:41 | 0:41 | 0:41 | 0:41 | 0:41 | 0:41 | 0:41 | 0:41 | 0:41 | 0:41 | 0:41 | 0:41 | 0:41 | 0:40 | 0:41 | 0:41 | 0:40 | 0:41 | 0:41 | 0:41 | 0:41 | 0:41 | 0:41 | 0:41 | 0:41 | 0:41 | 0:41 | 0:40 | 0:40 | 0:41 | 0:41 | 0:41 | 0:37 | 0:41 | 0:41 | 0:41 | 0:41 | 0:40 | 0:41 | 0:40 | 0:41 | 0:41 | 0:41 | 0:41 | 0:41 | 0:25 | 0:41 | 0:41 | 0:41 | 0:40 | 0:40 | 0:41 | 0:41 | 0:41 | 0:41 | 0:41 | 0:40 | 0:40 | 0:41 | 0:40 | 0:41 | 0:41 | 0:41 | 0:41 | 0:41 | 0:41 | 0:41 | 0:41 | 0:41 | 0:41 | 0:41 | 0:41 | 0:40 | 0:41 | 0:41 | 0:41 | 0:41 | 0:41 | 0:41 | 0:41 | 0:41 | 0:41 | 0:41 | 0:35 | 0:41 | 0:41 | 0:36 | 0:41 | 0:41 | 0:40 | 0:41 | 0:41 | 0:41 | 0:41 | 0:41 | 0:41 | 0:40 | 0:41 | 0:41 | 0:41 | 0:41 | 0:40 | 0:41 | 0:40 | 0:41 | 0:40 | 0:41 | 0:41 | 0:41 | 0:41 | 0:41 | 0:40 | 0:41 | 0:41 | 0:39 | 0:41 | 0:41 | 0:41 | 0:41 | 0:41 | 0:41 | 0:41 | 0:39 | 0:41 | 0:40 | 0:41 | 0:41 | 0:41 | 0:41 | 0:40 | 0:41 | 0:41 | 0:41 | 0:41 | 0:41 | 0:40 | 0:41 | 0:39 | 0:41 | 0:41 | 0:41 | 0:41 | 0:41 | 0:41 | 0:41 | 0:41 | 0:41 | 0:41 | 0:41 | 0:41 | 0:41 | 0:31 | 0:41 | 0:41 | 0:41 | 0:41 | 0:41 | 0:41 | 0:41 | 0:41 | 0:41 | 0:41 | 0:37 | 0:41 | 0:41 | 0:41 | 0:41 | 0:41 | 0:41 | 0:41 | 0:41 | 0:41 | 0:41 | 0:40 | 0:41 | 0:41 | 0:41 | 0:41 | 0:41 | 0:41 | 0:41 | 0:40 | 0:41 | 0:40 | 0:41 | 0:41 | 0:41 | 0:41 | 0:41 | 0:41 | 0:41 | 0:40 | 0:41 | 0:41 | 0:41 | 0:41 | 0:41 | 0:41 | 0:41 | 0:22 | 0:41 | 0:41 | 0:41 | 0:40 | 0:41 | 0:41 | 0:40 | 0:41 | 0:40 | 0:41 | 0:41 | 0:41 | 0:41 | 0:41 | 0:41 | 0:41 | 0:41 | 0:41 | 0:41 | 0:41 | 0:41 | 0:41 | 0:41 | 0:41 | 0:41 | 0:41 | 0:41 | 0:41 | 0:40 | 0:41 | 0:41 | 0:41 | 0:40 | 0:41 | 0:41 | 0:41 | 0:41 | 0:41 | 0:41 | 0:40 | 0:37 | 0:41 | 0:41 | 0:41 | 0:41 | 0:41 | 0:41 | 0:40 | 0:40 | 0:41 | 0:41 | 0:40 | 0:41 | 0:41 | 0:40 | 0:41 | 0:41 | 0:41 | 0:01 | 0:41 | 0:41 | 0:41 | 0:41 | 0:41 | 0:35 | 0:41 | 0:41 | 0:41 | 0:41 | 0:41 | 0:41 | 0:41 | 0:41 | 0:41 | 0:41 | 0:41 | 0:41 | 0:40 | 0:41 | 0:41 | 0:41 | 0:41 | 0:41 | 0:41 | 0:41 | 0:41 | 0:41 | 0:41 | 0:41 | 0:40 | 0:40 | 0:40 | 0:41 | 0:41 | 0:41 | 0:41 | 0:41 | 0:41 | 0:40 | 0:40 | 0:41 | 0:36 | 0:41 | 0:41 | 0:27 | 0:41 | 0:41 | 0:41 | 0:40 | 0:40 | 0:41 | 0:41 | 0:41 | 0:41 | 0:33 | 0:41 | 0:41 | 0:38 | 0:40 | 0:41 | 0:41 | 0:40 | 0:41 | 0:41 | 0:41 | 0:41 | 0:41 | 0:41 | 0:41 | 0:40 | 0:41 | 0:41 | 0:41 | 0:41 | 0:41 | 0:41 | 0:41 | 0:36 | 0:41 | 0:41 | 0:41 | 0:41 | 0:41 | 0:41 | 0:41 | 0:41 | 0:41 | 0:41 | 0:41 | 0:41 | 0:41 | 0:41 | 0:41 | 0:37 | 0:41 | 0:27 | 0:41 | 0:41 | 0:41 | 0:41 | 0:41 | 0:41 | 0:41 | 0:41 | 0:41 | 0:41 | 0:41 | 0:41 | 0:41 | 0:41 | 0:41 | 0:41 | 0:41 | 0:40 | 0:40 | 0:41 | 0:41 | 0:41 | 0:41 | 0:41 | 0:41 | 0:41 | 0:41 | 0:41 | 0:41 | 0:41 | 0:29 | 0:41 | 0:36 | 0:41 | 0:41 | 0:41 | 0:41 | 0:41 | 0:41 | 0:41 | 0:41 | 0:41 | 0:39 | 0:41 | 0:41 | 0:41 | 0:41 | 0:41 | 0:41 | 0:41 | 0:41 | 0:41 | 0:41 | 0:41 | 0:41 | 0:41 | 0:41 | 0:41 | 0:41 | 0:41 | 0:41 | 0:41 | 0:38 | 0:41 | 0:40 | 0:41 | 0:41 | 0:41 | 0:41 | 0:41 | 0:41 | 0:41 | 0:41 | 0:40 | 0:41 | 0:40 | 0:41 | 0:41 | 0:41 | 0:41 | 0:39 | 0:37 | 0:41 | 0:41 | 0:41 | 0:41 | 0:41 | 0:40 | 0:41 | 0:41 | 0:41 | 0:41 | 0:40 | 0:41 | 0:40 | 0:40 | 0:41 | 0:40 | 0:41 | 0:41 | 0:39 | 0:41 | 0:41 | 0:41 | 0:41 | 0:40 | 0:40 | 0:41 | 0:41 | 0:41 | 0:41 | 0:41 | 0:41 | 0:41 | 0:23 | 0:41 | 0:41 | 0:39 | 0:41 | 0:41 | 0:02 | 0:41 | 0:41 | 0:41 | 0:38 | 0:41 | 0:41 | 0:41 | 0:41 | 0:41 | 0:41 | 0:41 | 0:41 | 0:41 | 0:40 | 0:41 | 0:41 | 0:41 | 0:41 | 0:41 | 0:41 | 0:41 | 0:41 | 0:41 | 0:41 | 0:41 | 0:41 | 0:40 | 0:41 | 0:40 | 0:41 | 0:40 | 0:30 | 0:41 | 0:40 | 0:41 | 0:41 | 0:41 | 0:41 | 0:41 | 0:40 | 0:41 | 0:41 | 0:41 | 0:40 | 0:40 | 0:41 | 0:41 | 0:41 | 0:41 | 0:41 | 0:41 | 0:41 | 0:41 | 0:41 | 0:28 | 0:41 | 0:40 | 0:41 | 0:41 | 0:41 | 0:41 | 0:41 | 0:41 | 0:41 | 0:41 | 0:41 | 0:41 | 0:41 | 0:41 | 0:41 | 0:41 | 0:41 | 0:40 | 0:41 | 0:41 | 0:41 | 0:41 | 0:41 | 0:41 | 0:41 | 0:41 | 0:40 | 0:41 | 0:41 | 0:41 | 0:40 | 0:41 | 0:41 | 0:41 | 0:41 | 0:41 | 0:41 | 0:41 | 0:41 | 0:41 | 0:41 | 0:41 | 0:41 | 0:39 | 0:41 | 0:41 | 0:41 | 0:41 | 0:41 | 0:41 | 0:40 | 0:41 | 0:40 | 0:41 | 0:41 | 0:41 | 0:41 | 0:40 | 0:41 | 0:41 | 0:41 | 0:41 | 0:41 | 0:41 | 0:41 | 0:41 | 0:40 | 0:41 | 0:41 | 0:41 | 0:40 | 0:41 | 0:41 | 0:41 | 0:41 | 0:41 | 0:41 | 0:41 | 0:41 | 0:41 | 0:41 | 0:41 | 0:41 | 0:41 | 0:41 | 0:40 | 0:41 | 0:41 | 0:41 | 0:41 | 0:41 | 0:41 | 0:41 | 0:41 | 0:41 | 0:41 | 0:41 | 0:41 | 0:41 | 0:40 | 0:41 | 0:40 | 0:40 | 0:41 | 0:38 | 0:41 | 0:41 | 0:41 | 0:41 | 0:41 | 0:41 | 0:40 | 0:41 | 0:41 | 0:41 | 0:41 | 0:41 | 0:41 | 0:40 | 0:41 | 0:41 | 0:41 | 0:41 | 0:40 | 0:41 | 0:41 | 0:41 | 0:41 | 0:41 | 0:41 | 0:41 | 0:41 | 0:40 | 0:33 | 0:41 | 0:41 | 0:41 | 0:41 | 0:41 | 0:41 | 0:41 | 0:41 | 0:41 | 0:41 | 0:41 | 0:41 | 0:32 | 0:40 | 0:41 | 0:41 | 0:41 | 0:40 | 0:40 | 0:41 | 0:40 | 0:41 | 0:41 | 0:41 | 0:41 | 0:41 | 0:41 | 0:41 | 0:41 | 0:40 | 0:41 | 0:41 | 0:40 | 0:41 | 0:41 | 0:41 | 0:41 | 0:41 | 0:41 | 0:40 | 0:41 | 0:41 | 0:41 | 0:41 | 0:41 | 0:39 | 0:41 | 0:40 | 0:41 | 0:41 | 0:41 | 0:41 | 0:41 | 0:40 | 0:40 | 0:41 | 0:40 | 0:07 | 0:41 | 0:30 | 0:41 | 0:41 | 0:41 | 0:40 | 0:40 | 0:41 | 0:41 | 0:40 | 0:41 | 0:41 | 0:40 | 0:41 | 0:19 | 0:40 | 0:40 | 0:41 | 0:41 | 0:41 | 0:41 | 0:41 | 0:41 | 0:41 | 0:41 | 0:40 | 0:41 | 0:41 | 0:41 | 0:40 | 0:41 | 0:41 | 0:41 | 0:40 | 0:41 | 0:41 | 0:41 | 0:41 | 0:41 | 0:41 | 0:41 | 0:41 | 0:41 | 0:41 | 0:41 | 0:41 | 0:41 | 0:41 | 0:38 | 0:41 | 0:41 | 0:40 | 0:40 | 0:41 | 0:41 | 0:41 | 0:40 | 0:41 | 0:41 | 0:41 | 0:40 | 0:41 | 0:41 | 0:41 | 0:41 | 0:41 | 0:41 | 0:41 | 0:41 | 0:40 | 0:41 | 0:40 | 0:40 | 0:41 | 0:41 | 0:41 | 0:41 | 0:41 | 0:41 | 0:41 | 0:41 | 0:41 | 0:41 | 0:41 | 0:41 | 0:41 | 0:41 | 0:41 | 0:40 | 0:41 | 0:41 | 0:41 | 0:41 | 0:41 | 0:41 | 0:41 | 0:41 | 0:39 | 0:41 | 0:41 | 0:41 | 0:41 | 0:41 | 0:40 | 0:41 | 0:41 | 0:41 | 0:41 | 0:41 | 0:41 | 0:41 | 0:41 | 0:40 | 0:41 | 0:41 | 0:41 | 0:41 | 0:41 | 0:40 | 0:41 | 0:41 | 0:39 | 0:41 | 0:41 | 0:41 | 0:41 | 0:41 | 0:41 | 0:41 | 0:41 | 0:41 | 0:41 | 0:32 | 0:41 | 0:40 | 0:41 | 0:41 | 0:41 | 0:40 | 0:41 | 0:41 | 0:41 | 0:41 | 0:41 | 0:41 | 0:40 | 0:41 | 0:41 | 0:41 | 0:38 | 0:41 | 0:41 | 0:41 | 0:41 | 0:41 | 0:41 | 0:40 | 0:40 | 0:41 | 0:41 | 0:40 | 0:41 | 0:41 | 0:41 | 0:39 | 0:41 | 0:40 | 0:40 | 0:41 | 0:41 | 0:41 | 0:41 | 0:41 | 0:41 | 0:41 | 0:41 | 0:41 | 0:41 | 0:41 | 0:40 | 0:41 | 0:41 | 0:41 | 0:41 | 0:41 | 0:41 | 0:41 | 0:41 | 0:38 | 0:41 | 0:41 | 0:41 | 0:41 | 0:41 | 0:40 | 0:41 | 0:41 | 0:41 | 0:38 | 0:40 | 0:41 | 0:41 | 0:40 | 0:40 | 0:41 | 0:40 | 0:41 | 0:39 | 0:41 | 0:40 | 0:41 | 0:39 | 0:39 | 0:41 | 0:41 | 0:41 | 0:41 | 0:41 | 0:41 | 0:41 | 0:41 | 0:41 | 0:26 | 0:40 | 0:41 | 0:41 | 0:41 | 0:40 | 0:41 | 0:41 | 0:41 | 0:40 | 0:41 | 0:41 | 0:41 | 0:41 | 0:41 | 0:41 | 0:41 | 0:41 | 0:41 | 0:41 | 0:41 | 0:41 | 0:41 | 0:41 | 0:41 | 0:40 | 0:40 | 0:15 | 0:41 | 0:41 | 0:41 | 0:41 | 0:41 | 0:41 | 0:41 | 0:41 | 0:41 | 0:40 | 0:41 | 0:40 | 0:41 | 0:41 | 0:40 | 0:41 | 0:41 | 0:41 | 0:41 | 0:41 | 0:40 | 0:41 | 0:41 | 0:41 | 0:41 | 0:41 | 0:41 | 0:41 | 0:41 | 0:41 | 0:37 | 0:41 | 0:41 | 0:40 | 0:41 | 0:41 | 0:41 | 0:41 | 0:40 | 0:41 | 0:41 | 0:41 | 0:40 | 0:41 | 0:41 | 0:41 | 0:41 | 0:41 | 0:41 | 0:41 | 0:41 | 0:40 | 0:41 | 0:41 | 0:40 | 0:41 | 0:41 | 0:41 | 0:41 | 0:41 | 0:41 | 0:41 | 0:41 | 0:41 | 0:41 | 0:41 | 0:40 | 0:41 | 0:41 | 0:40 | 0:41 | 0:41 | 0:41 | 0:41 | 0:41 | 0:41 | 0:40 | 0:41 | 0:41 | 0:41 | 0:41 | 0:39 | 0:41 | 0:41 | 0:41 | 0:41 | 0:40 | 0:41 | 0:41 | 0:41 | 0:41 | 0:41 | 0:41 | 0:41 | 0:40 | 0:41 | 0:41 | 0:40 | 0:41 | 0:41 | 0:41 | 0:41 | 0:39 | 0:41 | 0:41 | 0:40 | 0:41 | 0:40 | 0:25 | 0:41 | 0:41 | 0:41 | 0:41 | 0:41 | 0:41 | 0:41 | 0:41 | 0:41 | 0:41 | 0:40 | 0:40 | 0:41 | 0:41 | 0:41 | 0:41 | 0:41 | 0:41 | 0:41 | 0:40 | 0:41 | 0:36 | 0:41 | 0:41 | 0:41 | 0:41 | 0:41 | 0:41 | 0:41 | 0:41 | 0:41 | 0:41 | 0:41 | 0:41 | 0:40 | 0:41 | 0:41 | 0:41 | 0:41 | 0:41 | 0:41 | 0:39 | 0:41 | 0:41 | 0:41 | 0:41 | 0:41 | 0:40 | 0:40 | 0:41 | 0:41 | 0:41 | 0:41 | 0:41 | 0:41 | 0:41 | 0:03 | 0:41 | 0:40 | 0:41 | 0:41 | 0:41 | 0:41 | 0:41 | 0:41 | 0:40 | 0:40 | 0:41 | 0:41 | 0:41 | 0:41 | 0:41 | 0:41 | 0:41 | 0:41 | 0:41 | 0:41 | 0:34 | 0:41 | 0:41 | 0:40 | 0:41 | 0:41 | 0:41 | 0:18 | 0:41 | 0:41 | 0:41 | 0:41 | 0:41 | 0:41 | 0:41 | 0:41 | 0:41 | 0:41 | 0:09 | 0:22 | 0:41 | 0:39 | 0:41 | 0:41 | 0:41 | 0:41 | 0:40 | 0:41 | 0:41 | 0:41 | 0:41 | 0:41 | 0:41 | 0:40 | 0:41 | 0:30 | 0:40 | 0:41 | 0:41 | 0:41 | 0:41 | 0:41 | 0:40 | 0:41 | 0:41 | 0:41 | 0:41 | 0:38 | 0:41 | 0:39 | 0:41 | 0:41 | 0:41 | 0:41 | 0:41 | 0:41 | 0:41 | 0:41 | 0:41 | 0:41 | 0:41 | 0:41 | 0:41 | 0:40 | 0:41 | 0:41 | 0:41 | 0:41 | 0:41 | 0:41 | 0:41 | 0:41 | 0:41 | 0:41 | 0:41 | 0:25 | 0:41 | 0:40 | 0:40 | 0:41 | 0:41 | 0:40 | 0:41 | 0:41 | 0:41 | 0:41 | 0:41 | 0:41 | 0:41 | 0:39 | 0:41 | 0:41 | 0:41 | 0:41 | 0:41 | 0:41 | 0:40 | 0:41 | 0:40 | 0:41 | 0:41 | 0:27 | 0:41 | 0:41 | 0:41 | 0:41 | 0:41 | 0:40 | 0:41 | 0:41 | 0:41 | 0:34 | 0:40 | 0:40 | 0:41 | 0:40 | 0:41 | 0:32 | 0:38 | 0:41 | 0:41 | 0:41 | 0:41 | 0:41 | 0:32 | 0:41 | 0:41 | 0:41 | 0:41 | 0:41 | 0:41 | 0:40 | 0:40 | 0:41 | 0:41 | 0:41 | 0:41 | 0:41 | 0:41 | 0:23 | 0:39 | 0:41 | 0:41 | 0:41 | 0:38 | 0:39 | 0:41 | 0:41 | 0:40 | 0:41 | 0:41 | 0:41 | 0:41 | 0:40 | 0:41 | 0:41 | 0:40 | 0:41 | 0:41 | 0:41 | 0:41 | 0:23 | 0:41 | 0:41 | 0:41 | 0:41 | 0:41 | 0:41 | 0:41 | 0:41 | 0:41 | 0:41 | 0:41 | 0:41 | 0:41 | 0:41 | 0:41 | 0:41 | 0:41 | 0:41 | 0:41 | 0:39 | 0:41 | 0:41 | 0:40 | 0:41 | 0:41 | 0:41 | 0:40 | 0:41 | 0:41 | 0:41 | 0:41 | 0:41 | 0:41 | 0:41 | 0:41 | 0:41 | 0:41 | 0:41 | 0:41 | 0:41 | 0:41 | 0:41 | 0:41 | 0:40 | 0:41 | 0:25 | 0:39 | 0:41 | 0:41 | 0:41 | 0:38 | 0:37 | 0:40 | 0:41 | 0:41 | 0:41 | 0:41 | 0:40 | 0:40 | 0:39 | 0:41 | 0:41 | 0:41 | 0:41 | 0:41 | 0:40 | 0:41 | 0:41 | 0:41 | 0:41 | 0:41 | 0:39 | 0:41 | 0:41 | 0:41 | 0:41 | 0:41 | 0:41 | 0:41 | 0:41 | 0:41 | 0:41 | 0:41 | 0:41 | 0:41 | 0:40 | 0:40 | 0:41 | 0:41 | 0:41 | 0:41 | 0:41 | 0:41 | 0:41 | 0:41 | 0:41 | 0:41 | 0:41 | 0:41 | 0:41 | 0:41 | 0:41 | 0:41 | 0:41 | 0:41 | 0:40 | 0:41 | 0:41 | 0:41 | 0:38 | 0:41 | 0:41 | 0:41 | 0:41 | 0:41 | 0:41 | 0:41 | 0:41 | 0:41 | 0:41 | 0:40 | 0:40 | 0:40 | 0:41 | 0:41 | 0:40 | 0:40 | 0:41 | 0:41 | 0:41 | 0:40 | 0:39 | 0:41 | 0:41 | 0:41 | 0:41 | 0:41 | 0:41 | 0:41 | 0:41 | 0:41 | 0:41 | 0:35 | 0:41 | 0:41 | 0:41 | 0:41 | 0:39 | 0:41 | 0:41 | 0:41 | 0:40 | 0:41 | 0:40 | 0:41 | 0:41 | 0:41 | 0:41 | 0:41 | 0:41 | 0:41 | 0:41 | 0:41 | 0:41 | 0:41 | 0:40 | 0:40 | 0:40 | 0:41 | 0:41 | 0:41 | 0:41 | 0:40 | 0:41 | 0:40 | 0:40 | 0:41 | 0:41 | 0:40 | 0:41 | 0:41 | 0:41 | 0:41 | 0:41 | 0:41 | 0:41 | 0:39 | 0:41 | 0:41 | 0:36 | 0:41 | 0:41 | 0:40 | 0:41 | 0:41 | 0:41 | 0:41 | 0:41 | 0:40 | 0:41 | 0:41 | 0:41 | 0:41 | 0:41 | 0:41 | 0:41 | 0:40 | 0:41 | 0:38 | 0:41 | 0:41 | 0:41 | 0:41 | 0:40 | 0:41 | 0:41 | 0:41 | 0:41 | 0:40 | 0:41 | 0:41 | 0:41 | 0:40 | 0:41 | 0:41 | 0:41 | 0:41 | 0:18 | 0:41 | 0:41 | 0:41 | 0:40 | 0:41 | 0:39 | 0:39 | 0:41 | 0:41 | 0:41 | 0:41 | 0:41 | 0:41 | 0:41 | 0:41 | 0:41 | 0:41 | 0:41 | 0:41 | 0:41 | 0:41 | 0:41 | 0:41 | 0:41 | 0:37 | 0:40 | 0:40 | 0:41 | 0:41 | 0:41 | 0:41 | 0:29 | 0:40 | 0:41 | 0:41 | 0:37 | 0:41 | 0:40 | 0:41 | 0:41 | 0:41 | 0:41 | 0:41 | 0:41 | 0:41 | 0:41 | 0:38 | 0:41 | 0:39 | 0:41 | 0:41 | 0:40 | 0:41 | 0:39 | 0:41 | 0:41 | 0:41 | 0:41 | 0:41 | 0:41 | 0:41 | 0:40 | 0:41 | 0:40 | 0:41 | 0:41 | 0:41 | 0:41 | 0:41 | 0:41 | 0:41 | 0:40 | 0:41 | 0:41 | 0:41 | 0:41 | 0:41 | 0:41 | 0:41 | 0:41 | 0:39 | 0:41 | 0:41 | 0:41 | 0:41 | 0:41 | 0:40 | 0:41 | 0:41 | 0:41 | 0:41 | 0:41 | 0:41 | 0:41 | 0:41 | 0:41 | 0:40 | 0:40 | 0:41 | 0:41 | 0:41 | 0:41 | 0:41 | 0:41 | 0:41 | 0:41 | 0:41 | 0:41 | 0:41 | 0:40 | 0:41 | 0:40 | 0:40 | 0:41 | 0:41 | 0:41 | 0:41 | 0:40 | 0:41 | 0:41 | 0:41 | 0:41 | 0:40 | 0:41 | 0:40 | 0:41 | 0:40 | 0:41 | 0:41 | 0:41 | 0:41 | 0:41 | 0:41 | 0:41 | 0:41 | 0:41 | 0:36 | 0:41 | 0:41 | 0:41 | 0:41 | 0:41 | 0:41 | 0:41 | 0:41 | 0:41 | 0:40 | 0:38 | 0:36 | 0:41 | 0:41 | 0:41 | 0:41 | 0:41 | 0:40 | 0:41 | 0:41 | 0:41 | 0:41 | 0:41 | 0:41 | 0:41 | 0:41 | 0:41 | 0:41 | 0:41 | 0:41 | 0:40 | 0:37 | 0:41 | 0:41 | 0:41 | 0:41 | 0:41 | 0:41 | 0:41 | 0:41 | 0:41 | 0:41 | 0:40 | 0:19 | 0:41 | 0:41 | 0:41 | 0:40 | 0:41 | 0:41 | 0:41 | 0:41 | 0:41 | 0:41 | 0:41 | 0:41 | 0:41 | 0:41 | 0:41 | 0:40 | 0:40 | 0:41 | 0:41 | 0:41 | 0:41 | 0:41 | 0:41 | 0:41 | 0:41 | 0:41 | 0:41 | 0:41 | 0:41 | 0:41 | 0:41 | 0:41 | 0:40 | 0:41 | 0:41 | 0:41 | 0:41 | 0:29 | 0:41 | 0:41 | 0:41 | 0:41 | 0:41 | 0:41 | 0:41 | 0:41 | 0:41 | 0:41 | 0:41 | 0:40 | 0:41 | 0:41 | 0:41 | 0:41 | 0:41 | 0:41 | 0:36 | 0:41 | 0:41 | 0:40 | 0:41 | 0:41 | 0:41 | 0:41 | 0:41 | 0:41 | 0:41 | 0:41 | 0:41 | 0:41 | 0:41 | 0:41 | 0:41 | 0:41 | 0:41 | 0:41 | 0:41 | 0:41 | 0:41 | 0:41 | 0:41 | 0:41 | 0:41 | 0:40 | 0:41 | 0:41 | 0:41 | 0:40 | 0:40 | 0:41 | 0:41 | 0:41 | 0:41 | 0:40 | 0:40 | 0:41 | 0:41 | 0:41 | 0:41 | 0:41 | 0:41 | 0:41 | 0:41 | 0:40 | 0:41 | 0:41 | 0:41 | 0:40 | 0:41 | 0:41 | 0:41 | 0:41 | 0:41 | 0:41 | 0:41 | 0:41 | 0:41 | 0:41 | 0:41 | 0:41 | 0:41 | 0:41 | 0:27 | 0:41 | 0:40 | 0:41 | 0:41 | 0:41 | 0:41 | 0:41 | 0:40 | 0:41 | 0:41 | 0:41 | 0:41 | 0:41 | 0:41 | 0:40 | 0:41 | 0:00 | 0:41 | 0:41 | 0:41 | 0:41 | 0:41 | 0:34 | 0:41 | 0:41 | 0:41 | 0:41 | 0:41 | 0:41 | 0:40 | 0:41 | 0:41 | 0:40 | 0:40 | 0:41 | 0:41 | 0:41 | 0:41 | 0:41 | 0:41 | 0:41 | 0:41 | 0:39 | 0:41 | 0:41 | 0:38 | 0:41 | 0:41 | 0:40 | 0:40 | 0:41 | 0:41 | 0:41 | 0:41 | 0:41 | 0:41 | 0:40 | 0:41 | 0:41 | 0:33 | 0:41 | 0:40 | 0:41 | 0:41 | 0:41 | 0:40 | 0:41 | 0:40 | 0:41 | 0:41 | 0:41 | 0:40 | 0:41 | 0:41 | 0:41 | 0:41 | 0:39 | 0:41 | 0:41 | 0:41 | 0:41 | 0:41 | 0:41 | 0:41 | 0:41 | 0:41 | 0:41 | 0:41 | 0:41 | 0:40 | 0:40 | 0:41 | 0:41 | 0:41 | 0:41 | 0:41 | 0:41 | 0:40 | 0:22 | 0:41 | 0:41 | 0:41 | 0:41 | 0:41 | 0:41 | 0:41 | 0:41 | 0:41 | 0:41 | 0:41 | 0:41 | 0:40 | 0:41 | 0:41 | 0:40 | 0:41 | 0:41 | 0:36 | 0:38 | 0:41 | 0:41 | 0:41 | 0:40 | 0:41 | 0:41 | 0:41 | 0:41 | 0:41 | 0:40 | 0:41 | 0:37 | 0:39 | 0:41 | 0:41 | 0:41 | 0:41 | 0:41 | 0:41 | 0:41 | 0:41 | 0:41 | 0:41 | 0:41 | 0:41 | 0:41 | 0:41 | 0:41 | 0:39 | 0:41 | 0:40 | 0:36 | 0:41 | 0:41 | 0:41 | 0:40 | 0:41 | 0:41 | 0:41 | 0:41 | 0:40 | 0:41 | 0:41 | 0:41 | 0:41 | 0:41 | 0:41 | 0:41 | 0:41 | 0:41 | 0:41 | 0:41 | 0:41 | 0:41 | 0:41 | 0:41 | 0:41 | 0:41 | 0:40 | 0:40 | 0:41 | 0:41 | 0:41 | 0:41 | 0:41 | 0:41 | 0:41 | 0:41 | 0:41 | 0:40 | 0:41 | 0:41 | 0:41 | 0:41 | 0:36 | 0:41 | 0:41 | 0:41 | 0:41 | 0:41 | 0:41 | 0:41 | 0:41 | 0:41 | 0:41 | 0:41 | 0:41 | 0:41 | 0:41 | 0:41 | 0:41 | 0:41 | 0:40 | 0:41 | 0:40 | 0:38 | 0:41 | 0:41 | 0:41 | 0:41 | 0:41 | 0:41 | 0:40 | 0:41 | 0:41 | 0:41 | 0:41 | 0:41 | 0:40 | 0:41 | 0:41 | 0:41 | 0:40 | 0:41 | 0:41 | 0:41 | 0:41 | 0:41 | 0:41 | 0:41 | 0:41 | 0:24 | 0:41 | 0:41 | 0:40 | 0:41 | 0:41 | 0:41 | 0:22 | 0:39 | 0:41 | 0:40 | 0:40 | 0:41 | 0:41 | 0:41 | 0:41 | 0:41 | 0:20 | 0:38 | 0:40 | 0:41 | 0:41 | 0:41 | 0:41 | 0:41 | 0:40 | 0:41 | 0:36 | 0:41 | 0:41 | 0:41 | 0:41 | 0:41 | 0:41 | 0:41 | 0:41 | 0:41 | 0:41 | 0:40 | 0:41 | 0:41 | 0:41 | 0:41 | 0:40 | 0:41 | 0:41 | 0:41 | 0:41 | 0:41 | 0:41 | 0:40 | 0:41 | 0:41 | 0:41 | 0:41 | 0:41 | 0:41 | 0:40 | 0:40 | 0:41 | 0:41 | 0:41 | 0:41 | 0:41 | 0:41 | 0:41 | 0:41 | 0:41 | 0:41 | 0:41 | 0:41 | 0:41 | 0:41 | 0:41 | 0:41 | 0:41 | 0:30 | 0:41 | 0:41 | 0:41 | 0:41 | 0:41 | 0:41 | 0:41 | 0:40 | 0:41 | 0:41 | 0:41 | 0:41 | 0:41 | 0:40 | 0:41 | 0:41 | 0:41 | 0:41 | 0:41 | 0:41 | 0:06 | 0:41 | 0:40 | 0:31 | 0:41 | 0:41 | 0:31 | 0:41 | 0:41 | 0:40 | 0:41 | 0:41 | 0:28 | 0:41 | 0:41 | 0:41 | 0:41 | 0:41 | 0:40 | 0:41 | 0:41 | 0:41 | 0:41 | 0:41 | 0:41 | 0:41 | 0:31 | 0:41 | 0:41 | 0:41 | 0:41 | 0:41 | 0:41 | 0:41 | 0:40 | 0:40 | 0:38 | 0:41 | 0:41 | 0:41 | 0:41 | 0:41 | 0:41 | 0:39 | 0:41 | 0:41 | 0:38 | 0:41 | 0:41 | 0:41 | 0:41 | 0:41 | 0:41 | 0:41 | 0:40 | 0:41 | 0:40 | 0:41 | 0:41 | 0:40 | 0:39 | 0:41 | 0:41 | 0:41 | 0:41 | 0:41 | 0:41 | 0:41 | 0:41 | 0:40 | 0:41 | 0:41 | 0:41 | 0:41 | 0:41 | 0:41 | 0:41 | 0:36 | 0:41 | 0:41 | 0:41 | 0:41 | 0:41 | 0:41 | 0:41 | 0:41 | 0:41 | 0:41 | 0:41 | 0:41 | 0:41 | 0:40 | 0:41 | 0:41 | 0:41 | 0:41 | 0:41 | 0:41 | 0:41 | 0:40 | 0:40 | 0:40 | 0:41 | 0:41 | 0:41 | 0:41 | 0:41 | 0:41 | 0:41 | 0:41 | 0:41 | 0:40 | 0:41 | 0:41 | 0:41 | 0:41 | 0:41 | 0:40 | 0:41 | 0:41 | 0:41 | 0:40 | 0:41 | 0:39 | 0:41 | 0:41 | 0:41 | 0:41 | 0:41 | 0:41 | 0:41 | 0:40 | 0:41 | 0:41 | 0:41 | 0:41 | 0:40 | 0:41 | 0:41 | 0:41 | 0:41 | 0:41 | 0:40 | 0:41 | 0:41 | 0:41 | 0:41 | 0:41 | 0:41 | 0:41 | 0:41 | 0:41 | 0:41 | 0:40 | 0:41 | 0:39 | 0:38 | 0:41 | 0:41 | 0:41 | 0:41 | 0:41 | 0:41 | 0:41 | 0:40 | 0:41 | 0:41 | 0:41 | 0:41 | 0:41 | 0:41 | 0:41 | 0:41 | 0:41 | 0:41 | 0:41 | 0:41 | 0:41 | 0:41 | 0:41 | 0:41 | 0:41 | 0:41 | 0:41 | 0:41 | 0:41 | 0:41 | 0:41 | 0:41 | 0:41 | 0:41 | 0:41 | 0:41 | 0:41 | 0:41 | 0:41 | 0:41 | 0:41 | 0:41 | 0:40 | 0:41 | 0:41 | 0:41 | 0:41 | 0:41 | 0:41 | 0:41 | 0:41 | 0:41 | 0:41 | 0:40 | 0:41 | 0:41 | 0:40 | 0:41 | 0:41 | 0:41 | 0:41 | 0:41 | 0:41 | 0:41 | 0:41 | 0:41 | 0:41 | 0:41 | 0:41 | 0:41 | 0:41 | 0:40 | 0:41 | 0:41 | 0:41 | 0:41 | 0:41 | 0:41 | 0:41 | 0:40 | 0:41 | 0:41 | 0:41 | 0:41 | 0:41 | 0:41 | 0:41 | 0:37 | 0:40 | 0:41 | 0:41 | 0:41 | 0:40 | 0:40 | 0:41 | 0:41 | 0:39 | 0:41 | 0:41 | 0:40 | 0:41 | 0:41 | 0:40 | 0:40 | 0:41 | 0:41 | 0:41 | 0:41 | 0:40 | 0:41 | 0:41 | 0:41 | 0:41 | 0:41 | 0:19 | 0:41 | 0:39 | 0:41 | 0:41 | 0:05 | 0:41 | 0:41 | 0:41 | 0:41 | 0:41 | 0:41 | 0:40 | 0:40 | 0:41 | 0:41 | 0:41 | 0:41 | 0:41 | 0:41 | 0:40 | 0:40 | 0:41 | 0:41 | 0:39 | 0:41 | 0:41 | 0:41 | 0:41 | 0:41 | 0:41 | 0:41 | 0:40 | 0:41 | 0:41 | 0:41 | 0:40 | 0:41 | 0:41 | 0:41 | 0:41 | 0:41 | 0:36 | 0:41 | 0:40 | 0:41 | 0:41 | 0:41 | 0:41 | 0:40 | 0:41 | 0:41 | 0:41 | 0:41 | 0:41 | 0:41 | 0:41 | 0:41 | 0:41 | 0:41 | 0:41 | 0:41 | 0:40 | 0:41 | 0:41 | 0:41 | 0:41 | 0:27 | 0:40 | 0:41 | 0:41 | 0:41 | 0:39 | 0:41 | 0:37 | 0:41 | 0:41 | 0:41 | 0:41 | 0:41 | 0:41 | 0:39 | 0:40 | 0:26 | 0:41 | 0:41 | 0:41 | 0:41 | 0:40 | 0:39 | 0:41 | 0:41 | 0:39 | 0:41 | 0:41 | 0:41 | 0:41 | 0:41 | 0:40 | 0:41 | 0:28 | 0:41 | 0:40 | 0:40 | 0:41 | 0:41 | 0:41 | 0:41 | 0:40 | 0:41 | 0:41 | 0:40 | 0:41 | 0:41 | 0:41 | 0:41 | 0:41 | 0:39 | 0:41 | 0:41 | 0:40 | 0:41 | 0:41 | 0:41 | 0:41 | 0:40 | 0:38 | 0:41 | 0:41 | 0:41 | 0:41 | 0:37 | 0:40 | 0:40 | 0:16 | 0:40 | 0:41 | 0:41 | 0:41 | 0:40 | 0:41 | 0:41 | 0:41 | 0:41 | 0:41 | 0:37 | 0:41 | 0:38 | 0:41 | 0:41 | 0:40 | 0:41 | 0:41 | 0:41 | 0:41 | 0:41 | 0:41 | 0:01 | 0:41 | 0:41 | 0:40 | 0:41 | 0:41 | 0:41 | 0:41 | 0:41 | 0:35 | 0:41 | 0:41 | 0:40 | 0:40 | 0:41 | 0:40 | 0:40 | 0:40 | 0:41 | 0:41 | 0:41 | 0:36 | 0:41 | 0:41 | 0:41 | 0:41 | 0:25 | 0:41 | 0:41 | 0:41 | 0:41 | 0:40 | 0:41 | 0:41 | 0:40 | 0:41 | 0:41 | 0:41 | 0:41 | 0:40 | 0:41 | 0:41 | 0:41 | 0:41 | 0:40 | 0:41 | 0:41 | 0:40 | 0:40 | 0:41 | 0:41 | 0:41 | 0:40 | 0:41 | 0:41 | 0:41 | 0:41 | 0:41 | 0:41 | 0:41 | 0:41 | 0:41 | 0:40 | 0:40 | 0:40 | 0:41 | 0:41 | 0:41 | 0:41 | 0:41 | 0:41 | 0:41 | 0:41 | 0:41 | 0:41 | 0:41 | 0:40 | 0:41 | 0:41 | 0:41 | 0:41 | 0:41 | 0:41 | 0:41 | 0:41 | 0:40 | 0:39 | 0:41 | 0:41 | 0:41 | 0:41 | 0:39 | 0:41 | 0:40 | 0:41 | 0:41 | 0:41 | 0:41 | 0:41 | 0:41 | 0:41 | 0:41 | 0:41 | 0:41 | 0:41 | 0:41 | 0:41 | 0:41 | 0:41 | 0:40 | 0:41 | 0:40 | 0:40 | 0:41 | 0:41 | 0:41 | 0:41 | 0:41 | 0:41 | 0:41 | 0:41 | 0:41 | 0:41 | 0:41 | 0:41 | 0:41 | 0:41 | 0:41 | 0:40 | 0:40 | 0:41 | 0:40 | 0:41 | 0:41 | 0:41 | 0:41 | 0:41 | 0:41 | 0:40 | 0:41 | 0:41 | 0:41 | 0:41 | 0:41 | 0:41 | 0:41 | 0:41 | 0:41 | 0:40 | 0:40 | 0:41 | 0:35 | 0:41 | 0:40 | 0:41 | 0:41 | 0:41 | 0:41 | 0:41 | 0:41 | 0:41 | 0:41 | 0:41 | 0:40 | 0:41 | 0:41 | 0:41 | 0:41 | 0:41 | 0:41 | 0:41 | 0:41 | 0:41 | 0:30 | 0:41 | 0:41 | 0:40 | 0:41 | 0:41 | 0:38 | 0:41 | 0:41 | 0:41 | 0:40 | 0:41 | 0:40 | 0:41 | 0:41 | 0:08 | 0:41 | 0:40 | 0:41 | 0:41 | 0:41 | 0:40 | 0:41 | 0:41 | 0:41 | 0:41 | 0:41 | 0:41 | 0:41 | 0:41 | 0:41 | 0:41 | 0:41 | 0:41 | 0:41 | 0:41 | 0:41 | 0:41 | 0:41 | 0:41 | 0:41 | 0:38 | 0:41 | 0:38 | 0:41 | 0:39 | 0:41 | 0:41 | 0:41 | 0:41 | 0:41 | 0:41 | 0:41 | 0:41 | 0:41 | 0:40 | 0:41 | 0:39 | 0:41 | 0:41 | 0:38 | 0:41 | 0:41 | 0:40 | 0:41 | 0:41 | 0:41 | 0:41 | 0:41 | 0:41 | 0:41 | 0:41 | 0:41 | 0:41 | 0:41 | 0:41 | 0:41 | 0:41 | 0:41 | 0:41 | 0:40 | 0:41 | 0:39 | 0:41 | 0:41 | 0:41 | 0:41 | 0:41 | 0:41 | 0:40 | 0:40 | 0:41 | 0:40 | 0:41 | 0:41 | 0:41 | 0:41 | 0:40 | 0:41 | 0:41 | 0:41 | 0:41 | 0:38 | 0:41 | 0:41 | 0:41 | 0:41 | 0:33 | 0:41 | 0:41 | 0:41 | 0:41 | 0:41 | 0:41 | 0:41 | 0:41 | 0:40 | 0:41 | 0:41 | 0:41 | 0:41 | 0:41 | 0:41 | 0:41 | 0:41 | 0:41 | 0:41 | 0:41 | 0:41 | 0:41 | 0:41 | 0:41 | 0:41 | 0:41 | 0:41 | 0:41 | 0:41 | 0:40 | 0:41 | 0:41 | 0:41 | 0:41 | 0:41 | 0:40 | 0:40 | 0:40 | 0:40 | 0:41 | 0:41 | 0:41 | 0:41 | 0:41 | 0:40 | 0:41 | 0:41 | 0:41 | 0:41 | 0:41 | 0:41 | 0:41 | 0:41 | 0:41 | 0:41 | 0:41 | 0:41 | 0:10 | 0:41 | 0:40 | 0:41 | 0:41 | 0:41 | 0:35 | 0:41 | 0:40 | 0:40 | 0:41 | 0:40 | 0:41 | 0:41 | 0:40 | 0:41 | 0:40 | 0:41 | 0:41 | 0:41 | 0:41 | 0:41 | 0:41 | 0:41 | 0:41 | 0:41 | 0:41 | 0:41 | 0:41 | 0:41 | 0:41 | 0:41 | 0:41 | 0:40 | 0:41 | 0:41 | 0:41 | 0:41 | 0:41 | 0:41 | 0:40 | 0:41 | 0:41 | 0:41 | 0:41 | 0:41 | 0:40 | 0:41 | 0:41 | 0:41 | 0:41 | 0:38 | 0:41 | 0:40 | 0:31 | 0:41 | 0:41 | 0:40 | 0:40 | 0:41 | 0:40 | 0:40 | 0:41 | 0:41 | 0:41 | 0:41 | 0:41 | 0:41 | 0:41 | 0:41 | 0:41 | 0:41 | 0:41 | 0:41 | 0:41 | 0:41 | 0:26 | 0:41 | 0:41 | 0:41 | 0:41 | 0:41 | 0:40 | 0:41 | 0:41 | 0:41 | 0:40 | 0:41 | 0:41 | 0:41 | 0:40 | 0:41 | 0:41 | 0:41 | 0:41 | 0:40 | 0:41 | 0:41 | 0:41 | 0:40 | 0:41 | 0:40 | 0:41 | 0:41 | 0:41 | 0:41 | 0:41 | 0:41 | 0:40 | 0:41 | 0:41 | 0:34 | 0:41 | 0:41 | 0:41 | 0:41 | 0:40 | 0:40 | 0:41 | 0:41 | 0:41 | 0:41 | 0:41 | 0:41 | 0:41 | 0:41 | 0:41 | 0:41 | 0:41 | 0:41 | 0:41 | 0:41 | 0:41 | 0:41 | 0:41 | 0:41 | 0:40 | 0:34 | 0:41 | 0:40 | 0:41 | 0:38 | 0:41 | 0:40 | 0:41 | 0:41 | 0:41 | 0:41 | 0:41 | 0:41 | 0:41 | 0:40 | 0:41 | 0:41 | 0:41 | 0:40 | 0:41 | 0:41 | 0:41 | 0:41 | 0:41 | 0:41 | 0:41 | 0:40 | 0:41 | 0:41 | 0:41 | 0:41 | 0:41 | 0:41 | 0:41 | 0:41 | 0:41 | 0:41 | 0:41 | 0:41 | 0:41 | 0:41 | 0:41 | 0:41 | 0:41 | 0:40 | 0:41 | 0:41 | 0:41 | 0:41 | 0:41 | 0:41 | 0:41 | 0:41 | 0:41 | 0:41 | 0:41 | 0:41 | 0:41 | 0:41 | 0:41 | 0:41 | 0:41 | 0:41 | 0:41 | 0:40 | 0:40 | 0:41 | 0:41 | 0:41 | 0:41 | 0:41 | 0:41 | 0:41 | 0:41 | 0:41 | 0:41 | 0:41 | 0:41 | 0:41 | 0:41 | 0:41 | 0:41 | 0:41 | 0:41 | 0:41 | 0:41 | 0:41 | 0:41 | 0:41 | 0:41 | 0:41 | 0:41 | 0:41 | 0:41 | 0:41 | 0:41 | 0:41 | 0:41 | 0:41 | 0:20 | 0:41 | 0:41 | 0:41 | 0:40 | 0:40 | 0:40 | 0:41 | 0:40 | 0:41 | 0:24 | 0:40 | 0:41 | 0:41 | 0:40 | 0:41 | 0:41 | 0:41 | 0:41 | 0:41 | 0:40 | 0:41 | 0:41 | 0:41 | 0:41 | 0:41 | 0:40 | 0:41 | 0:40 | 0:41 | 0:40 | 0:02 | 0:41 | 0:41 | 0:41 | 0:41 | 0:41 | 0:41 | 0:41 | 0:41 | 0:41 | 0:41 | 0:41 | 0:41 | 0:41 | 0:40 | 0:41 | 0:41 | 0:41 | 0:41 | 0:41 | 0:41 | 0:41 | 0:41 | 0:41 | 0:40 | 0:41 | 0:41 | 0:40 | 0:41 | 0:41 | 0:41 | 0:41 | 0:41 | 0:41 | 0:41 | 0:41 | 0:41 | 0:41 | 0:41 | 0:40 | 0:41 | 0:41 | 0:41 | 0:41 | 0:41 | 0:41 | 0:41 | 0:41 | 0:41 | 0:40 | 0:41 | 0:41 | 0:41 | 0:41 | 0:41 | 0:40 | 0:41 | 0:41 | 0:41 | 0:41 | 0:41 | 0:41 | 0:41 | 0:41 | 0:40 | 0:41 | 0:41 | 0:41 | 0:41 | 0:41 | 0:41 | 0:41 | 0:41 | 0:41 | 0:41 | 0:05 | 0:41 | 0:41 | 0:40 | 0:41 | 0:41 | 0:40 | 0:41 | 0:41 | 0:39 | 0:41 | 0:41 | 0:41 | 0:18 | 0:41 | 0:41 | 0:41 | 0:41 | 0:41 | 0:41 | 0:41 | 0:41 | 0:40 | 0:40 | 0:41 | 0:41 | 0:41 | 0:41 | 0:41 | 0:41 | 0:41 | 0:41 | 0:38 | 0:41 | 0:41 | 0:41 | 0:41 | 0:28 | 0:40 | 0:41 | 0:41 | 0:41 | 0:40 | 0:41 | 0:41 | 0:41 | 0:41 | 0:40 | 0:41 | 0:41 | 0:41 | 0:41 | 0:38 | 0:41 | 0:40 | 0:41 | 0:41 | 0:41 | 0:41 | 0:41 | 0:41 | 0:41 | 0:41 | 0:41 | 0:41 | 0:41 | 0:41 | 0:41 | 0:40 | 0:40 | 0:41 | 0:41 | 0:41 | 0:41 | 0:41 | 0:41 | 0:39 | 0:41 | 0:41 | 0:41 | 0:41 | 0:41 | 0:41 | 0:28 | 0:41 | 0:41 | 0:41 | 0:41 | 0:41 | 0:41 | 0:40 | 0:41 | 0:41 | 0:41 | 0:41 | 0:41 | 0:41 | 0:41 | 0:41 | 0:41 | 0:41 | 0:40 | 0:41 | 0:41 | 0:35 | 0:41 | 0:38 | 0:41 | 0:41 | 0:41 | 0:41 | 0:41 | 0:41 | 0:41 | 0:41 | 0:41 | 0:40 | 0:41 | 0:41 | 0:41 | 0:41 | 0:41 | 0:41 | 0:41 | 0:41 | 0:41 | 0:41 | 0:41 | 0:40 | 0:41 | 0:40 | 0:41 | 0:41 | 0:41 | 0:40 | 0:41 | 0:41 | 0:41 | 0:41 | 0:41 | 0:41 | 0:41 | 0:41 | 0:41 | 0:41 | 0:41 | 0:41 | 0:41 | 0:41 | 0:41 | 0:41 | 0:41 | 0:41 | 0:40 | 0:41 | 0:41 | 0:41 | 0:39 | 0:41 | 0:40 | 0:41 | 0:40 | 0:40 | 0:41 | 0:41 | 0:41 | 0:37 | 0:41 | 0:41 | 0:41 | 0:40 | 0:41 | 0:41 | 0:41 | 0:41 | 0:41 | 0:41 | 0:41 | 0:41 | 0:41 | 0:41 | 0:41 | 0:41 | 0:40 | 0:01 | 0:41 | 0:41 | 0:41 | 0:40 | 0:41 | 0:41 | 0:41 | 0:41 | 0:40 | 0:36 | 0:41 | 0:40 | 0:41 | 0:41 | 0:41 | 0:41 | 0:40 | 0:41 | 0:40 | 0:41 | 0:41 | 0:41 | 0:41 | 0:41 | 0:41 | 0:40 | 0:21 | 0:41 | 0:40 | 0:41 | 0:41 | 0:41 | 0:38 | 0:41 | 0:41 | 0:41 | 0:41 | 0:41 | 0:41 | 0:38 | 0:41 | 0:41 | 0:41 | 0:16 | 0:41 | 0:41 | 0:41 | 0:41 | 0:41 | 0:37 | 0:41 | 0:41 | 0:41 | 0:41 | 0:41 | 0:41 | 0:40 | 0:41 | 0:40 | 0:41 | 0:41 | 0:41 | 0:41 | 0:41 | 0:41 | 0:41 | 0:41 | 0:40 | 0:41 | 0:41 | 0:41 | 0:41 | 0:41 | 0:41 | 0:41 | 0:41 | 0:41 | 0:41 | 0:41 | 0:41 | 0:41 | 0:41 | 0:41 | 0:41 | 0:41 | 0:41 | 0:41 | 0:41 | 0:41 | 0:41 | 0:41 | 0:41 | 0:41 | 0:41 | 0:41 | 0:41 | 0:41 | 0:41 | 0:41 | 0:41 | 0:41 | 0:41 | 0:40 | 0:41 | 0:41 | 0:39 | 0:41 | 0:41 | 0:41 | 0:41 | 0:41 | 0:41 | 0:41 | 0:41 | 0:41 | 0:41 | 0:41 | 0:41 | 0:40 | 0:41 | 0:41 | 0:41 | 0:41 | 0:41 | 0:41 | 0:41 | 0:41 | 0:11 | 0:41 | 0:40 | 0:41 | 0:41 | 0:41 | 0:41 | 0:41 | 0:41 | 0:41 | 0:39 | 0:40 | 0:40 | 0:40 | 0:41 | 0:41 | 0:41 | 0:41 | 0:41 | 0:41 | 0:41 | 0:41 | 0:40 | 0:41 | 0:41 | 0:40 | 0:41 | 0:41 | 0:41 | 0:41 | 0:41 | 0:40 | 0:40 | 0:41 | 0:41 | 0:40 | 0:41 | 0:41 | 0:41 | 0:40 | 0:40 | 0:40 | 0:41 | 0:41 | 0:41 | 0:41 | 0:40 | 0:41 | 0:41 | 0:41 | 0:41 | 0:41 | 0:41 | 0:12 | 0:41 | 0:41 | 0:41 | 0:41 | 0:40 | 0:35 | 0:41 | 0:40 | 0:41 | 0:41 | 0:41 | 0:41 | 0:41 | 0:41 | 0:41 | 0:40 | 0:40 | 0:41 | 0:41 | 0:41 | 0:40 | 0:41 | 0:40 | 0:41 | 0:41 | 0:41 | 0:41 | 0:41 | 0:41 | 0:41 | 0:41 | 0:41 | 0:41 | 0:41 | 0:40 | 0:41 | 0:40 | 0:41 | 0:40 | 0:40 | 0:40 | 0:39 | 0:41 | 0:40 | 0:41 | 0:40 | 0:41 | 0:41 | 0:41 | 0:41 | 0:41 | 0:41 | 0:41 | 0:41 | 0:41 | 0:41 | 0:41 | 0:41 | 0:41 | 0:41 | 0:41 | 0:41 | 0:41 | 0:41 | 0:41 | 0:40 | 0:40 | 0:41 | 0:40 | 0:41 | 0:41 | 0:41 | 0:41 | 0:41 | 0:40 | 0:41 | 0:41 | 0:41 | 0:41 | 0:41 | 0:41 | 0:41 | 0:41 | 0:40 | 0:41 | 0:41 | 0:41 | 0:40 | 0:41 | 0:41 | 0:41 | 0:41 | 0:41 | 0:41 | 0:40 | 0:41 | 0:41 | 0:41 | 0:40 | 0:41 | 0:41 | 0:40 | 0:41 | 0:40 | 0:41 | 0:41 | 0:41 | 0:41 | 0:41 | 0:41 | 0:41 | 0:41 | 0:41 | 0:41 | 0:41 | 0:41 | 0:41 | 0:41 | 0:41 | 0:41 | 0:41 | 0:41 | 0:41 | 0:41 | 0:33 | 0:41 | 0:41 | 0:41 | 0:41 | 0:41 | 0:41 | 0:41 | 0:40 | 0:41 | 0:41 | 0:40 | 0:41 | 0:41 | 0:41 | 0:41 | 0:41 | 0:41 | 0:41 | 0:41 | 0:41 | 0:38 | 0:41 | 0:40 | 0:41 | 0:41 | 0:41 | 0:41 | 0:41 | 0:41 | 0:41 | 0:41 | 0:41 | 0:41 | 0:41 | 0:41 | 0:41 | 0:41 | 0:13 | 0:41 | 0:41 | 0:41 | 0:41 | 0:41 | 0:41 | 0:41 | 0:41 | 0:41 | 0:41 | 0:41 | 0:41 | 0:41 | 0:41 | 0:41 | 0:41 | 0:41 | 0:41 | 0:41 | 0:40 | 0:41 | 0:40 | 0:41 | 0:41 | 0:41 | 0:41 | 0:41 | 0:40 | 0:41 | 0:41 | 0:41 | 0:41 | 0:41 | 0:41 | 0:41 | 0:41 | 0:41 | 0:39 | 0:41 | 0:41 | 0:41 | 0:40 | 0:41 | 0:41 | 0:41 | 0:41 | 0:41 | 0:41 | 0:41 | 0:41 | 0:40 | 0:41 | 0:41 | 0:41 | 0:41 | 0:41 | 0:40 | 0:40 | 0:41 | 0:41 | 0:41 | 0:41 | 0:38 | 0:39 | 0:41 | 0:41 | 0:41 | 0:41 | 0:41 | 0:41 | 0:41 | 0:35 | 0:41 | 0:41 | 0:41 | 0:40 | 0:41 | 0:41 | 0:41 | 0:41 | 0:41 | 0:41 | 0:41 | 0:41 | 0:40 | 0:41 | 0:41 | 0:41 | 0:40 | 0:41 | 0:41 | 0:41 | 0:40 | 0:41 | 0:41 | 0:41 | 0:41 | 0:41 | 0:40 | 0:41 | 0:41 | 0:41 | 0:40 | 0:41 | 0:41 | 0:40 | 0:41 | 0:40 | 0:41 | 0:41 | 0:41 | 0:41 | 0:34 | 0:41 | 0:41 | 0:26 | 0:40 | 0:40 | 0:41 | 0:41 | 0:41 | 0:41 | 0:35 | 0:41 | 0:41 | 0:40 | 0:41 | 0:41 | 0:41 | 0:41 | 0:41 | 0:40 | 0:40 | 0:41 | 0:41 | 0:41 | 0:40 | 0:41 | 0:41 | 0:41 | 0:41 | 0:28 | 0:41 | 0:41 | 0:41 | 0:41 | 0:41 | 0:41 | 0:41 | 0:41 | 0:40 | 0:41 | 0:41 | 0:41 | 0:41 | 0:41 | 0:38 | 0:41 | 0:41 | 0:41 | 0:41 | 0:41 | 0:41 | 0:40 | 0:41 | 0:41 | 0:34 | 0:41 | 0:41 | 0:41 | 0:41 | 0:20 | 0:41 | 0:40 | 0:41 | 0:41 | 0:34 | 0:41 | 0:41 | 0:41 | 0:41 | 0:40 | 0:41 | 0:41 | 0:39 | 0:41 | 0:41 | 0:41 | 0:41 | 0:41 | 0:40 | 0:41 | 0:41 | 0:41 | 0:41 | 0:33 | 0:41 | 0:41 | 0:41 | 0:41 | 0:40 | 0:41 | 0:41 | 0:41 | 0:41 | 0:41 | 0:39 | 0:41 | 0:40 | 0:41 | 0:41 | 0:41 | 0:41 | 0:41 | 0:41 | 0:41 | 0:41 | 0:41 | 0:41 | 0:41 | 0:41 | 0:41 | 0:41 | 0:41 | 0:36 | 0:41 | 0:41 | 0:41 | 0:40 | 0:41 | 0:33 | 0:41 | 0:41 | 0:41 | 0:41 | 0:41 | 0:41 | 0:41 | 0:41 | 0:40 | 0:40 | 0:41 | 0:40 | 0:41 | 0:41 | 0:41 | 0:40 | 0:41 | 0:41 | 0:41 | 0:41 | 0:40 | 0:37 | 0:41 | 0:41 | 0:41 | 0:41 | 0:41 | 0:41 | 0:41 | 0:41 | 0:41 | 0:41 | 0:41 | 0:40 | 0:41 | 0:40 | 0:41 | 0:41 | 0:41 | 0:41 | 0:41 | 0:41 | 0:41 | 0:41 | 0:41 | 0:40 | 0:41 | 0:41 | 0:41 | 0:41 | 0:41 | 0:40 | 0:41 | 0:40 | 0:41 | 0:41 | 0:41 | 0:41 | 0:27 | 0:41 | 0:41 | 0:41 | 0:41 | 0:41 | 0:41 | 0:40 | 0:41 | 0:40 | 0:41 | 0:41 | 0:41 | 0:41 | 0:41 | 0:41 | 0:40 | 0:40 | 0:41 | 0:41 | 0:41 | 0:41 | 0:41 | 0:41 | 0:41 | 0:41 | 0:41 | 0:41 | 0:41 | 0:40 | 0:41 | 0:14 | 0:41 | 0:39 | 0:40 | 0:41 | 0:41 | 0:41 | 0:41 | 0:41 | 0:41 | 0:41 | 0:41 | 0:40 | 0:40 | 0:41 | 0:41 | 0:40 | 0:41 | 0:41 | 0:41 | 0:41 | 0:41 | 0:41 | 0:41 | 0:13 | 0:41 | 0:41 | 0:40 | 0:40 | 0:39 | 0:41 | 0:41 | 0:41 | 0:41 | 0:41 | 0:41 | 0:39 | 0:41 | 0:41 | 0:41 | 0:40 | 0:41 | 0:41 | 0:41 | 0:41 | 0:41 | 0:41 | 0:41 | 0:41 | 0:41 | 0:41 | 0:41 | 0:41 | 0:41 | 0:40 | 0:30 | 0:41 | 0:41 | 0:41 | 0:41 | 0:41 | 0:41 | 0:40 | 0:41 | 0:41 | 0:41 | 0:40 | 0:41 | 0:41 | 0:41 | 0:41 | 0:41 | 0:41 | 0:40 | 0:41 | 0:41 | 0:41 | 0:41 | 0:41 | 0:41 | 0:38 | 0:41 | 0:41 | 0:40 | 0:41 | 0:40 | 0:41 | 0:41 | 0:41 | 0:41 | 0:41 | 0:41 | 0:41 | 0:40 | 0:41 | 0:41 | 0:41 | 0:41 | 0:41 | 0:41 | 0:41 | 0:41 | 0:41 | 0:41 | 0:41 | 0:40 | 0:41 | 0:41 | 0:31 | 0:41 | 0:41 | 0:41 | 0:40 | 0:41 | 0:41 | 0:41 | 0:41 | 0:41 | 0:41 | 0:41 | 0:41 | 0:41 | 0:41 | 0:41 | 0:41 | 0:41 | 0:41 | 0:14 | 0:41 | 0:41 | 0:41 | 0:41 | 0:41 | 0:40 | 0:41 | 0:41 | 0:41 | 0:41 | 0:41 | 0:41 | 0:41 | 0:40 | 0:41 | 0:41 | 0:41 | 0:41 | 0:41 | 0:41 | 0:41 | 0:41 | 0:41 | 0:41 | 0:41 | 0:41 | 0:41 | 0:38 | 0:05 | 0:41 | 0:41 | 0:41 | 0:41 | 0:41 | 0:41 | 0:40 | 0:41 | 0:41 | 0:41 | 0:41 | 0:41 | 0:41 | 0:41 | 0:41 | 0:41 | 0:32 | 0:41 | 0:41 | 0:41 | 0:41 | 0:41 | 0:41 | 0:41 | 0:41 | 0:41 | 0:41 | 0:41 | 0:03 | 0:41 | 0:41 | 0:40 | 0:41 | 0:41 | 0:41 | 0:41 | 0:41 | 0:41 | 0:41 | 0:41 | 0:41 | 0:41 | 0:40 | 0:41 | 0:41 | 0:41 | 0:41 | 0:41 | 0:41 | 0:41 | 0:41 | 0:40 | 0:41 | 0:41 | 0:41 | 0:41 | 0:40 | 0:41 | 0:26 | 0:40 | 0:41 | 0:39 | 0:24 | 0:41 | 0:41 | 0:41 | 0:41 | 0:41 | 0:41 | 0:40 | 0:41 | 0:41 | 0:41 | 0:41 | 0:41 | 0:41 | 0:40 | 0:41 | 0:41 | 0:41 | 0:39 | 0:41 | 0:41 | 0:41 | 0:39 | 0:41 | 0:41 | 0:41 | 0:41 | 0:41 | 0:39 | 0:40 | 0:41 | 0:40 | 0:41 | 0:41 | 0:41 | 0:41 | 0:41 | 0:41 | 0:40 | 0:41 | 0:30 | 0:40 | 0:41 | 0:41 | 0:41 | 0:40 | 0:40 | 0:40 | 0:41 | 0:41 | 0:41 | 0:41 | 0:41 | 0:41 | 0:20 | 0:41 | 0:41 | 0:41 | 0:41 | 0:41 | 0:41 | 0:41 | 0:41 | 0:41 | 0:41 | 0:41 | 0:41 | 0:40 | 0:41 | 0:41 | 0:40 | 0:41 | 0:40 | 0:41 | 0:41 | 0:41 | 0:41 | 0:41 | 0:41 | 0:40 | 0:41 | 0:41 | 0:41 | 0:41 | 0:41 | 0:41 | 0:41 | 0:41 | 0:41 | 0:41 | 0:41 | 0:41 | 0:41 | 0:41 | 0:41 | 0:41 | 0:41 | 0:41 | 0:40 | 0:41 | 0:41 | 0:41 | 0:41 | 0:41 | 0:41 | 0:41 | 0:41 | 0:40 | 0:41 | 0:41 | 0:41 | 0:41 | 0:40 | 0:41 | 0:41 | 0:41 | 0:39 | 0:41 | 0:41 | 0:41 | 0:41 | 0:41 | 0:41 | 0:41 | 0:41 | 0:41 | 0:41 | 0:29 | 0:41 | 0:41 | 0:41 | 0:41 | 0:37 | 0:41 | 0:40 | 0:41 | 0:41 | 0:41 | 0:41 | 0:41 | 0:41 | 0:41 | 0:41 | 0:41 | 0:41 | 0:41 | 0:41 | 0:41 | 0:41 | 0:41 | 0:41 | 0:40 | 0:41 | 0:41 | 0:33 | 0:41 | 0:41 | 0:40 | 0:41 | 0:41 | 0:41 | 0:41 | 0:40 | 0:41 | 0:41 | 0:41 | 0:41 | 0:41 | 0:41 | 0:41 | 0:41 | 0:41 | 0:41 | 0:41 | 0:38 | 0:41 | 0:41 | 0:40 | 0:41 | 0:33 | 0:41 | 0:41 | 0:41 | 0:41 | 0:41 | 0:40 | 0:41 | 0:41 | 0:41 | 0:41 | 0:41 | 0:40 | 0:41 | 0:41 | 0:41 | 0:40 | 0:41 | 0:41 | 0:41 | 0:41 | 0:40 | 0:41 | 0:41 | 0:41 | 0:41 | 0:41 | 0:41 | 0:41 | 0:40 | 0:41 | 0:41 | 0:29 | 0:41 | 0:40 | 0:41 | 0:41 | 0:41 | 0:40 | 0:41 | 0:41 | 0:41 | 0:41 | 0:41 | 0:41 | 0:35 | 0:41 | 0:41 | 0:41 | 0:41 | 0:41 | 0:41 | 0:40 | 0:41 | 0:41 | 0:41 | 0:40 | 0:41 | 0:41 | 0:41 | 0:40 | 0:41 | 0:41 | 0:41 | 0:40 | 0:41 | 0:41 | 0:41 | 0:41 | 0:40 | 0:41 | 0:41 | 0:40 | 0:41 | 0:41 | 0:40 | 0:41 | 0:41 | 0:41 | 0:41 | 0:40 | 0:41 | 0:41 | 0:41 | 0:41 | 0:41 | 0:41 | 0:41 | 0:41 | 0:41 | 0:41 | 0:40 | 0:40 | 0:41 | 0:41 | 0:41 | 0:41 | 0:41 | 0:41 | 0:41 | 0:40 | 0:41 | 0:41 | 0:41 | 0:41 | 0:41 | 0:41 | 0:41 | 0:40 | 0:41 | 0:41 | 0:40 | 0:41 | 0:41 | 0:41 | 0:41 | 0:41 | 0:41 | 0:41 | 0:41 | 0:41 | 0:41 | 0:41 | 0:37 | 0:41 | 0:40 | 0:41 | 0:30 | 0:41 | 0:40 | 0:41 | 0:41 | 0:41 | 0:41 | 0:41 | 0:41 | 0:41 | 0:41 | 0:41 | 0:40 | 0:41 | 0:40 | 0:41 | 0:41 | 0:32 | 0:41 | 0:41 | 0:41 | 0:41 | 0:41 | 0:41 | 0:41 | 0:41 | 0:41 | 0:41 | 0:37 | 0:41 | 0:41 | 0:41 | 0:41 | 0:41 | 0:40 | 0:41 | 0:41 | 0:41 | 0:41 | 0:41 | 0:41 | 0:41 | 0:41 | 0:41 | 0:41 | 0:41 | 0:41 | 0:41 | 0:41 | 0:41 | 0:41 | 0:41 | 0:34 | 0:41 | 0:41 | 0:41 | 0:40 | 0:41 | 0:40 | 0:40 | 0:41 | 0:40 | 0:40 | 0:41 | 0:41 | 0:41 | 0:40 | 0:40 | 0:41 | 0:41 | 0:40 | 0:41 | 0:41 | 0:38 | 0:41 | 0:40 | 0:41 | 0:41 | 0:40 | 0:41 | 0:41 | 0:41 | 0:41 | 0:41 | 0:41 | 0:41 | 0:41 | 0:27 | 0:41 | 0:41 | 0:41 | 0:40 | 0:41 | 0:40 | 0:41 | 0:41 | 0:41 | 0:41 | 0:41 | 0:40 | 0:41 | 0:41 | 0:41 | 0:41 | 0:41 | 0:41 | 0:41 | 0:41 | 0:41 | 0:41 | 0:41 | 0:41 | 0:41 | 0:41 | 0:41 | 0:41 | 0:41 | 0:41 | 0:41 | 0:41 | 0:41 | 0:41 | 0:41 | 0:41 | 0:41 | 0:41 | 0:41 | 0:41 | 0:41 | 0:41 | 0:04 | 0:41 | 0:41 | 0:41 | 0:41 | 0:41 | 0:41 | 0:36 | 0:41 | 0:41 | 0:41 | 0:41 | 0:41 | 0:41 | 0:41 | 0:40 | 0:41 | 0:41 | 0:40 | 0:41 | 0:41 | 0:41 | 0:41 | 0:41 | 0:41 | 0:40 | 0:41 | 0:41 | 0:41 | 0:41 | 0:40 | 0:41 | 0:41 | 0:41 | 0:40 | 0:36 | 0:40 | 0:40 | 0:41 | 0:41 | 0:41 | 0:40 | 0:41 | 0:41 | 0:40 | 0:41 | 0:41 | 0:41 | 0:41 | 0:41 | 0:41 | 0:41 | 0:41 | 0:41 | 0:41 | 0:40 | 0:41 | 0:39 | 0:41 | 0:41 | 0:40 | 0:40 | 0:40 | 0:41 | 0:34 | 0:41 | 0:41 | 0:41 | 0:41 | 0:41 | 0:41 | 0:41 | 0:40 | 0:41 | 0:41 | 0:41 | 0:40 | 0:41 | 0:41 | 0:41 | 0:41 | 0:41 | 0:41 | 0:40 | 0:40 | 0:41 | 0:41 | 0:41 | 0:41 | 0:38 | 0:41 | 0:41 | 0:41 | 0:41 | 0:41 | 0:41 | 0:41 | 0:41 | 0:41 | 0:41 | 0:41 | 0:41 | 0:41 | 0:41 | 0:41 | 0:41 | 0:40 | 0:41 | 0:41 | 0:40 | 0:40 | 0:36 | 0:41 | 0:41 | 0:41 | 0:41 | 0:41 | 0:41 | 0:41 | 0:41 | 0:41 | 0:40 | 0:41 | 0:41 | 0:40 | 0:41 | 0:41 | 0:41 | 0:40 | 0:41 | 0:41 | 0:40 | 0:36 | 0:41 | 0:41 | 0:41 | 0:41 | 0:41 | 0:41 | 0:41 | 0:41 | 0:40 | 0:41 | 0:40 | 0:41 | 0:40 | 0:41 | 0:40 | 0:41 | 0:41 | 0:41 | 0:41 | 0:41 | 0:41 | 0:38 | 0:41 | 0:41 | 0:41 | 0:41 | 0:40 | 0:41 | 0:41 | 0:41 | 0:40 | 0:41 | 0:41 | 0:33 | 0:41 | 0:41 | 0:40 | 0:41 | 0:41 | 0:40 | 0:41 | 0:41 | 0:15 | 0:41 | 0:41 | 0:41 | 0:41 | 0:41 | 0:41 | 0:41 | 0:39 | 0:41 | 0:41 | 0:41 | 0:41 | 0:41 | 0:41 | 0:17 | 0:40 | 0:39 | 0:41 | 0:41 | 0:39 | 0:40 | 0:40 | 0:41 | 0:41 | 0:41 | 0:41 | 0:41 | 0:41 | 0:41 | 0:40 | 0:41 | 0:41 | 0:20 | 0:40 | 0:41 | 0:41 | 0:41 | 0:36 | 0:41 | 0:41 | 0:41 | 0:40 | 0:41 | 0:41 | 0:41 | 0:41 | 0:41 | 0:41 | 0:41 | 0:41 | 0:41 | 0:41 | 0:41 | 0:41 | 0:41 | 0:41 | 0:41 | 0:41 | 0:41 | 0:39 | 0:41 | 0:41 | 0:41 | 0:20 | 0:40 | 0:41 | 0:41 | 0:41 | 0:41 | 0:41 | 0:41 | 0:41 | 0:41 | 0:41 | 0:41 | 0:40 | 0:41 | 0:40 | 0:41 | 0:41 | 0:41 | 0:40 | 0:41 | 0:41 | 0:41 | 0:41 | 0:41 | 0:18 | 0:40 | 0:40 | 0:41 | 0:41 | 0:41 | 0:41 | 0:41 | 0:41 | 0:41 | 0:41 | 0:41 | 0:40 | 0:41 | 0:41 | 0:41 | 0:41 | 0:41 | 0:41 | 0:41 | 0:41 | 0:41 | 0:40 | 0:40 | 0:41 | 0:41 | 0:41 | 0:41 | 0:40 | 0:41 | 0:41 | 0:41 | 0:41 | 0:41 | 0:40 | 0:41 | 0:41 | 0:17 | 0:41 | 0:41 | 0:41 | 0:41 | 0:41 | 0:40 | 0:41 | 0:41 | 0:41 | 0:40 | 0:40 | 0:40 | 0:41 | 0:41 | 0:41 | 0:40 | 0:41 | 0:41 | 0:41 | 0:40 | 0:41 | 0:41 | 0:41 | 0:40 | 0:41 | 0:41 | 0:41 | 0:31 | 0:40 | 0:41 | 0:41 | 0:41 | 0:41 | 0:41 | 0:40 | 0:41 | 0:41 | 0:41 | 0:41 | 0:41 | 0:37 | 0:41 | 0:41 | 0:40 | 0:41 | 0:41 | 0:41 | 0:41 | 0:41 | 0:41 | 0:41 | 0:41 | 0:41 | 0:41 | 0:40 | 0:39 | 0:41 | 0:41 | 0:41 | 0:41 | 0:41 | 0:41 | 0:40 | 0:41 | 0:41 | 0:41 | 0:41 | 0:41 | 0:41 | 0:41 | 0:41 | 0:41 | 0:41 | 0:41 | 0:38 | 0:40 | 0:41 | 0:41 | 0:41 | 0:41 | 0:41 | 0:41 | 0:41 | 0:40 | 0:41 | 0:41 | 0:40 | 0:41 | 0:41 | 0:41 | 0:41 | 0:41 | 0:41 | 0:40 | 0:41 | 0:41 | 0:41 | 0:41 | 0:41 | 0:41 | 0:40 | 0:41 | 0:39 | 0:41 | 0:41 | 0:41 | 0:40 | 0:41 | 0:40 | 0:11 | 0:41 | 0:41 | 0:41 | 0:41 | 0:41 | 0:41 | 0:41 | 0:41 | 0:41 | 0:41 | 0:41 | 0:41 | 0:40 | 0:41 | 0:41 | 0:41 | 0:41 | 0:41 | 0:41 | 0:41 | 0:41 | 0:40 | 0:41 | 0:41 | 0:41 | 0:41 | 0:41 | 0:41 | 0:41 | 0:41 | 0:41 | 0:40 | 0:40 | 0:41 | 0:38 | 0:41 | 0:41 | 0:41 | 0:41 | 0:40 | 0:41 | 0:41 | 0:41 | 0:41 | 0:41 | 0:36 | 0:41 | 0:41 | 0:41 | 0:41 | 0:41 | 0:41 | 0:41 | 0:41 | 0:41 | 0:40 | 0:41 | 0:40 | 0:41 | 0:41 | 0:41 | 0:40 | 0:41 | 0:41 | 0:41 | 0:40 | 0:41 | 0:41 | 0:40 | 0:41 | 0:41 | 0:41 | 0:41 | 0:41 | 0:41 | 0:41 | 0:41 | 0:41 | 0:40 | 0:41 | 0:41 | 0:41 | 0:41 | 0:41 | 0:41 | 0:40 | 0:41 | 0:41 | 0:41 | 0:41 | 0:41 | 0:41 | 0:41 | 0:41 | 0:40 | 0:36 | 0:40 | 0:41 | 0:41 | 0:41 | 0:41 | 0:36 | 0:41 | 0:41 | 0:41 | 0:41 | 0:41 | 0:41 | 0:41 | 0:41 | 0:41 | 0:41 | 0:41 | 0:41 | 0:41 | 0:41 | 0:41 | 0:41 | 0:41 | 0:36 | 0:41 | 0:41 | 0:41 | 0:41 | 0:40 | 0:41 | 0:41 | 0:41 | 0:41 | 0:40 | 0:39 | 0:41 | 0:41 | 0:41 | 0:41 | 0:41 | 0:41 | 0:41 | 0:41 | 0:41 | 0:41 | 0:41 | 0:41 | 0:41 | 0:40 | 0:41 | 0:41 | 0:41 | 0:41 | 0:41 | 0:41 | 0:41 | 0:41 | 0:41 | 0:41 | 0:41 | 0:40 | 0:41 | 0:39 | 0:41 | 0:41 | 0:41 | 0:41 | 0:40 | 0:41 | 0:40 | 0:41 | 0:41 | 0:41 | 0:41 | 0:41 | 0:41 | 0:41 | 0:41 | 0:41 | 0:41 | 0:41 | 0:41 | 0:41 | 0:36 | 0:41 | 0:41 | 0:41 | 0:40 | 0:41 | 0:40 | 0:41 | 0:41 | 0:32 | 0:41 | 0:40 | 0:39 | 0:41 | 0:41 | 0:41 | 0:41 | 0:41 | 0:40 | 0:41 | 0:41 | 0:41 | 0:41 | 0:41 | 0:41 | 0:41 | 0:41 | 0:41 | 0:41 | 0:41 | 0:41 | 0:41 | 0:41 | 0:40 | 0:41 | 0:41 | 0:41 | 0:41 | 0:41 | 0:40 | 0:41 | 0:41 | 0:41 | 0:41 | 0:41 | 0:41 | 0:41 | 0:41 | 0:41 | 0:41 | 0:06 | 0:41 | 0:41 | 0:41 | 0:41 | 0:41 | 0:41 | 0:41 | 0:41 | 0:40 | 0:41 | 0:41 | 0:41 | 0:41 | 0:41 | 0:41 | 0:41 | 0:41 | 0:41 | 0:41 | 0:41 | 0:41 | 0:41 | 0:41 | 0:41 | 0:41 | 0:41 | 0:41 | 0:41 | 0:41 | 0:41 | 0:41 | 0:41 | 0:41 | 0:41 | 0:41 | 0:41 | 0:41 | 0:41 | 0:41 | 0:41 | 0:41 | 0:41 | 0:40 | 0:40 | 0:41 | 0:41 | 0:41 | 0:26 | 0:41 | 0:41 | 0:41 | 0:41 | 0:41 | 0:41 | 0:41 | 0:41 | 0:41 | 0:41 | 0:41 | 0:41 | 0:41 | 0:41 | 0:41 | 0:39 | 0:40 | 0:40 | 0:41 | 0:41 | 0:41 | 0:41 | 0:41 | 0:41 | 0:41 | 0:38 | 0:41 | 0:41 | 0:41 | 0:41 | 0:41 | 0:41 | 0:41 | 0:41 | 0:41 | 0:41 | 0:41 | 0:37 | 0:41 | 0:41 | 0:41 | 0:41 | 0:41 | 0:41 | 0:41 | 0:41 | 0:41 | 0:41 | 0:41 | 0:41 | 0:41 | 0:41 | 0:39 | 0:41 | 0:41 | 0:40 | 0:41 | 0:41 | 0:39 | 0:41 | 0:41 | 0:41 | 0:41 | 0:41 | 0:41 | 0:37 | 0:41 | 0:41 | 0:41 | 0:40 | 0:41 | 0:41 | 0:41 | 0:41 | 0:41 | 0:41 | 0:41 | 0:41 | 0:41 | 0:41 | 0:41 | 0:41 | 0:40 | 0:41 | 0:41 | 0:41 | 0:40 | 0:41 | 0:40 | 0:41 | 0:41 | 0:41 | 0:41 | 0:37 | 0:41 | 0:40 | 0:40 | 0:41 | 0:41 | 0:40 | 0:41 | 0:41 | 0:41 | 0:41 | 0:41 | 0:41 | 0:40 | 0:41 | 0:41 | 0:40 | 0:41 | 0:41 | 0:41 | 0:41 | 0:40 | 0:41 | 0:41 | 0:41 | 0:41 | 0:41 | 0:41 | 0:41 | 0:41 | 0:41 | 0:41 | 0:41 | 0:40 | 0:41 | 0:41 | 0:40 | 0:41 | 0:41 | 0:41 | 0:41 | 0:41 | 0:11 | 0:41 | 0:41 | 0:40 | 0:17 | 0:40 | 0:41 | 0:41 | 0:41 | 0:41 | 0:33 | 0:41 | 0:41 | 0:41 | 0:41 | 0:40 | 0:41 | 0:41 | 0:41 | 0:41 | 0:41 | 0:41 | 0:41 | 0:40 | 0:41 | 0:41 | 0:41 | 0:41 | 0:38 | 0:41 | 0:40 | 0:41 | 0:41 | 0:10 | 0:41 | 0:41 | 0:40 | 0:40 | 0:41 | 0:41 | 0:41 | 0:40 | 0:41 | 0:41 | 0:41 | 0:41 | 0:41 | 0:41 | 0:41 | 0:41 | 0:41 | 0:41 | 0:41 | 0:41 | 0:41 | 0:41 | 0:40 | 0:41 | 0:40 | 0:41 | 0:03 | 0:40 | 0:40 | 0:41 | 0:41 | 0:41 | 0:41 | 0:41 | 0:41 | 0:41 | 0:41 | 0:41 | 0:41 | 0:34 | 0:41 | 0:41 | 0:41 | 0:41 | 0:41 | 0:41 | 0:41 | 0:41 | 0:41 | 0:41 | 0:40 | 0:41 | 0:41 | 0:40 | 0:41 | 0:40 | 0:41 | 0:41 | 0:41 | 0:41 | 0:41 | 0:40 | 0:41 | 0:40 | 0:41 | 0:40 | 0:41 | 0:40 | 0:40 | 0:41 | 0:41 | 0:41 | 0:40 | 0:40 | 0:40 | 0:39 | 0:41 | 0:40 | 0:41 | 0:41 | 0:41 | 0:41 | 0:41 | 0:41 | 0:31 | 0:03 | 0:41 | 0:39 | 0:41 | 0:41 | 0:41 | 0:41 | 0:41 | 0:40 | 0:41 | 0:41 | 0:41 | 0:41 | 0:41 | 0:41 | 0:41 | 0:41 | 0:39 | 0:41 | 0:41 | 0:40 | 0:41 | 0:41 | 0:41 | 0:40 | 0:41 | 0:41 | 0:41 | 0:41 | 0:40 | 0:41 | 0:41 | 0:41 | 0:41 | 0:41 | 0:40 | 0:41 | 0:40 | 0:40 | 0:40 | 0:41 | 0:41 | 0:40 | 0:41 | 0:41 | 0:41 | 0:41 | 0:40 | 0:41 | 0:41 | 0:39 | 0:41 | 0:41 | 0:41 | 0:41 | 0:40 | 0:41 | 0:40 | 0:40 | 0:41 | 0:41 | 0:40 | 0:41 | 0:40 | 0:41 | 0:41 | 0:41 | 0:41 | 0:40 | 0:41 | 0:41 | 0:41 | 0:40 | 0:41 | 0:40 | 0:41 | 0:41 | 0:40 | 0:41 | 0:41 | 0:41 | 0:40 | 0:41 | 0:41 | 0:41 | 0:41 | 0:41 | 0:41 | 0:41 | 0:41 | 0:41 | 0:41 | 0:41 | 0:41 | 0:41 | 0:41 | 0:41 | 0:41 | 0:40 | 0:41 | 0:41 | 0:41 | 0:41 | 0:41 | 0:41 | 0:41 | 0:40 | 0:41 | 0:41 | 0:41 | 0:41 | 0:41 | 0:41 | 0:41 | 0:41 | 0:41 | 0:41 | 0:41 | 0:41 | 0:41 | 0:41 | 0:41 | 0:41 | 0:41 | 0:40 | 0:41 | 0:41 | 0:40 | 0:41 | 0:32 | 0:31 | 0:41 | 0:41 | 0:41 | 0:41 | 0:41 | 0:41 | 0:41 | 0:41 | 0:29 | 0:41 | 0:41 | 0:41 | 0:41 | 0:41 | 0:41 | 0:41 | 0:41 | 0:41 | 0:41 | 0:38 | 0:32 | 0:41 | 0:41 | 0:41 | 0:41 | 0:41 | 0:40 | 0:41 | 0:41 | 0:41 | 0:41 | 0:41 | 0:41 | 0:41 | 0:41 | 0:41 | 0:41 | 0:41 | 0:41 | 0:41 | 0:41 | 0:41 | 0:40 | 0:41 | 0:41 | 0:41 | 0:41 | 0:40 | 0:41 | 0:41 | 0:41 | 0:40 | 0:41 | 0:41 | 0:41 | 0:41 | 0:41 | 0:41 | 0:41 | 0:41 | 0:41 | 0:41 | 0:41 | 0:24 | 0:40 | 0:41 | 0:41 | 0:40 | 0:40 | 0:41 | 0:41 | 0:41 | 0:40 | 0:41 | 0:41 | 0:41 | 0:41 | 0:40 | 0:40 | 0:41 | 0:41 | 0:41 | 0:40 | 0:41 | 0:41 | 0:41 | 0:41 | 0:41 | 0:41 | 0:41 | 0:41 | 0:41 | 0:41 | 0:41 | 0:41 | 0:41 | 0:40 | 0:41 | 0:41 | 0:41 | 0:41 | 0:40 | 0:41 | 0:41 | 0:41 | 0:32 | 0:40 | 0:40 | 0:41 | 0:41 | 0:41 | 0:41 | 0:41 | 0:41 | 0:41 | 0:40 | 0:41 | 0:11 | 0:41 | 0:41 | 0:41 | 0:41 | 0:36 | 0:41 | 0:40 | 0:18 | 0:41 | 0:41 | 0:41 | 0:41 | 0:41 | 0:41 | 0:41 | 0:41 | 0:41 | 0:41 | 0:41 | 0:41 | 0:41 | 0:41 | 0:41 | 0:41 | 0:41 | 0:41 | 0:41 | 0:41 | 0:41 | 0:41 | 0:10 | 0:41 | 0:41 | 0:41 | 0:37 | 0:41
| (k.q_sus.G)/(φ2.V) | - |  |  |  |  | (k.q_sus.G)/(φ2.V) | 15.2376 | 2.2529 | 10.9603 | 3.8693 | 8.4637 | 6.9196 | 5.6521 | 3.4848 | 6.7599 | 8.6332 | 6.5404 | 10.1555 | 5.8787 | 7.6536 | 7.2158 | 4.9227 | 4.9506 | 10.0501 | 5.8433 | 4.8527 | 5.5961 | 11.1878 | 4.8727 | 9.3692 | 9.0484 | 4.6385 | 6.7547 | 7.9744 | 5.0071 | 6.1015 | 7.9764 | 2.1796 | 10.564 | 5.3923 | 4.8993 | 5.8648 | 6.0185 | 11.5309 | 12.102 | 4.244 | 4.2539 | 8.1089 | 3.9964 | 3.8674 | 9.6092 | 7.0212 | 9.0332 | 0.49886 | 4.0239 | 7.9624 | 5.284 | 5.612 | 6.9379 | 6.6813 | 4.8329 | 12.7701 | 10.9028 | 6.1177 | 7.9247 | 9.7728 | 5.0767 | 10.3146 | 5.3275 | 9.1973 | 1.7561 | 5.8553 | 10.4813 | 3.0528 | 9.1788 | 4.9476 | 7.5963 | 5.0213 | 7.6756 | 8.9563 | 0.27527 | 2.8705 | 7.4184 | 7.1926 | 5.6557 | 5.9609 | 8.5842 | 6.1607 | 5.9214 | 7.3104 | 10.0963 | 6.368 | 8.1345 | 4.434 | 10.8007 | 8.3821 | 6.7693 | 2.753 | 5.7413 | 5.1159 | 6.5454 | 6.7115 | 15.7728 | 6.2631 | 5.6135 | 4.5208 | 3.6942 | 7.7258 | 10.2781 | 4.2659 | 14.3433 | 8.4523 | 5.0708 | 3.132 | 7.2043 | 3.2311 | 4.1578 | 5.6538 | 7.3742 | 6.267 | 12.6465 | 6.2143 | 12.0504 | 13.3373 | 4.9892 | 4.7618 | 5.4817 | 6.3674 | 7.2778 | 5.8956 | 4.5718 | 5.7925 | 7.8622 | 3.7568 | 4.8792 | 8.5498 | 3.0472 | 4.9013 | 9.1615 | 4.7548 | 4.09 | 8.2268 | 17.7563 | 10.4821 | 5.1849 | 9.2233 | 10.7855 | 5.9997 | 6.097 | 7.2387 | 7.6009 | 17.9604 | 7.0219 | 6.512 | 5.0412 | 4.8007 | 3.9428 | 4.0042 | 8.4225 | 3.8675 | 7.5836 | 7.6732 | 4.3315 | 7.2815 | 6.082 | 4.242 | 11.4247 | 6.0398 | 8.5102 | 8.3731 | 5.2951 | 8.2468 | 6.2531 | 6.5201 | 6.465 | 7.8694 | 3.817 | 5.5731 | 5.26 | 12.4145 | 8.5132 | 4.333 | 9.8445 | 3.4104 | 5.2945 | 5.891 | 9.3326 | 12.1289 | 7.986 | 11.1269 | 10.4335 | 12.0722 | 5.0392 | 5.9393 | 8.6032 | 5.118 | 6.9042 | 5.2594 | 9.4017 | 8.7032 | 5.945 | 9.8445 | 7.0797 | 3.9542 | 6.01 | 5.7088 | 7.8872 | 9.262 | 12.2855 | 2.0932 | 2.8254 | 8.5659 | 6.9301 | 7.3504 | 5.2508 | 10.3692 | 9.2442 | 2.2602 | 5.7637 | 20.7949 | 2.8006 | 4.8447 | 11.025 | 4.7663 | 6.4212 | 5.1079 | 6.9573 | 4.9702 | 6.8879 | 4.7929 | 7.1282 | 5.9542 | 5.3736 | 5.1752 | 6.8914 | 8.2511 | 3.4927 | 3.6412 | 5.7753 | 6.0641 | 9.9942 | 9.383 | 6.6751 | 8.5188 | 5.0762 | 6.9015 | 4.9689 | 5.1565 | 7.4988 | 4.8222 | 5.7642 | 9.9984 | 12.742 | 9.4989 | 3.9654 | 5.0218 | 7.3813 | 3.7145 | 6.942 | 5.9541 | 7.0714 | 13.4132 | 5.9297 | 4.7006 | 4.5019 | 5.9012 | 5.7149 | 5.1875 | 9.4694 | 6.8128 | 5.8499 | 4.6333 | 14.1183 | 3.5301 | 6.2158 | 7.6509 | 7.6374 | 5.7008 | 7.0268 | 7.8759 | 4.6882 | 4.0274 | 6.8416 | 6.263 | 9.2587 | 6.9589 | 4.7582 | 6.9561 | 4.7873 | 3.7673 | 5.4832 | 4.6998 | 9.9752 | 8.4023 | 5.4387 | 15.1931 | 10.0138 | 5.3895 | 6.1282 | 6.0841 | 5.4171 | 5.4312 | 3.2963 | 6.7569 | 3.2561 | 6.2587 | 5.6422 | 9.7956 | 12.569 | 6.0905 | 6.3575 | 8.8854 | 4.7184 | 6.1825 | 4.2495 | 3.5192 | 5.7765 | 6.4472 | 6.0135 | 8.4603 | 6.539 | 5.5957 | 6.6603 | 8.8041 | 12.7272 | 5.7655 | 5.5414 | 7.2807 | 4.7773 | 8.018 | 11.7521 | 5.2671 | 5.4462 | 11.8849 | 10.2007 | 13.3368 | 8.7621 | 10.2159 | 8.0894 | 4.8772 | 8.3676 | 4.5404 | 6.786 | 9.5257 | 4.7854 | 2.8154 | 4.1901 | 4.6484 | 3.9701 | 3.4267 | 6.2169 | 6.7215 | 4.8279 | 4.8165 | 9.7653 | 5.4426 | 5.0023 | 3.6661 | 6.8211 | 4.4062 | 6.7683 | 4.748 | 2.5358 | 2.8766 | 6.1297 | 9.4647 | 4.1335 | 10.3687 | 0.12767 | 0.93337 | 3.8569 | 6.52 | 3.7371 | 7.4829 | 6.413 | 4.0247 | 8.6251 | 7.8616 | 3.3798 | 3.0823 | 9.1063 | 4.256 | 11.7304 | 4.8391 | 5.3018 | 9.1146 | 6.3841 | 12.1472 | 10.3099 | 3.544 | 7.2215 | 2.0585 | 7.0054 | 5.0998 | 4.9644 | 5.5365 | 1.8538 | 8.8342 | 5.0016 | 12.7377 | 6.2773 | 3.322 | 5.122 | 11.4626 | 4.1529 | 5.7391 | 7.6399 | 6.9824 | 3.6614 | 2.7443 | 4.8297 | 5.3877 | 4.6663 | 9.6948 | 2.7818 | 4.8127 | 5.5168 | 10.8672 | 3.8109 | 3.9264 | 4.4185 | 17.4556 | 9.7635 | 4.7458 | 4.9681 | 5.2259 | 4.5836 | 3.8188 | 7.0342 | 7.9786 | 5.2129 | 9.2777 | 5.5913 | 6.9447 | 8.5252 | 6.833 | 5.8849 | 9.5764 | 5.6798 | 3.2992 | 5.1634 | 7.4494 | 5.3621 | 7.6015 | 4.7669 | 5.9599 | 11.8575 | 5.5164 | 6.8479 | 7.8875 | 3.5967 | 5.3186 | 11.1805 | 7.7676 | 4.815 | 8.624 | 7.7988 | 10.9452 | 3.7212 | 6.1156 | 4.1859 | 9.1272 | 12.0321 | 9.9374 | 7.9313 | 9.6071 | 2.1039 | 6.5417 | 4.5856 | 5.3398 | 3.8558 | 3.4312 | 6.0803 | 9.7571 | 5.083 | 5.3326 | 6.8469 | 8.7813 | 9.6443 | 4.5237 | 4.2578 | 9.7232 | 14.639 | 4.0236 | 5.3778 | 3.2645 | 3.6889 | 6.4166 | 6.5217 | 9.6348 | 7.539 | 4.311 | 8.7686 | 7.0135 | 8.1719 | 3.2882 | 9.4078 | 5.6774 | 15.4923 | 6.2166 | 7.006 | 6.7331 | 7.2847 | 4.74 | 3.857 | 9.8141 | 7.0122 | 8.9969 | 5.5443 | 9.3172 | 6.6051 | 13.7687 | 7.5778 | 5.331 | 13.4595 | 3.4472 | 13.7205 | 6.8431 | 7.849 | 7.3093 | 10.1686 | 6.095 | 8.0166 | 10.9417 | 5.3929 | 3.8734 | 4.3323 | 7.4889 | 4.7443 | 7.3944 | 10.222 | 3.9487 | 10.5669 | 3.8349 | 8.9122 | 11.1699 | 5.4022 | 10.3512 | 9.6036 | 7.2522 | 9.0984 | 7.596 | 3.9097 | 2.1622 | 8.0427 | 4.9196 | 2.7546 | 7.1299 | 3.8283 | 5.4924 | 3.0521 | 5.815 | 8.0793 | 7.5581 | 4.2152 | 5.8911 | 9.5139 | 8.1712 | 7.1392 | 10.4172 | 5.2485 | 10.9301 | 7.2799 | 8.6158 | 5.6356 | 7.5672 | 6.9213 | 2.7123 | 7.2582 | 7.9752 | 7.2986 | 5.1118 | 4.1448 | 8.1901 | 7.2368 | 4.9798 | 8.3491 | 9.1677 | 7.6743 | 6.8206 | 8.0922 | 6.2241 | 6.0098 | 8.6297 | 7.302 | 4.0205 | 6.1272 | 8.3754 | 6.9881 | 5.5522 | 4.3418 | 10.5961 | 12.0682 | 7.0089 | 4.6219 | 4.3499 | 7.1713 | 6.3805 | 2.536 | 8.3008 | 4.7554 | 8.4905 | 4.4985 | 2.8107 | 7.3372 | 6.3628 | 4.8123 | 10.4535 | 9.1882 | 6.0081 | 6.7307 | 5.8272 | 6.7731 | 5.5854 | 10.6544 | 5.6027 | 7.8377 | 3.9976 | 9.2985 | 11.0503 | 2.601 | 8.1009 | 5.363 | 6.8863 | 4.2944 | 11.325 | 16.7985 | 5.9193 | 6.1154 | 12.1797 | 7.5659 | 7.9284 | 7.139 | 11.2381 | 4.238 | 5.2415 | 10.4365 | 1.0012 | 4.7861 | 2.3983 | 3.4364 | 6.7444 | 7.7412 | 4.5556 | 5.5793 | 5.7225 | 4.0123 | 5.4843 | 4.5933 | 8.3171 | 5.4571 | 5.1747 | 6.2898 | 6.6209 | 7.212 | 8.9469 | 6.6883 | 13.1826 | 8.4509 | 7.3276 | 5.8542 | 4.7253 | 9.568 | 4.8188 | 7.7347 | 7.9193 | 5.2966 | 6.7143 | 9.6928 | 4.7364 | 4.2508 | 7.004 | 7.0756 | 9.4584 | 3.4389 | 10.4003 | 5.6254 | 6.8795 | 5.4345 | 5.52 | 8.3362 | 2.149 | 5.2745 | 13.7198 | 7.1909 | 10.9969 | 7.1349 | 7.6149 | 8.8531 | 4.7956 | 5.0166 | 4.3633 | 8.3646 | 11.3619 | 5.8816 | 10.8178 | 9.9098 | 9.6758 | 3.9112 | 10.6761 | 8.229 | 5.4364 | 5.9414 | 6.8082 | 5.7539 | 7.2596 | 8.3633 | 5.8177 | 8.2498 | 14.5756 | 4.8275 | 8.4064 | 4.2877 | 6.7328 | 9.5229 | 8.9506 | 7.5871 | 7.9487 | 5.6902 | 4.09 | 5.7326 | 7.4071 | 6.9986 | 10.9062 | 9.6542 | 2.6522 | 8.4812 | 8.6938 | 3.0041 | 11.5089 | 7.1573 | 6.2756 | 6.5508 | 4.1812 | 6.8478 | 4.2022 | 7.6879 | 6.0896 | 6.4522 | 5.7243 | 4.6685 | 5.7778 | 11.1516 | 7.6716 | 15.3821 | 5.1166 | 4.7281 | 8.9094 | 6.5491 | 4.6529 | 6.584 | 3.9396 | 8.4522 | 3.3739 | 5.6797 | 5.1401 | 6.2716 | 6.8647 | 6.0895 | 5.7592 | 8.8263 | 4.6487 | 10.9237 | 2.515 | 9.9914 | 6.585 | 2.8074 | 6.9918 | 11.7411 | 7.1856 | 6.187 | 5.4343 | 4.4128 | 11.3835 | 8.6141 | 2.738 | 6.8027 | 8.9795 | 7.4871 | 8.6122 | 4.9734 | 6.0563 | 3.9968 | 6.1216 | 9.8744 | 7.0839 | 4.9751 | 6.7233 | 12.2013 | 8.6928 | 4.2611 | 10.7589 | 6.3338 | 4.132 | 6.0675 | 9.0766 | 5.7541 | 4.5203 | 6.5513 | 6.4402 | 3.7892 | 5.4617 | 3.4277 | 9.4755 | 6.3905 | 5.1637 | 4.5497 | 6.2539 | 8.7917 | 2.7511 | 5.7006 | 6.8586 | 4.6334 | 5.8075 | 7.599 | 4.4222 | 9.3995 | 6.9768 | 4.5879 | 5.9287 | 10.2829 | 5.1055 | 5.7326 | 10.6831 | 5.4257 | 2.2348 | 5.614 | 7.9631 | 5.7482 | 7.6307 | 3.9683 | 5.0285 | 10.6627 | 3.2649 | 3.4441 | 16.6867 | 8.9015 | 4.7312 | 10.3411 | 9.3821 | 9.5451 | 6.0581 | 9.5744 | 4.5524 | 5.3139 | 4.8325 | 3.3907 | 6.3766 | 5.2099 | 7.3826 | 5.4325 | 5.6018 | 5.3552 | 9.5631 | 5.1292 | 4.3247 | 6.3129 | 7.4622 | 3.9842 | 10.6001 | 6.2001 | 7.3416 | 8.5428 | 5.2655 | 6.4073 | 4.0148 | 4.9365 | 5.6759 | 9.7803 | 5.8483 | 7.3488 | 7.1376 | 7.1903 | 8.3568 | 7.6843 | 11.8064 | 3.2066 | 5.7499 | 6.3675 | 5.801 | 10.5048 | 9.0525 | 3.2885 | 6.5933 | 15.2079 | 11.0084 | 3.0802 | 6.5835 | 5.3705 | 4.5964 | 5.6287 | 8.0848 | 7.5445 | 5.0794 | 4.2194 | 5.767 | 7.3331 | 6.9373 | 5.9897 | 6.5967 | 6.0935 | 9.4753 | 4.1401 | 3.2692 | 3.8274 | 7.9731 | 13.3972 | 8.6778 | 5.5603 | 10.5257 | 12.1724 | 5.5709 | 9.4062 | 5.9631 | 8.2322 | 8.1475 | 11.4294 | 5.9927 | 11.9016 | 3.6004 | 4.5159 | 8.0259 | 5.5409 | 6.8698 | 5.1282 | 3.6781 | 4.3399 | 6.5874 | 12.913 | 5.1675 | 4.4946 | 4.8175 | 3.645 | 8.5572 | 6.4409 | 5.4948 | 8.5155 | 4.3682 | 8.4876 | 5.5256 | 5.7826 | 5.3885 | 5.2729 | 9.3041 | 8.6012 | 6.3615 | 5.9031 | 5.6644 | 3.7727 | 7.315 | 9.957 | 6.1135 | 7.9824 | 10.72 | 6.2982 | 8.1601 | 5.3845 | 6.7101 | 5.8921 | 6.3279 | 3.6166 | 7.9987 | 10.5209 | 3.9758 | 4.6362 | 8.3815 | 5.6848 | 5.0785 | 3.7961 | 2.3863 | 7.6329 | 1.6581 | 10.7861 | 3.9106 | 6.1704 | 6.0991 | 15.8422 | 5.8142 | 8.6893 | 3.696 | 7.0086 | 4.9509 | 12.3578 | 5.808 | 9.3512 | 4.1747 | 3.6581 | 6.9404 | 4.1425 | 10.071 | 5.9091 | 9.5396 | 6.2199 | 6.4854 | 6.8135 | 7.3054 | 7.292 | 3.5513 | 7.7463 | 6.5733 | 12.4766 | 6.7874 | 4.7512 | 4.0222 | 6.7008 | 7.2026 | 6.6274 | 7.9763 | 3.2715 | 9.7081 | 6.5519 | 4.7555 | 8.6123 | 4.6652 | 5.4061 | 8.8489 | 7.2694 | 3.4276 | 7.8543 | 16.6365 | 3.398 | 5.8291 | 5.2608 | 6.4437 | 4.5677 | 6.6789 | 10.3162 | 6.0902 | 7.7951 | 3.6412 | 2.7346 | 7.9851 | 7.7473 | 4.5583 | 8.0894 | 6.4152 | 4.8023 | 7.3254 | 5.6078 | 7.9396 | 7.9687 | 6.7516 | 4.4406 | 4.44 | 4.754 | 7.1196 | 3.6335 | 7.0479 | 3.7899 | 5.115 | 3.7459 | 5.6889 | 4.0211 | 8.8399 | 6.635 | 6.9538 | 4.478 | 7.4566 | 4.6924 | 4.4033 | 7.5738 | 5.2857 | 5.2355 | 3.5734 | 6.0907 | 6.4609 | 4.517 | 7.7444 | 7.5051 | 6.8014 | 12.7551 | 5.7934 | 11.0991 | 0.33838 | 8.7306 | 8.2613 | 5.906 | 6.3776 | 6.5381 | 8.9241 | 3.999 | 3.2543 | 4.4265 | 4.9835 | 7.4305 | 11.2392 | 4.8655 | 8.6947 | 2.7217 | 9.0939 | 4.3672 | 5.633 | 3.6402 | 4.6844 | 0.65326 | 6.4401 | 4.069 | 7.2308 | 7.0356 | 7.4048 | 4.6227 | 2.8948 | 8.0986 | 6.2084 | 7.1419 | 7.1261 | 5.7097 | 4.9176 | 5.845 | 5.2553 | 9.8542 | 6.0846 | 3.9263 | 8.2196 | 6.639 | 4.4676 | 6.0627 | 13.7101 | 6.4738 | 9.7119 | 8.9779 | 7.0372 | 3.3299 | 7.023 | 7.085 | 17.0986 | 7.4771 | 6.5475 | 8.7966 | 8.1138 | 3.0636 | 2.7833 | 5.304 | 3.0189 | 4.9433 | 3.9665 | 7.0751 | 14.1738 | 4.3047 | 8.5913 | 6.5186 | 8.0052 | 7.3149 | 3.7993 | 10.625 | 2.2947 | 8.6727 | 2.8958 | 8.2474 | 3.8191 | 8.9351 | 5.1473 | 5.214 | 4.4104 | 4.4649 | 9.1744 | 5.1191 | 7.7692 | 7.4837 | 4.5589 | 9.8099 | 5.8116 | 3.5464 | 5.6872 | 8.3952 | 5.4901 | 7.5361 | 7.8187 | 5.7019 | 5.0459 | 4.0306 | 11.594 | 4.6464 | 5.9611 | 2.8116 | 8.2531 | 7.8203 | 4.5578 | 4.0266 | 4.6001 | 3.8858 | 3.455 | 6.5812 | 5.8466 | 9.2423 | 4.8154 | 4.7589 | 8.4698 | 5.7391 | 3.243 | 7.4636 | 5.2526 | 5.8939 | 5.5306 | 13.7491 | 5.8742 | 3.4533 | 5.6167 | 7.8784 | 4.4776 | 5.4149 | 10.4393 | 2.6832 | 7.197 | 8.8888 | 3.8035 | 2.2499 | 5.6532 | 8.0931 | 5.6544 | 8.4997 | 3.6024 | 7.2138 | 7.7831 | 7.3759 | 9.6854 | 10.8428 | 7.6417 | 5.9955 | 9.2122 | 13.9962 | 5.9332 | 7.6674 | 11.9768 | 4.0092 | 9.8674 | 5.5659 | 6.6633 | 3.9218 | 11.0206 | 2.1429 | 4.6472 | 11.7564 | 9.3456 | 4.7456 | 5.8843 | 4.0938 | 6.7493 | 2.1708 | 5.6095 | 6.6461 | 6.93 | 5.8997 | 4.9957 | 3.4272 | 8.3847 | 5.9911 | 8.01 | 10.0407 | 5.413 | 6.0558 | 6.7636 | 7.9712 | 9.05 | 3.4707 | 4.1846 | 10.5561 | 5.6741 | 3.4696 | 4.1252 | 7.5898 | 4.9155 | 7.3443 | 6.8781 | 4.7481 | 8.0302 | 3.3668 | 7.7683 | 7.9821 | 6.7678 | 6.4652 | 7.2995 | 9.7053 | 3.8622 | 8.0539 | 9.0184 | 5.2147 | 11.1579 | 5.0642 | 7.4366 | 10.836 | 5.3985 | 7.4781 | 13.5316 | 7.5172 | 3.3025 | 6.4452 | 5.8836 | 8.3514 | 5.1851 | 3.2165 | 10.1892 | 8.4043 | 6.0349 | 4.8191 | 5.8673 | 10.2308 | 9.1535 | 7.562 | 9.0569 | 10.9725 | 6.1056 | 3.2284 | 9.7506 | 4.5173 | 8.5439 | 8.2131 | 6.2825 | 8.4176 | 6.7097 | 9.0488 | 7.7733 | 12.251 | 6.0394 | 5.1329 | 7.5325 | 4.157 | 8.7897 | 4.5843 | 10.1442 | 10.4111 | 2.2655 | 8.9924 | 6.1361 | 8.9655 | 6.4292 | 6.6918 | 9.1039 | 3.6885 | 7.9266 | 4.6897 | 6.7205 | 4.5138 | 5.2617 | 5.6536 | 7.2524 | 4.6074 | 4.421 | 6.8535 | 5.4584 | 5.8258 | 6.6164 | 5.067 | 11.129 | 7.5516 | 3.7587 | 4.3576 | 4.5062 | 6.7785 | 8.3434 | 9.0872 | 5.0903 | 5.8602 | 9.2063 | 4.6734 | 6.3698 | 3.4053 | 5.6437 | 7.6558 | 13.3389 | 6.1985 | 6.671 | 3.2533 | 5.5912 | 5.0371 | 9.5788 | 5.6388 | 9.4407 | 4.9458 | 7.7498 | 9.4015 | 8.069 | 8.0137 | 2.1366 | 5.7711 | 7.0115 | 8.5971 | 3.3105 | 6.2479 | 4.8061 | 6.1586 | 10.6173 | 15.5478 | 12.1098 | 3.0861 | 5.0852 | 2.2579 | 6.1531 | 9.2983 | 14.549 | 5.686 | 5.7934 | 4.945 | 8.1812 | 5.6482 | 4.2478 | 3.6481 | 7.6107 | 13.6651 | 5.4932 | 4.6065 | 4.916 | 3.154 | 5.3495 | 6.303 | 4.5014 | 6.6228 | 4.8223 | 4.9112 | 7.105 | 8.9781 | 7.7955 | 6.9572 | 6.1855 | 7.6311 | 4.4485 | 10.3217 | 4.7842 | 6.0837 | 8.0694 | 5.6838 | 9.1107 | 6.8212 | 4.7579 | 9.5864 | 9.3845 | 9.4447 | 3.6465 | 5.8365 | 8.7551 | 13.0461 | 8.443 | 4.5723 | 9.7301 | 4.8633 | 8.1749 | 4.0641 | 6.4207 | 8.694 | 2.8851 | 8.4106 | 8.9686 | 3.6572 | 6.2733 | 4.7836 | 8.6746 | 10.4433 | 11.4321 | 3.6222 | 9.9776 | 16.2619 | 8.5586 | 8.0116 | 4.097 | 14.5073 | 11.1194 | 4.1872 | 11.6866 | 5.8365 | 6.6241 | 3.1609 | 4.8751 | 2.9808 | 7.2672 | 2.9377 | 8.5364 | 5.9794 | 7.7817 | 4.0954 | 4.366 | 8.2857 | 4.6527 | 1.8104 | 10.5255 | 8.1243 | 9.0536 | 2.7306 | 7.0426 | 6.9198 | 6.5377 | 7.4545 | 4.7909 | 2.5548 | 8.5146 | 4.2048 | 4.6683 | 7.4652 | 9.1589 | 2.7106 | 11.2695 | 7.2207 | 4.9824 | 4.5176 | 12.7282 | 7.3862 | 9.8226 | 3.2395 | 7.8164 | 5.35 | 6.7942 | 6.4118 | 7.082 | 6.6746 | 4.8159 | 8.3077 | 10.8961 | 6.4169 | 5.0155 | 9.1602 | 4.5053 | 8.9026 | 9.4732 | 12.9297 | 5.7335 | 2.1351 | 4.9605 | 9.7948 | 7.9173 | 5.9525 | 5.2218 | 7.363 | 4.3376 | 3.961 | 12.1821 | 10.3427 | 7.7046 | 5.1172 | 6.0766 | 9.2733 | 5.6846 | 8.3633 | 9.9873 | 7.2083 | 6.2743 | 7.4167 | 7.4951 | 5.9625 | 5.3525 | 4.6073 | 9.4316 | 4.0632 | 12.1148 | 10.3318 | 10.469 | 11.9353 | 16.5036 | 12.2977 | 5.2652 | 5.757 | 7.0218 | 6.0274 | 8.0963 | 13.8015 | 2.8336 | 3.8724 | 5.4038 | 8.3639 | 11.6339 | 11.9372 | 7.9767 | 10.9333 | 4.9328 | 7.7111 | 2.7573 | 6.8247 | 4.7971 | 8.9851 | 3.4338 | 11.1985 | 7.7569 | 5.7047 | 7.62 | 8.0092 | 7.3651 | 11.5664 | 6.9449 | 6.3494 | 7.2273 | 8.0188 | 9.7653 | 10.0185 | 9.5193 | 5.8377 | 4.1508 | 4.0363 | 8.443 | 6.5728 | 7.3624 | 6.7573 | 4.4265 | 5.671 | 4.71 | 7.7024 | 6.3495 | 3.4697 | 4.8301 | 5.6701 | 6.7443 | 6.3025 | 9.8078 | 9.0727 | 3.3067 | 4.9778 | 8.6829 | 7.0516 | 10.2764 | 4.9064 | 5.1802 | 5.0658 | 9.4168 | 3.9052 | 6.4378 | 4.0603 | 5.3963 | 11.787 | 10.4026 | 5.5989 | 5.455 | 7.191 | 6.4075 | 8.173 | 2.8951 | 7.121 | 7.0747 | 4.3068 | 5.9527 | 6.0418 | 7.3304 | 6.3196 | 6.5195 | 4.4144 | 5.7866 | 8.5145 | 12.8941 | 4.9302 | 11.7542 | 5.4512 | 8.6616 | 5.2261 | 8.0452 | 10.8831 | 6.6386 | 3.6581 | 3.1067 | 10.286 | 2.9376 | 4.9671 | 4.8638 | 5.6241 | 7.6321 | 10.3702 | 12.3946 | 5.5136 | 4.9807 | 9.1306 | 6.7598 | 3.424 | 6.5126 | 10.116 | 6.9254 | 5.1592 | 3.3901 | 7.017 | 9.3172 | 5.871 | 4.3975 | 10.847 | 7.4739 | 3.0995 | 6.2475 | 5.852 | 5.3709 | 6.8376 | 6.2462 | 6.7351 | 9.2376 | 5.9544 | 3.8966 | 6.1663 | 7.0944 | 2.561 | 6.5805 | 4.4307 | 6.2173 | 4.6343 | 6.8461 | 9.0669 | 8.6808 | 8.6283 | 4.2799 | 11.5139 | 5.6433 | 4.3855 | 4.8291 | 5.3473 | 6.6567 | 5.3539 | 14.4295 | 8.9768 | 7.1728 | 5.6363 | 5.5008 | 5.2809 | 4.7344 | 4.1632 | 6.214 | 6.3987 | 7.1337 | 5.7331 | 9.0101 | 7.5073 | 5.1245 | 4.6746 | 4.5247 | 9.2411 | 4.2656 | 6.2194 | 7.1691 | 5.5664 | 6.3195 | 8.9339 | 5.9285 | 3.4412 | 7.6325 | 4.9401 | 5.5226 | 12.9407 | 13.0856 | 4.5668 | 6.6437 | 4.3311 | 5.5405 | 8.0858 | 3.7302 | 8.4401 | 3.1421 | 4.8695 | 3.6987 | 7.9609 | 8.5272 | 6.7674 | 3.3949 | 9.3194 | 6.3505 | 5.5027 | 7.6218 | 7.2789 | 7.2344 | 8.6277 | 5.708 | 3.2309 | 7.1228 | 9.9968 | 5.9342 | 5.1518 | 5.2395 | 4.9335 | 7.949 | 4.1963 | 4.1527 | 7.4881 | 7.9888 | 6.278 | 4.0436 | 8.5611 | 7.9154 | 6.3404 | 5.5656 | 8.4126 | 3.7594 | 15.9685 | 7.8052 | 6.7287 | 9.0515 | 5.9601 | 2.9403 | 10.94 | 8.832 | 5.9084 | 7.1796 | 7.9588 | 4.8744 | 7.894 | 10.7372 | 4.2224 | 0.4279 | 4.1841 | 8.4279 | 5.7175 | 9.3492 | 6.1643 | 8.5433 | 5.9362 | 7.9346 | 10.2598 | 8.1656 | 4.0404 | 9.0501 | 11.306 | 9.7167 | 6.4614 | 5.0078 | 9.6499 | 6.1285 | 18.4496 | 8.1303 | 6.9136 | 10.002 | 3.9189 | 2.0079 | 0.14992 | 7.4314 | 4.0076 | 5.1956 | 3.7149 | 3.4924 | 6.0125 | 10.6991 | 8.1671 | 8.7656 | 8.6533 | 6.9854 | 5.5286 | 5.7719 | 5.4452 | 3.5849 | 3.8584 | 5.4347 | 4.7181 | 6.6243 | 10.5822 | 3.391 | 9.4927 | 12.4115 | 7.5178 | 5.5217 | 4.9727 | 13.1798 | 5.7727 | 4.3425 | 9.8486 | 2.0996 | 8.9956 | 7.3296 | 9.3674 | 3.7037 | 9.0268 | 11.1177 | 6.7133 | 9.3602 | 8.9152 | 5.5496 | 8.2894 | 5.3027 | 8.16 | 8.6322 | 5.4249 | 9.617 | 4.9231 | 7.2102 | 8.9235 | 8.084 | 2.222 | 10.3366 | 3.8033 | 7.8952 | 3.7235 | 9.0332 | 8.9658 | 5.6831 | 4.5369 | 5.4635 | 4.0384 | 6.6468 | 7.9151 | 2.9631 | 1.4365 | 7.9231 | 6.2898 | 5.2666 | 5.616 | 6.6295 | 7.783 | 6.9806 | 3.3219 | 3.0836 | 10.1372 | 5.575 | 10.6877 | 3.0581 | 16.8824 | 9.9652 | 6.3608 | 11.6004 | 5.5818 | 4.5555 | 8.5523 | 6.5028 | 9.9633 | 4.288 | 4.4488 | 6.1395 | 8.1957 | 2.7434 | 5.3967 | 3.9823 | 6.1252 | 6.1513 | 4.8305 | 11.9328 | 12.4799 | 4.1462 | 6.2147 | 10.1437 | 8.5896 | 5.0972 | 3.8246 | 11.7995 | 7.07 | 3.6473 | 4.1226 | 8.254 | 4.4884 | 6.747 | 5.4669 | 5.215 | 2.7633 | 4.7609 | 7.8129 | 7.9602 | 4.6628 | 3.3806 | 8.9012 | 5.0269 | 5.9947 | 12.2564 | 7.2064 | 11.6533 | 4.4367 | 6.9735 | 7.9193 | 5.2235 | 7.8309 | 3.7554 | 12.6806 | 3.7256 | 7.9453 | 3.5352 | 8.1229 | 0.84581 | 6.619 | 12.2005 | 14.3975 | 5.5264 | 8.1599 | 7.3072 | 3.8722 | 4.0299 | 7.6872 | 6.9364 | 9.3159 | 4.8352 | 5.3432 | 3.657 | 7.1108 | 10.0604 | 14.6009 | 6.2348 | 3.8363 | 2.1297 | 8.8398 | 5.5407 | 4.0537 | 2.6676 | 5.4668 | 4.2782 | 6.6735 | 8.3262 | 10.5839 | 4.3554 | 15.3399 | 6.004 | 12.5442 | 7.8471 | 5.0097 | 7.3323 | 6.0795 | 5.7399 | 10.2837 | 6.9684 | 9.5091 | 8.0252 | 8.2313 | 6.8749 | 8.3939 | 5.4376 | 6.0216 | 5.0492 | 7.3628 | 4.5516 | 7.8154 | 4.1344 | 7.9509 | 6.1737 | 9.1839 | 11.7231 | 8.2562 | 5.5815 | 8.5516 | 4.6135 | 7.8007 | 7.8965 | 4.1266 | 6.5616 | 3.3005 | 3.9433 | 5.2062 | 5.3595 | 5.3001 | 5.8584 | 3.0689 | 8.4186 | 17.0693 | 9.206 | 6.4986 | 6.8047 | 6.7094 | 3.9459 | 4.6137 | 4.4406 | 11.8591 | 7.1182 | 5.2934 | 5.1962 | 5.0368 | 4.3695 | 6.9987 | 11.2279 | 9.9959 | 9.1157 | 3.4952 | 9.8635 | 7.3876 | 9.385 | 6.9171 | 5.3943 | 5.5503 | 7.3879 | 7.4573 | 5.4627 | 7.1537 | 8.3914 | 5.4256 | 9.1415 | 10.8888 | 6.0532 | 7.836 | 5.6547 | 16.455 | 8.3319 | 3.1015 | 10.5329 | 11.1903 | 5.5379 | 7.3953 | 8.2196 | 4.8495 | 8.6679 | 7.2664 | 6.9289 | 3.3108 | 8.1585 | 5.6275 | 7.2764 | 5.6705 | 11.7916 | 6.0576 | 5.4425 | 12.6718 | 4.3644 | 3.8709 | 5.5741 | 3.1359 | 5.7529 | 3.8951 | 6.0858 | 7.4472 | 9.4296 | 8.8718 | 5.4908 | 9.5569 | 7.2165 | 3.1328 | 7.8724 | 9.7899 | 5.1116 | 12.0764 | 4.4288 | 9.6131 | 9.7539 | 4.7972 | 10.1353 | 4.381 | 4.175 | 7.8452 | 10.2496 | 5.4094 | 7.995 | 5.949 | 3.3914 | 4.3079 | 3.6577 | 5.1581 | 7.164 | 5.6488 | 8.2592 | 8.5348 | 5.8389 | 7.156 | 5.7718 | 5.7058 | 6.1316 | 8.2146 | 4.2316 | 6.8317 | 8.0304 | 4.7164 | 9.0832 | 6.5314 | 7.7682 | 5.6158 | 8.7055 | 8.6202 | 11.4471 | 7.8263 | 9.6187 | 4.2457 | 5.5171 | 9.1808 | 9.9109 | 5.97 | 6.7785 | 7.9944 | 6.5978 | 4.5851 | 5.0276 | 4.7133 | 3.4988 | 9.7342 | 4.8009 | 4.8069 | 5.3263 | 3.1117 | 10.7069 | 4.2671 | 4.6551 | 7.2294 | 12.1367 | 6.9698 | 5.9049 | 9.0825 | 6.5461 | 5.6475 | 5.2312 | 11.4072 | 7.1169 | 6.2886 | 5.7682 | 3.5569 | 9.954 | 4.5659 | 5.1585 | 11.2284 | 4.5125 | 6.4821 | 3.171 | 0.15544 | 6.7477 | 8.054 | 9.199 | 4.2259 | 8.9888 | 6.8185 | 6.378 | 5.2602 | 12.5359 | 4.3675 | 0.88965 | 4.069 | 7.9648 | 8.8439 | 5.2415 | 9.6219 | 5.0087 | 5.3767 | 8.6498 | 3.9519 | 5.9561 | 6.8733 | 9.9411 | 6.7405 | 8.286 | 6.2882 | 5.4039 | 4.5909 | 5.4317 | 10.8847 | 3.4019 | 8.4689 | 9.2102 | 6.012 | 11.0449 | 4.5594 | 3.41 | 11.7 | 7.0391 | 5.1878 | 7.2213 | 13.4979 | 5.1934 | 8.6797 | 8.4046 | 7.5459 | 5.0134 | 7.9876 | 13.1067 | 8.2285 | 6.7955 | 3.8326 | 0.12034 | 5.553 | 7.0431 | 5.6545 | 3.5093 | 12.8333 | 7.6565 | 6.94 | 9.5905 | 4.4174 | 7.56 | 7.9047 | 6.1943 | 4.4187 | 8.4403 | 7.6501 | 6.9002 | 6.6686 | 7.8631 | 5.1578 | 8.9542 | 3.6592 | 5.9205 | 6.5446 | 9.7133 | 4.8133 | 6.9996 | 8.4838 | 9.1857 | 7.8019 | 10.5881 | 12.5312 | 8.3079 | 6.2072 | 7.628 | 6.2053 | 7.1148 | 8.0221 | 5.0102 | 7.2189 | 10.2349 | 3.3855 | 7.6044 | 9.0854 | 8.1294 | 5.9099 | 4.3326 | 3.9768 | 3.7583 | 11.2158 | 6.7924 | 5.0813 | 6.0465 | 7.88 | 7.2807 | 4.5471 | 8.6854 | 5.3591 | 7.4088 | 4.8707 | 8.8252 | 9.9134 | 5.1365 | 4.6878 | 5.5552 | 4.2235 | 9.31 | 18.6016 | 10.5425 | 9.8042 | 5.6019 | 8.3707 | 4.1484 | 5.2129 | 4.3853 | 7.1701 | 5.5242 | 2.959 | 6.12 | 10.2247 | 4.9436 | 6.8658 | 3.3534 | 7.8128 | 5.3065 | 7.053 | 3.562 | 7.3194 | 3.3156 | 5.466 | 7.4887 | 2.7185 | 14.2104 | 7.7388 | 2.9706 | 6.0982 | 11.9555 | 6.4031 | 6.318 | 6.554 | 4.3924 | 8.5686 | 8.7834 | 6.2833 | 3.5677 | 2.4026 | 3.6591 | 5.7752 | 7.963 | 4.8694 | 6.9459 | 5.3009 | 10.4445 | 9.6575 | 9.2333 | 9.4936 | 10.744 | 9.5388 | 5.6455 | 3.9086 | 2.5378 | 7.959 | 5.6971 | 8.6182 | 5.3478 | 5.1256 | 5.7158 | 9.9432 | 2.6318 | 5.1879 | 8.4267 | 5.6274 | 3.9235 | 9.4455 | 10.0728 | 5.2529 | 6.7505 | 6.2439 | 10.4137 | 8.5183 | 6.4239 | 5.6597 | 5.2896 | 8.8804 | 5.6244 | 3.6811 | 12.2631 | 5.2705 | 7.2441 | 9.4396 | 4.4564 | 6.3653 | 10.7737 | 5.1276 | 2.4241 | 10.4357 | 2.5712 | 6.7665 | 11.4196 | 7.7794 | 3.0122 | 3.2862 | 7.0509 | 3.2859 | 9.686 | 9.9002 | 5.7037 | 4.7035 | 2.8241 | 3.463 | 18.4948 | 5.0196 | 15.0376 | 4.2647 | 10.3675 | 7.7862 | 10.8581 | 3.8032 | 7.542 | 4.0463 | 5.027 | 7.3088 | 6.9376 | 6.5563 | 8.2474 | 6.3715 | 5.6277 | 9.4749 | 5.3609 | 5.8662 | 5.1183 | 5.9197 | 6.2677 | 6.4017 | 4.5173 | 3.1127 | 6.5638 | 7.0054 | 8.1642 | 4.7393 | 8.5594 | 7.0792 | 8.7355 | 4.1169 | 3.5494 | 5.9195 | 5.3286 | 4.7294 | 11.5257 | 7.1287 | 6.217 | 4.8171 | 7.7306 | 0.079668 | 6.2431 | 5.5498 | 3.9058 | 4.5784 | 7.2563 | 6.5889 | 6.858 | 5.9754 | 4.4075 | 8.5373 | 5.8678 | 8.5735 | 6.9721 | 5.4446 | 7.7834 | 7.6423 | 8.5253 | 8.6973 | 3.9593 | 0.95415 | 10.0894 | 7.8028 | 7.7074 | 4.9926 | 5.1878 | 10.4062 | 6.6594 | 7.9488 | 6.8087 | 7.4581 | 7.4983 | 8.2736 | 4.3327 | 2.6345 | 10.8056 | 6.6444 | 7.3507 | 5.3108 | 5.8926 | 10.9042 | 4.5401 | 5.2124 | 5.38 | 5.6442 | 5.4698 | 10.0416 | 7.5652 | 4.6805 | 6.4635 | 6.5769 | 5.7078 | 5.9755 | 0.21134 | 5.663 | 4.2848 | 8.9775 | 9.1954 | 4.7189 | 8.1001 | 3.1198 | 3.7535 | 3.3376 | 5.5469 | 6.0953 | 7.643 | 6.1365 | 7.7166 | 8.2047 | 4.8383 | 6.4744 | 8.6403 | 5.016 | 5.6994 | 13.5102 | 6.1271 | 2.419 | 8.9148 | 6.5399 | 3.1493 | 4.5905 | 6.7546 | 8.2839 | 7.3088 | 3.1026 | 5.8882 | 5.0742 | 5.0125 | 10.5222 | 4.5953 | 6.3667 | 6.4655 | 4.3589 | 5.543 | 4.4476 | 2.4372 | 4.0594 | 3.9387 | 10.1674 | 5.3795 | 4.277 | 5.0639 | 4.3739 | 7.3738 | 5.4122 | 5.9487 | 8.1377 | 2.8502 | 5.5567 | 6.6753 | 6.2174 | 7.7155 | 4.7863 | 3.303 | 5.738 | 7.2676 | 10.6625 | 20.2871 | 5.619 | 2.9051 | 10.5653 | 5.2946 | 3.7413 | 5.6936 | 4.5693 | 6.8517 | 10.3755 | 4.0223 | 7.6863 | 4.4017 | 7.1708 | 12.4741 | 3.4121 | 2.9103 | 8.4953 | 6.2057 | 8.6267 | 5.6917 | 4.1336 | 12.5621 | 7.7919 | 4.1032 | 8.0907 | 10.4436 | 5.3027 | 4.9796 | 5.4094 | 6.5931 | 5.0164 | 11.8627 | 4.0405 | 6.7144 | 10.9986 | 7.7459 | 9.43 | 6.8501 | 7.8224 | 9.974 | 10.2879 | 1.2733 | 9.5109 | 7.7111 | 4.0242 | 9.1756 | 8.4887 | 4.7882 | 8.0209 | 3.8964 | 3.4178 | 7.6535 | 5.1 | 5.0827 | 8.5466 | 10.5763 | 3.8693 | 4.9815 | 5.0156 | 7.7157 | 10.1338 | 9.0567 | 7.0202 | 6.584 | 4.6116 | 8.3379 | 5.8548 | 5.4925 | 5.6852 | 8.9936 | 6.8008 | 4.4072 | 3.8704 | 4.4201 | 5.0531 | 2.2241 | 10.6471 | 7.6445 | 9.6583 | 4.6308 | 8.6333 | 7.142 | 6.2761 | 9.6177 | 10.7305 | 5.2746 | 14.2694 | 7.9498 | 8.4851 | 7.937 | 6.5923 | 4.1293 | 10.8445 | 8.3486 | 2.9365 | 11.2668 | 3.2149 | 5.2889 | 13.6187 | 6.2648 | 6.0923 | 6.7357 | 12.3057 | 7.3159 | 3.2105 | 5.8491 | 6.3492 | 2.6398 | 7.8586 | 5.2281 | 5.6724 | 10.1332 | 2.9216 | 7.6448 | 0.25629 | 6.743 | 9.19 | 4.505 | 2.5562 | 2.54 | 5.1569 | 5.8004 | 4.8039 | 9.8051 | 4.3821 | 5.0702 | 3.3383 | 6.1099 | 3.7029 | 6.491 | 5.3734 | 3.5545 | 4.346 | 6.6182 | 8.4083 | 3.9515 | 4.7445 | 5.0301 | 4.1011 | 8.1578 | 7.1085 | 4.1236 | 3.9864 | 8.1411 | 12.4741 | 5.7914 | 5.0697 | 7.2618 | 5.6305 | 7.9676 | 8.1177 | 5.5985 | 4.6059 | 9.5707 | 6.6595 | 5.1637 | 4.0101 | 11.1345 | 7.7423 | 9.9623 | 4.7972 | 3.1711 | 6.8752 | 7.2222 | 7.8006 | 9.2673 | 4.4888 | 5.5994 | 11.4502 | 10.9323 | 7.8007 | 5.0596 | 6.1519 | 4.387 | 5.2515 | 4.0292 | 4.8997 | 6.895 | 5.6535 | 6.7095 | 5.8917 | 7.6274 | 5.5004 | 6.5309 | 8.7968 | 4.4433 | 7.026 | 7.3176 | 3.7111 | 4.46 | 8.5209 | 8.1786 | 4.837 | 4.6005 | 6.2243 | 6.4324 | 7.4056 | 5.5565 | 6.4005 | 7.5005 | 7.7038 | 6.1854 | 8.4971 | 4.701 | 4.9305 | 4.5533 | 10.4883 | 5.7185 | 3.7928 | 9.8847 | 7.5155 | 9.2749 | 3.7506 | 8.5899 | 6.0815 | 7.4076 | 4.5843 | 6.7674 | 4.4346 | 6.0955 | 4.2595 | 6.1165 | 5.8278 | 6.254 | 8.6145 | 4.4661 | 10.164 | 9.5347 | 13.6026 | 6.2293 | 7.6243 | 8.9655 | 13.7798 | 5.6347 | 4.9703 | 9.7532 | 8.9548 | 6.4188 | 6.6297 | 5.8239 | 5.5813 | 8.4802 | 7.6862 | 6.6917 | 8.8814 | 4.743 | 7.6898 | 7.3169 | 4.4391 | 5.7244 | 4.7861 | 7.8781 | 5.9516 | 7.5157 | 0.13001 | 5.8906 | 8.8316 | 6.5777 | 8.5571 | 5.3297 | 9.1102 | 7.482 | 9.2535 | 4.7296 | 8.8671 | 4.5542 | 7.5566 | 10.4754 | 0.16881 | 8.0436 | 7.9317 | 5.4916 | 6.1527 | 4.938 | 7.6907 | 15.0782 | 5.9423 | 6.0049 | 10.2766 | 4.5802 | 3.7864 | 4.2399 | 6.6692 | 6.6237 | 8.348 | 5.1023 | 8.1715 | 3.6162 | 5.6092 | 5.8553 | 2.7578 | 12.2518 | 11.9395 | 9.3564 | 6.3562 | 10.9658 | 5.298 | 10.656 | 3.7421 | 11.3195 | 5.471 | 12.7313 | 9.4704 | 5.3616 | 8.9742 | 8.0833 | 0.71342 | 8.9562 | 3.974 | 6.4027 | 6.3643 | 9.8969 | 4.9481 | 4.6192 | 6.3957 | 10.8736 | 4.8742 | 6.6952 | 4.7245 | 4.7954 | 6.3898 | 9.3169 | 4.0173 | 2.6337 | 11.9896 | 5.9522 | 14.9755 | 7.8648 | 7.082 | 3.7606 | 4.5662 | 7.8515 | 7.1154 | 3.3474 | 9.6971 | 4.3515 | 6.9812 | 6.3903 | 11.2476 | 9.738 | 8.8384 | 8.9341 | 3.9916 | 9.1889 | 14.5646 | 6.0534 | 6.5467 | 5.2614 | 12.3229 | 9.0431 | 5.5413 | 5.404 | 5.6124 | 3.8496 | 5.8716 | 5.109 | 6.7424 | 6.1061 | 10.3198 | 6.7386 | 9.2432 | 6.4959 | 10.5519 | 6.196 | 7.8568 | 5.8446 | 9.0081 | 5.6774 | 6.8477 | 6.1753 | 8.5149 | 6.5896 | 2.3273 | 7.0352 | 4.132 | 10.5831 | 5.0376 | 7.4272 | 7.8857 | 5.4842 | 4.8802 | 6.7991 | 7.6915 | 7.2585 | 9.5969 | 5.4076 | 3.6746 | 3.3913 | 7.8567 | 10.3812 | 8.3783 | 4.1157 | 8.5163 | 4.3645 | 4.017 | 6.6579 | 3.5625 | 7.15 | 5.3706 | 7.7205 | 4.4012 | 4.7296 | 7.6922 | 4.3545 | 4.2199 | 5.9914 | 6.785 | 9.0698 | 3.7504 | 2.5728 | 4.8648 | 2.1211 | 8.1449 | 8.0475 | 6.7742 | 5.4221 | 6.7654 | 11.296 | 1.5595 | 12.0501 | 6.6186 | 5.3995 | 5.9935 | 6.2974 | 5.6856 | 0.3918 | 7.1412 | 7.4252 | 9.9425 | 6.8197 | 2.5817 | 3.5612 | 5.7741 | 5.476 | 6.2708 | 6.2545 | 5.6936 | 9.4006 | 3.4008 | 6.549 | 7.3966 | 6.1093 | 6.7739 | 9.5195 | 4.562 | 5.7846 | 6.882 | 14.4488 | 6.0519 | 7.7973 | 4.5675 | 2.9003 | 4.4777 | 4.1767 | 1.7272 | 6.6833 | 11.3265 | 7.6825 | 3.6976 | 3.095 | 5.4327 | 2.9776 | 7.3619 | 10.7387 | 11.637 | 7.4264 | 13.558 | 6.742 | 5.0775 | 6.2331 | 5.1655 | 10.4227 | 8.1969 | 7.9727 | 12.2101 | 5.2025 | 5.4792 | 5.8373 | 4.7154 | 5.0713 | 10.4324 | 3.4053 | 5.5664 | 9.9397 | 4.4051 | 7.4454 | 8.8073 | 4.056 | 4.7002 | 6.5481 | 3.7943 | 7.4941 | 7.2027 | 7.9521 | 2.9183 | 2.3923 | 8.0858 | 10.7497 | 8.3439 | 7.6981 | 3.8298 | 6.3263 | 6.4075 | 9.1207 | 15.4988 | 3.439 | 6.2874 | 7.5156 | 0.03124 | 11.3087 | 8.1149 | 10.1255 | 10.8273 | 8.1457 | 5.5603 | 5.617 | 12.3349 | 5.178 | 4.6393 | 5.4533 | 5.6305 | 6.5398 | 8.5222 | 6.5527 | 10.4058 | 11.1084 | 5.7691 | 6.8991 | 5.9486 | 6.0511 | 13.916 | 4.8274 | 2.5328 | 9.3894 | 8.8399 | 4.7455 | 5.4434 | 4.2875 | 9.9957 | 11.5182 | 6.6904 | 3.9751 | 6.0026 | 2.9902 | 3.1827 | 5.7624 | 4.5686 | 10.1505 | 13.5444 | 5.9192 | 3.6245 | 6.6739 | 3.2438 | 5.5218 | 8.6991 | 7.1687 | 4.3279 | 6.9711 | 8.9701 | 8.3309 | 9.7718 | 4.3519 | 6.0935 | 7.3037 | 13.9346 | 6.1705 | 3.6278 | 14.0992 | 7.0164 | 4.3148 | 7.7841 | 4.8835 | 7.2685 | 12.1816 | 0.05918 | 10.5076 | 9.8556 | 5.7899 | 6.3172 | 3.1142 | 6.1221 | 6.7467 | 10.4448 | 12.4608 | 7.0989 | 2.8822 | 8.1831 | 10.7974 | 5.175 | 7.6616 | 4.1324 | 5.1546 | 7.3905 | 7.1447 | 10.2212 | 5.0657 | 7.1554 | 7.0423 | 4.8962 | 14.5949 | 8.1804 | 7.7237 | 9.8777 | 2.9318 | 6.0286 | 5.4772 | 5.8945 | 5.5244 | 11.2992 | 4.7114 | 7.2436 | 6.2052 | 6.4569 | 6.2424 | 8.3623 | 5.2254 | 5.2574 | 6.4525 | 6.4225 | 5.6442 | 2.1755 | 9.3035 | 7.8037 | 7.1696 | 9.6691 | 8.3774 | 11.7139 | 13.5116 | 7.1922 | 5.2608 | 5.7773 | 5.917 | 9.6853 | 2.7812 | 11.3534 | 6.9041 | 0.067864 | 6.4847 | 6.1987 | 6.5287 | 3.6795 | 9.0899 | 12.869 | 6.3762 | 5.9899 | 5.4086 | 5.1419 | 6.3312 | 7.2987 | 5.6735 | 6.8407 | 4.2565 | 8.3877 | 7.3678 | 9.2801 | 7.6466 | 8.2637 | 3.4651 | 6.3354 | 6.2349 | 4.6218 | 4.068 | 5.9249 | 5.0329 | 3.4558 | 5.8461 | 5.0307 | 5.6176 | 7.6109 | 10.9154 | 2.7535 | 7.0209 | 4.8418 | 6.4037 | 5.8455 | 5.4445 | 4.4081 | 7.7173 | 6.9462 | 11.1176 | 6.575 | 7.2719 | 7.5785 | 6.634 | 3.7544 | 8.9378 | 6.45 | 6.962 | 5.4552 | 9.291 | 4.5953 | 14.7813 | 6.4859 | 6.5953 | 8.7513 | 5.7797 | 9.7939 | 3.246 | 6.2844 | 6.7279 | 3.9413 | 6.3587 | 9.9014 | 5.0152 | 4.809 | 6.7407 | 9.29 | 10.56 | 5.9384 | 8.6556 | 6.2357 | 13.1037 | 4.449 | 6.1842 | 5.9098 | 7.025 | 8.3174 | 7.6916 | 6.5236 | 4.2362 | 6.6132 | 5.44 | 8.2375 | 6.2592 | 6.4452 | 4.0521 | 4.4921 | 9.0469 | 8.3756 | 6.299 | 5.5057 | 9.5145 | 5.094 | 6.6253 | 6.2793 | 8.0929 | 9.5032 | 5.9892 | 6.2029 | 6.339 | 6.9285 | 5.5568 | 4.8357 | 2.9389 | 7.8332 | 4.4975 | 6.8978 | 9.3818 | 2.5046 | 6.86 | 4.5201 | 3.9477 | 1.7527 | 6.3476 | 2.7228 | 4.6668 | 11.97 | 9.9415 | 9.6818 | 7.361 | 4.3093 | 8.3538 | 5.68 | 6.5946 | 4.5388 | 1.8078 | 6.3414 | 5.8839 | 8.047 | 5.473 | 4.4561 | 13.2413 | 4.544 | 9.9908 | 7.8411 | 3.9635 | 5.6372 | 6.8373 | 9.4737 | 3.8852 | 6.6963 | 5.5583 | 6.7842 | 8.4768 | 8.9214 | 5.814 | 4.3341 | 11.0555 | 4.6934 | 5.8176 | 8.7971 | 6.3957 | 7.2038 | 4.4554 | 9.759 | 4.8056 | 10.1058 | 6.5579 | 8.0317 | 2.2911 | 8.5885 | 4.8693 | 11.172 | 8.5257 | 11.0594 | 9.152 | 8.2256 | 7.8687 | 6.5907 | 12.0008 | 3.3594 | 4.8014 | 9.0878 | 5.2915 | 4.5018 | 3.3236 | 5.1153 | 5.6636 | 6.1001 | 5.2945 | 7.3897 | 3.741 | 5.2583 | 11.7534 | 6.2274 | 10.3476 | 8.0961 | 3.8408 | 3.4498 | 6.8174 | 8.4205 | 12.3447 | 6.8838 | 10.4412 | 10.1833 | 9.4787 | 7.9863 | 8.0937 | 7.9263 | 7.625 | 2.5675 | 5.1304 | 2.401 | 9.3794 | 12.0322 | 3.8685 | 5.2637 | 7.1337 | 4.8099 | 8.0521 | 11.2102 | 6.7551 | 8.6038 | 5.2822 | 13.9707 | 3.8693 | 5.8895 | 2.9076 | 6.8836 | 14.0554 | 5.1892 | 7.4324 | 6.2799 | 2.3044 | 4.1554 | 3.9438 | 4.4762 | 9.8123 | 7.6014 | 12.2901 | 4.4723 | 3.2746 | 8.2815 | 8.9313 | 5.0961 | 4.2106 | 5.5339 | 4.8072 | 5.7608 | 3.6088 | 11.877 | 0.0027395 | 2.4337 | 8.7742 | 6.0478 | 8.2896 | 12.4747 | 4.1071 | 5.3894 | 9.0176 | 7.4156 | 13.1428 | 5.884 | 4.6111 | 13.2792 | 4.6935 | 5.4362 | 4.6442 | 7.6588 | 7.4433 | 4.9488 | 5.9742 | 5.1592 | 1.9269 | 4.7502 | 13.127 | 3.24 | 5.7905 | 4.6879 | 4.5026 | 8.5883 | 5.6678 | 13.5778 | 7.8354 | 6.4021 | 9.1104 | 12.3288 | 6.7477 | 6.5115 | 5.3927 | 2.6011 | 13.869 | 8.3263 | 7.9075 | 7.5983 | 10.8143 | 8.7514 | 6.009 | 3.1708 | 3.4379 | 9.2364 | 5.2028 | 3.4458 | 5.38 | 4.5058 | 10.0022 | 10.7656 | 4.9734 | 9.0309 | 11.9164 | 6.8026 | 4.2581 | 9.4288 | 7.1887 | 4.3365 | 8.5087 | 3.2056 | 4.9319 | 6.6925 | 6.4202 | 8.2908 | 4.5552 | 3.1407 | 9.203 | 12.1081 | 3.3265 | 8.0858 | 0.62514 | 4.3498 | 8.6658 | 7.7003 | 7.3948 | 5.8172 | 6.3728 | 9.318 | 9.8143 | 4.2464 | 4.6079 | 7.7203 | 6.4211 | 10.1844 | 5.4971 | 6.2195 | 9.677 | 5.2044 | 6.2897 | 10.1195 | 7.9794 | 2.962 | 8.1874 | 9.0459 | 3.7639 | 6.4329 | 12.5297 | 6.4331 | 6.3684 | 6.1983 | 3.0459 | 7.8851 | 5.6536 | 4.6257 | 6.4742 | 4.5825 | 3.4259 | 3.1971 | 6.5284 | 4.005 | 6.8709 | 8.0968 | 10.135 | 7.2143 | 6.8358 | 5.2808 | 3.2696 | 7.2056 | 5.658 | 15.2532 | 9.4361 | 3.6672 | 9.5873 | 4.774 | 6.9779 | 7.2452 | 4.6595 | 6.5995 | 6.4512 | 3.9735 | 4.7711 | 6.6399 | 4.814 | 11.0955 | 10.9559 | 4.435 | 7.4711 | 5.2824 | 6.0797 | 5.2785 | 7.8772 | 8.1309 | 12.1653 | 3.2945 | 9.3235 | 5.4363 | 5.847 | 7.1555 | 0.0031475 | 5.6351 | 7.7106 | 8.8185 | 5.7367 | 4.0276 | 6.5064 | 9.7105 | 6.5709 | 6.5061 | 5.9039 | 10.9501 | 4.259 | 6.3076 | 5.228 | 5.6838 | 3.513 | 5.5365 | 9.2442 | 5.9778 | 4.8822 | 5.6362 | 4.5421 | 4.9245 | 8.9871 | 12.6725 | 7.5814 | 5.5642 | 6.3185 | 6.1666 | 5.2194 | 5.0359 | 7.4681 | 1.2846 | 4.3453 | 5.302 | 9.4449 | 3.8991 | 8.9771 | 2.7253 | 5.0876 | 6.8546 | 3.5677 | 2.8989 | 5.0081 | 5.9885 | 8.2253 | 6.8441 | 6.4585 | 6.8933 | 5.7209 | 7.6344 | 4.9793 | 3.8298 | 3.3366 | 5.3399 | 10.4959 | 7.3943 | 8.172 | 6.5979 | 7.634 | 4.9031 | 13.4322 | 2.5439 | 5.5521 | 7.0218 | 5.6298 | 5.2477 | 5.244 | 9.9272 | 5.1762 | 3.8939 | 9.7364 | 11.212 | 2.9784 | 10.9824 | 8.2379 | 4.3589 | 3.5926 | 7.5137 | 5.1465 | 4.6339 | 8.487 | 11.5756 | 7.2819 | 5.7536 | 5.8756 | 5.9629 | 3.8246 | 9.5741 | 6.6136 | 2.8471 | 10.8691 | 7.9248 | 6.2658 | 5.5791 | 4.3122 | 5.32 | 5.2066 | 7.55 | 2.5172 | 8.3671 | 4.343 | 4.5871 | 5.6249 | 11.9653 | 5.9568 | 6.1133 | 4.7102 | 9.4857 | 7.2492 | 11.0285 | 8.6552 | 9.0095 | 6.9245 | 5.3759 | 12.0517 | 11.06 | 6.362 | 5.8761 | 4.6627 | 6.1677 | 4.6324 | 5.9374 | 10.7836 | 10.186 | 8.1126 | 10.6847 | 9.0166 | 7.5286 | 4.8074 | 6.1323 | 5.5123 | 9.3038 | 10.8621 | 8.082 | 15.0028 | 7.0744 | 4.3841 | 10.8206 | 7.2205 | 4.7318 | 7.7028 | 8.3226 | 9.9778 | 10.0244 | 5.7071 | 6.5274 | 3.8271 | 8.1483 | 6.0621 | 4.7886 | 3.7337 | 6.2914 | 5.4095 | 4.3334 | 2.6364 | 4.0713 | 2.9692 | 6.3825 | 9.0775 | 7.8959 | 5.1598 | 3.3588 | 10.6829 | 10.2808 | 16.2915 | 4.9264 | 6.1931 | 4.4751 | 5.1019 | 6.3623 | 5.3801 | 9.7657 | 6.5128 | 6.5068 | 8.2397 | 3.8815 | 6.3931 | 7.7905 | 6.8403 | 5.0723 | 1.4779 | 8.1058 | 5.8319 | 9.4993 | 4.8829 | 9.0476 | 4.3566 | 9.4034 | 6.9036 | 4.1076 | 9.9236 | 6.685 | 5.5837 | 6.1019 | 7.8781 | 7.2161 | 3.4926 | 4.2566 | 6.4817 | 4.8075 | 3.1733 | 3.8212 | 5.5546 | 4.4186 | 3.4558 | 2.5755 | 6.0984 | 3.4312 | 10.5188 | 5.366 | 6.7493 | 3.8843 | 8.6428 | 3.1451 | 8.3789 | 4.2684 | 4.5544 | 8.0105 | 11.3274 | 12.5229 | 8.5314 | 3.1709 | 11.778 | 5.6392 | 9.1371 | 5.3672 | 4.6713 | 4.8264 | 9.1528 | 17.4649 | 7.9893 | 9.3028 | 7.4097 | 6.8895 | 6.1209 | 6.4448 | 5.0844 | 8.5337 | 4.6237 | 10.7057 | 2.832 | 7.2167 | 6.4483 | 15.8416 | 6.3507 | 5.1162 | 5.7322 | 5.5774 | 8.7493 | 7.9683 | 5.9635 | 6.3232 | 7.3103 | 3.9613 | 3.9894 | 16.0912 | 4.1708 | 4.5006 | 10.6054 | 5.6681 | 5.9374 | 6.4773 | 5.8417 | 9.5902 | 6.8278 | 8.8606 | 4.9126 | 6.864 | 9.4035 | 5.529 | 11.4157 | 10.0457 | 6.2737 | 9.2375 | 8.2177 | 4.9544 | 5.188 | 4.1117 | 16.5529 | 8.5023 | 8.0709 | 11.7807 | 7.4386 | 7.4672 | 8.1352 | 5.4606 | 4.5842 | 6.2844 | 4.5686 | 5.6927 | 8.8903 | 7.3945 | 6.6966 | 7.6618 | 8.0659 | 5.5523 | 6.9324 | 7.8573 | 6.8636 | 6.5259 | 5.0389 | 3.7256 | 10.937 | 6.7984 | 9.8615 | 6.0376 | 8.2964 | 4.1988 | 5.2031 | 3.5722 | 4.3861 | 5.9505 | 5.0708 | 0.16883 | 5.7224 | 8.2567 | 5.0597 | 8.1845 | 9.5084 | 7.4766 | 8.2438 | 10.0111 | 8.7491 | 5.2906 | 11.6746 | 6.278 | 5.8277 | 6.6844 | 8.4662 | 2.8252 | 2.892 | 5.4694 | 6.4107 | 8.6585 | 8.4963 | 10.0001 | 5.3896 | 3.2068 | 4.9976 | 8.9859 | 3.6319 | 3.2022 | 4.9463 | 4.9922 | 6.8521 | 8.0582 | 8.3674 | 7.4126 | 11.5404 | 6.7762 | 11.2833 | 2.9636 | 5.3618 | 7.9706 | 8.1453 | 5.4328 | 7.8427 | 4.5552 | 9.223 | 3.5768 | 7.7954 | 3.1057 | 4.6598 | 7.4898 | 2.5404 | 8.7104 | 5.4988 | 4.672 | 8.8059 | 4.3331 | 5.4138 | 3.1551 | 6.7632 | 7.1222 | 5.1458 | 3.9284 | 3.8822 | 0.57878 | 9.2046 | 9.7222 | 6.3544 | 7.1399 | 7.34 | 5.537 | 3.6921 | 15.2492 | 3.5683 | 6.5868 | 3.7639 | 3.2759 | 5.8595 | 2.6279 | 10.7581 | 4.1679 | 7.2005 | 5.6806 | 7.8485 | 8.7068 | 2.7636 | 10.1474 | 3.8128 | 3.3537 | 4.7724 | 7.9013 | 10.3415 | 9.204 | 6.6554 | 11.2486 | 9.5362 | 7.0473 | 3.724 | 5.4685 | 13.8032 | 4.6437 | 5.5267 | 3.1869 | 8.9291 | 4.5867 | 7.1293 | 5.6115 | 4.2535 | 8.0809 | 8.9893 | 2.7609 | 3.2579 | 6.6688 | 8.9751 | 7.1528 | 15.0456 | 5.5811 | 8.4448 | 9.8161 | 7.9178 | 4.6863 | 7.253 | 6.5466 | 9.7164 | 4.3145 | 10.7953 | 6.8518 | 5.731 | 7.8483 | 6.2596 | 5.3368 | 4.4901 | 2.7984 | 5.9108 | 4.8662 | 11.4781 | 7.0397 | 8.8143 | 7.8883 | 4.7607 | 6.5578 | 5.774 | 5.4151 | 5.2465 | 7.0085 | 10.7681 | 6.8485 | 5.0051 | 6.2475 | 4.3087 | 6.1035 | 4.273 | 4.3399 | 6.3853 | 7.7734 | 7.4478 | 10.565 | 11.518 | 6.0078 | 11.7163 | 4.6806 | 5.0539 | 4.5532 | 5.1363 | 10.2872 | 17.9111 | 6.7748 | 5.3969 | 4.4927 | 11.4875 | 4.6602 | 8.4088 | 3.9775 | 2.7314 | 4.8162 | 8.4812 | 5.3747 | 7.2469 | 6.6799 | 7.3522 | 3.5548 | 8.0729 | 5.1491 | 5.5791 | 5.499 | 10.052 | 4.1866 | 4.8093 | 4.5232 | 5.6904 | 4.7792 | 16.3563 | 9.8558 | 8.3074 | 7.0735 | 4.6406 | 4.6895 | 5.361 | 5.5209 | 5.4424 | 9.6442 | 3.4444 | 7.4275 | 8.7025 | 8.2104 | 3.3177 | 8.6418 | 7.1588 | 7.1913 | 6.3843 | 13.2307 | 4.0613 | 4.1808 | 4.7229 | 6.4534 | 6.882 | 2.593 | 8.0986 | 4.8277 | 9.4641 | 6.0225 | 6.9812 | 5.159 | 11.224 | 10.3262 | 3.2509 | 4.3616 | 7.022 | 7.4452 | 5.7158 | 5.9323 | 5.0977 | 8.0502 | 8.569 | 9.5337 | 4.4251 | 7.5626 | 13.5213 | 5.4804 | 6.8502 | 7.2091 | 4.919 | 5.6717 | 8.8153 | 8.8432 | 8.4392 | 6.821 | 11.0951 | 2.4229 | 5.6085 | 10.3216 | 3.3202 | 8.8024 | 5.3294 | 8.5789 | 8.6451 | 8.9752 | 5.9313 | 2.7739 | 5.5839 | 8.8935 | 9.1843 | 8.8764 | 8.0177 | 1.8811 | 5.4706 | 7.7353 | 6.6993 | 8.7619 | 2.8824 | 7.3636 | 6.8426 | 5.5682 | 9.7918 | 2.7167 | 8.8754 | 2.5411 | 6.3634 | 8.3999 | 4.4317 | 5.493 | 5.2762 | 4.5096 | 3.1341 | 10.7137 | 8.2843 | 8.2885 | 7.8989 | 3.501 | 7.1828 | 8.097 | 10.3084 | 8.8952 | 7.3967 | 6.1268 | 11.6322 | 4.6216 | 8.3372 | 7.07 | 2.9638 | 4.4705 | 2.4897 | 9.0048 | 5.5402 | 15.0814 | 4.7623 | 4.818 | 5.4252 | 5.3321 | 8.738 | 7.1477 | 2.699 | 5.4154 | 7.7889 | 8.4026 | 5.9215 | 6.5952 | 5.3221 | 4.6116 | 13.132 | 9.9889 | 7.5469 | 5.6496 | 0.001486 | 8.2976 | 5.9608 | 11.5808 | 10.2223 | 5.8472 | 5.9716 | 8.2513 | 6.2093 | 3.882 | 6.2967 | 6.9261 | 3.9578 | 10.352 | 7.1427 | 9.2318 | 7.663 | 2.9308 | 8.918 | 7.2076 | 4.6293 | 7.943 | 4.946 | 8.9966 | 7.3069 | 6.0721 | 8.9379 | 11.5019 | 3.6044 | 7.0544 | 3.8111 | 7.0997 | 7.3226 | 5.0813 | 3.339 | 3.9108 | 10.0135 | 8.6103 | 6.5307 | 4.9035 | 8.8794 | 6.3978 | 11.4381 | 6.4336 | 5.3274 | 4.6108 | 2.5982 | 2.3851 | 7.24 | 4.0465 | 9.2737 | 13.2202 | 4.5233 | 3.1953 | 5.1532 | 6.799 | 6.3358 | 10.4023 | 5.6784 | 6.1836 | 9.3051 | 4.5469 | 4.9876 | 10.9964 | 15.5026 | 6.7891 | 4.4126 | 7.2511 | 5.7616 | 5.8209 | 5.0428 | 5.8515 | 4.2161 | 6.2168 | 4.5829 | 7.7076 | 5.4972 | 4.1217 | 4.8517 | 6.2438 | 3.7214 | 7.3454 | 9.291 | 4.4858 | 5.6059 | 3.4718 | 9.3994 | 8.963 | 3.6731 | 3.109 | 4.2122 | 8.6016 | 7.4571 | 7.3355 | 2.9252 | 6.4673 | 7.2328 | 5.1262 | 7.6095 | 6.9367 | 4.975 | 4.0937 | 6.6945 | 6.3552 | 5.5653 | 2.9403 | 3.1629 | 3.9439 | 3.7138 | 3.6535 | 8.3616 | 6.4892 | 10.6669 | 3.2438 | 7.6328 | 4.0401 | 11.2251 | 3.3126 | 7.4186 | 7.1812 | 5.2385 | 3.4747 | 4.4054 | 5.189 | 5.8131 | 7.677 | 12.144 | 9.591 | 4.166 | 4.9599 | 8.1735 | 7.2402 | 14.235 | 7.8109 | 6.1079 | 6.347 | 8.2294 | 5.0446 | 4.7575 | 10.5456 | 8.0648 | 8.4024 | 7.9221 | 6.5134 | 11.3222 | 9.9088 | 7.6588 | 6.7195 | 3.1184 | 5.5992 | 3.7262 | 11.9417 | 4.6403 | 4.3092 | 6.7927 | 7.5551 | 9.5649 | 4.7356 | 5.1304 | 4.9694 | 4.8706 | 8.5153 | 5.4623 | 4.5754 | 3.363 | 5.9659 | 3.8279 | 9.4387 | 8.5383 | 4.7551 | 16.6969 | 10.1366 | 4.1811 | 3.9239 | 5.7186 | 4.8621 | 5.3257 | 5.621 | 9.2447 | 5.6013 | 6.0531 | 4.1436 | 3.385 | 5.3224 | 4.6149 | 3.9532 | 10.0004 | 3.396 | 4.3989 | 2.4278 | 5.3871 | 7.7793 | 7.7167 | 4.3648 | 3.1699 | 7.3586 | 4.7547 | 3.76 | 7.0146 | 6.5519 | 9.9927 | 6.8936 | 6.3141 | 4.889 | 7.4077 | 9.4169 | 4.8883 | 5.733 | 7.715 | 4.6596 | 2.0776 | 7.9181 | 4.2118 | 8.1115 | 7.6546 | 11.5161 | 7.4565 | 5.4883 | 0.035609 | 9.4031 | 5.0834 | 15.9132 | 6.2317 | 6.5859 | 7.5459 | 6.4457 | 5.3278 | 4.3973 | 2.1717 | 7.2077 | 6.556 | 6.9746 | 9.3115 | 10.1924 | 9.3451 | 4.5279 | 4.5056 | 11.2696 | 8.3595 | 3.1446 | 4.0492 | 6.9788 | 5.6194 | 6.9852 | 3.2651 | 12.3005 | 5.6285 | 15.967 | 7.5405 | 8.1021 | 4.4312 | 2.5641 | 10.1665 | 4.7787 | 9.8273 | 8.2104 | 3.3567 | 6.6861 | 7.1885 | 5.5471 | 5.6698 | 7.4547 | 4.227 | 7.8054 | 8.7326 | 4.2071 | 3.9163 | 10.3591 | 7.2929 | 6.0289 | 6.3013 | 6.4348 | 5.1584 | 2.315 | 6.4297 | 8.8557 | 3.2123 | 3.1705 | 3.2548 | 8.1737 | 2.5273 | 9.6474 | 9.1156 | 6.0949 | 5.5191 | 6.3211 | 5.2904 | 7.1859 | 4.3679 | 7.2175 | 6.0895 | 6.7565 | 13.449 | 7.6358 | 5.8659 | 7.3467 | 4.0166 | 6.9624 | 10.6332 | 6.4947 | 4.7254 | 12.7493 | 4.8428 | 5.7811 | 4.042 | 10.5141 | 6.7645 | 12.8917 | 3.3919 | 5.0637 | 5.3637 | 8.6755 | 8.9493 | 7.4048 | 6.2751 | 9.9371 | 4.8511 | 8.8044 | 5.7541 | 17.5992 | 4.2345 | 8.099 | 6.2936 | 6.0811 | 4.448 | 11.9437 | 4.3666 | 5.6512 | 6.8008 | 5.223 | 2.8283 | 5.035 | 4.3926 | 3.6928 | 4.6765 | 5.8134 | 2.5523 | 6.1045 | 8.1506 | 11.3989 | 7.763 | 5.6084 | 7.8195 | 7.1867 | 7.107 | 8.1277 | 9.0142 | 6.8851 | 7.8808 | 8.6647 | 6.0227 | 4.062 | 7.213 | 4.5281 | 4.5454 | 6.0142 | 10.3172 | 8.9772 | 4.8353 | 5.4782 | 4.8603 | 16.9482 | 10.8607 | 4.8204 | 7.1426 | 2.9672 | 13.49 | 7.4837 | 4.8618 | 9.5201 | 6.4587 | 9.8231 | 7.5114 | 5.8384 | 4.7453 | 5.2642 | 4.4297 | 5.1979 | 3.9944 | 5.6366 | 9.8303 | 8.2091 | 4.2079 | 10.9567 | 5.892 | 5.0993 | 6.1628 | 8.428 | 5.2963 | 8.0357 | 4.7417 | 5.9777 | 6.5121 | 9.6087 | 8.5387 | 4.8312 | 4.5976 | 5.6692 | 4.873 | 4.6019 | 7.0618 | 11.2333 | 5.6063 | 6.1739 | 7.0447 | 7.1781 | 4.1582 | 7.5704 | 15.4479 | 4.7985 | 4.1786 | 5.2985 | 9.0819 | 4.4531 | 3.4446 | 11.0791 | 7.5239 | 2.9302 | 3.3541 | 3.8475 | 1.8646 | 13.1767 | 11.5665 | 8.6595 | 2.4954 | 7.917 | 6.0897 | 6.0583 | 5.9198 | 5.9862 | 5.8096 | 8.3257 | 4.7826 | 7.5596 | 3.3355 | 8.0531 | 10.8432 | 7.3899 | 7.0748 | 4.6386 | 9.8257 | 3.5048 | 5.6983 | 7.2813 | 8.5525 | 14.7993 | 6.7338 | 5.5542 | 4.8577 | 5.9137 | 7.6054 | 7.4188 | 3.6047 | 6.5276 | 3.6578 | 5.3349 | 6.4398 | 7.8736 | 2.8177 | 5.3446 | 6.1041 | 5.7188 | 4.0409 | 10.9492 | 9.1688 | 0.19489 | 6.4063 | 5.5983 | 8.8495 | 5.758 | 8.6754 | 4.723 | 3.6596 | 5.2066 | 6.3368 | 6.8123 | 10.8849 | 7.2453 | 6.9555 | 6.4971 | 1.5276 | 4.1828 | 3.6775 | 6.0952 | 4.575 | 6.5075 | 9.746 | 6.1002 | 10.501 | 7.2251 | 6.4779 | 8.2765 | 7.3873 | 9.0574 | 4.7468 | 9.1066 | 7.2407 | 3.4829 | 9.0901 | 6.9096 | 4.9917 | 6.7941 | 11.2433 | 5.2229 | 10.3694 | 5.0677 | 7.3054 | 5.0608 | 11.0088 | 8.9779 | 7.0005 | 6.9726 | 9.0615 | 7.7203 | 3.8642 | 5.2555 | 3.564 | 3.5889 | 5.4964 | 11.1382 | 6.7037 | 4.7914 | 4.3906 | 5.4933 | 10.0306 | 3.6491 | 12.6925 | 8.1488 | 7.7842 | 2.4786 | 4.9475 | 11.8249 | 6.9932 | 2.4867 | 5.1031 | 4.6687 | 7.2806 | 2.5346 | 8.4958 | 7.8978 | 3.0553 | 12.1514 | 12.2481 | 11.3074 | 6.6071 | 4.4421 | 4.9611 | 6.0816 | 5.166 | 9.4809 | 4.3053 | 13.784 | 6.802 | 4.8979 | 6.1595 | 7.0733 | 4.4895 | 6.4622 | 3.7497 | 5.5973 | 4.1955 | 5.659 | 7.0267 | 5.3411 | 6.8652 | 3.1452 | 4.379 | 10.5938 | 4.986 | 4.6583 | 10.1449 | 3.061 | 15.2106 | 2.5358 | 8.7351 | 9.1661 | 5.2799 | 4.2066 | 5.852 | 6.5204 | 5.1747 | 4.9417 | 7.1201 | 10.2919 | 4.3153 | 6.9889 | 11.2619 | 4.8912 | 5.0565 | 5.798 | 6.0942 | 6.8966 | 17.1456 | 6.4213 | 7.1652 | 9.6757 | 7.1913 | 5.2117 | 1.9513 | 6.9242 | 7.0204 | 4.1116 | 5.0948 | 8.9544 | 8.5422 | 10.3326 | 6.3761 | 10.4397 | 6.8637 | 8.741 | 2.4528 | 9.9103 | 6.6242 | 2.9315 | 13.3137 | 4.9335 | 3.4331 | 12.0188 | 7.6213 | 4.402 | 7.5837 | 7.4658 | 4.4033 | 8.0638 | 10.0234 | 8.5282 | 9.2774 | 8.0643 | 7.5439 | 12.6503 | 5.7021 | 6.03 | 5.0839 | 6.878 | 6.327 | 6.0901 | 8.748 | 8.9088 | 9.3189 | 6.812 | 7.9594 | 3.7441 | 9.9862 | 6.2059 | 5.0293 | 4.2804 | 6.3235 | 5.5361 | 5.0076 | 7.492 | 5.4099 | 7.0657 | 9.2371 | 8.812 | 3.9685 | 10.8028 | 7.0964 | 7.484 | 7.3043 | 5.2576 | 8.1212 | 12.0197 | 7.7557 | 6.7308 | 3.7458 | 6.2142 | 6.2017 | 12.2953 | 7.2586 | 10.9212 | 7.5442 | 7.4152 | 3.5619 | 4.6493 | 2.8786 | 5.4413 | 5.6344 | 4.6568 | 8.8698 | 5.0301 | 5.0224 | 9.2829 | 4.5988 | 7.4366 | 9.9249 | 6.9599 | 6.2861 | 3.5012 | 3.974 | 7.439 | 10.9682 | 5.4519 | 8.1203 | 12.4903 | 7.4195 | 8.0107 | 4.0625 | 8.1383 | 13.6575 | 9.6214 | 4.6236 | 9.9495 | 4.7192 | 8.2638 | 5.3681 | 11.1669 | 6.5681 | 1.951 | 4.7546 | 7.0694 | 10.8595 | 6.4361 | 9.6825 | 5.8228 | 5.3134 | 0.95698 | 6.5913 | 6.509 | 8.0646 | 4.6049 | 7.851 | 5.0681 | 8.2665 | 8.6415 | 6.4268 | 6.7212 | 7.5603 | 4.2487 | 8.5421 | 6.8252 | 14.666 | 5.9155 | 2.8062 | 10.0327 | 10.1133 | 6.8165 | 8.1811 | 5.5384 | 3.9799 | 10.6914 | 6.3588 | 5.4279 | 5.4661 | 4.6791 | 7.216 | 4.0223 | 1.611 | 10.7934 | 6.4546 | 6.4678 | 4.5041 | 9.9398 | 7.9734 | 4.0448 | 7.6525 | 7.8006 | 3.8445 | 5.7292 | 7.0472 | 4.1315 | 8.9674 | 4.1975 | 5.2818 | 5.3158 | 7.8036 | 6.4512 | 8.9268 | 8.3856 | 6.1794 | 6.77 | 4.908 | 6.1228 | 5.3366 | 6.2679 | 5.251 | 3.9039 | 6.4238 | 6.121 | 5.7644 | 4.3535 | 7.105 | 6.0381 | 4.8189 | 7.8661 | 12.6561 | 5.0689 | 6.942 | 5.2767 | 6.3496 | 6.896 | 6.0549 | 7.303 | 5.5512 | 5.4959 | 14.5451 | 4.7365 | 5.8788 | 4.9792 | 5.9652 | 11.8109 | 5.5353 | 6.1641 | 4.4558 | 9.0902 | 6.4176 | 3.4163 | 3.7225 | 9.4567 | 5.3178 | 7.0929 | 3.6352 | 11.5642 | 8.3587 | 6.9915 | 6.5004 | 4.5784 | 6.0344 | 8.6888 | 6.1593 | 6.473 | 3.2569 | 5.9674 | 6.6628 | 9.9679 | 1.6648 | 5.9414 | 8.9554 | 5.8899 | 15.5769 | 11.9698 | 14.6336 | 6.4187 | 6.3076 | 5.4645 | 7.4478 | 4.2168 | 3.6481 | 5.1207 | 7.2215 | 5.0203 | 5.021 | 9.002 | 2.655 | 7.1138 | 7.2914 | 5.4845 | 4.8195 | 4.8092 | 4.9743 | 15.1393 | 2.0759 | 5.6003 | 4.1064 | 12.8021 | 11.764 | 7.8686 | 9.1817 | 8.623 | 7.9753 | 6.4456 | 5.0873 | 5.9474 | 8.3258 | 6.4291 | 6.3288 | 5.7453 | 7.2687 | 5.6141 | 8.5005 | 8.9708 | 6.6754 | 8.382 | 5.6912 | 6.6612 | 3.2606 | 5.0153 | 7.0478 | 6.9081 | 6.7536 | 5.0739 | 9.3818 | 0.052719 | 5.5297 | 3.2105 | 8.0341 | 5.3478 | 4.7897 | 8.4735 | 4.4103 | 6.692 | 4.2245 | 3.7087 | 3.8355 | 9.7991 | 13.3926 | 8.6386 | 4.7303 | 3.2353 | 8.4169 | 4.0457 | 8.1514 | 8.5727 | 4.7941 | 5.5837 | 4.0666 | 8.6266 | 6.0469 | 3.5229 | 6.0973 | 1.8115 | 6.8838 | 4.2767 | 3.9037 | 7.4288 | 5.1493 | 3.5426 | 6.0285 | 3.4419 | 9.4396 | 8.3766 | 0.2279 | 1.2183 | 5.5928 | 4.0475 | 3.5679 | 6.6674 | 9.4927 | 5.7292 | 5.5524 | 6.2829 | 6.2779 | 4.6631 | 8.1934 | 7.1355 | 2.3968 | 13.2872 | 5.5528 | 2.2537 | 8.8799 | 3.0233 | 2.4578 | 7.7831 | 6.5042 | 2.4462 | 4.4791 | 6.4359 | 8.4966 | 5.2023 | 7.3511 | 3.3114 | 6.7793 | 7.6541 | 12.0301 | 5.3882 | 5.253 | 7.194 | 4.8554 | 5.1252 | 4.7076 | 3.2282 | 6.4403 | 9.7674 | 6.053 | 7.5958 | 7.2863 | 21.0353 | 7.6711 | 15.4738 | 4.7738 | 5.9642 | 7.8936 | 3.6961 | 5.7325 | 5.4182 | 5.1319 | 7.0164 | 6.1288 | 2.1499 | 7.2041 | 5.3269 | 9.9897 | 7.8674 | 5.286 | 16.7779 | 3.8453 | 13.2083 | 7.4613 | 8.0635 | 6.6918 | 11.6446 | 9.4705 | 8.8526 | 3.8101 | 8.0214 | 4.1881 | 6.9312 | 5.6566 | 3.3822 | 9.4011 | 7.4741 | 7.1752 | 7.8035 | 8.0964 | 5.5534 | 5.182 | 11.113 | 3.6859 | 5.5612 | 15.1782 | 7.6453 | 3.6323 | 8.5101 | 5.5791 | 8.203 | 6.0141 | 7.8233 | 6.9752 | 4.2348 | 7.3696 | 4.5613 | 4.5747 | 5.0042 | 7.1201 | 8.0715 | 6.7469 | 7.0691 | 3.6343 | 7.8496 | 7.4184 | 5.693 | 8.7416 | 7.1998 | 6.3003 | 7.7906 | 5.9741 | 7.5754 | 4.1769 | 6.0902 | 10.3056 | 4.4959 | 6.0182 | 1.828 | 5.079 | 12.9727 | 5.2156 | 5.8216 | 6.2002 | 3.6346 | 8.4742 | 8.979 | 8.6418 | 9.6878 | 7.8687 | 4.2082 | 7.8707 | 13.4348 | 5.8204 | 5.3903 | 7.7126 | 6.5749 | 3.1616 | 7.4238 | 5.9338 | 1.5252 | 7.5728 | 5.6728 | 6.1205 | 7.8613 | 17.2732 | 7.793 | 4.4383 | 3.2247 | 5.9667 | 8.5479 | 4.8668 | 9.1649 | 4.1039 | 9.417 | 9.0231 | 4.5678 | 4.2363 | 12.35 | 9.4421 | 4.43 | 4.3513 | 6.6721 | 7.0453 | 5.8414 | 5.3339 | 8.9746 | 5.7226 | 3.5945 | 5.8913 | 9.1283 | 8.0044 | 3.1909 | 10.653 | 4.1046 | 7.4811 | 8.6825 | 7.9054 | 5.471 | 2.5514 | 6.0982 | 7.4169 | 8.4341 | 6.0433 | 7.5055 | 5.8914 | 2.7919 | 7.2081 | 5.5457 | 4.3576 | 6.7533 | 5.4208 | 5.2089 | 5.5661 | 6.5279 | 5.3547 | 10.9447 | 6.0114 | 5.5374 | 6.7311 | 6.0502 | 8.4525 | 7.0407 | 4.5344 | 2.1912 | 7.7671 | 10.8661 | 9.7673 | 6.4569 | 1.8465 | 6.2975 | 4.9592 | 9.0345 | 8.5483 | 3.0931 | 5.4856 | 7.1143 | 3.1447 | 5.9162 | 8.5181 | 6.1454 | 9.0525 | 7.2826 | 10.4965 | 6.263 | 7.9012 | 4.3048 | 7.8835 | 8.6199 | 5.7789 | 18.1165 | 7.1901 | 7.2099 | 5.7649 | 4.1481 | 8.5626 | 5.6248 | 8.0378 | 5.6456 | 3.3312 | 5.6049 | 3.2873 | 7.7303 | 8.5995 | 9.345 | 6.3784 | 5.7943 | 5.8945 | 6.1168 | 9.2051 | 7.2219 | 5.5482 | 6.5053 | 9.0906 | 6.2587 | 7.3675 | 5.695 | 8.4687 | 7.6106 | 3.2005 | 4.1604 | 4.5668 | 7.5846 | 7.7678 | 13.8356 | 10.0665 | 8.2644 | 10.1398 | 10.8576 | 5.5173 | 7.8643 | 4.4857 | 2.6849 | 7.8563 | 4.6237 | 6.5348 | 4.4739 | 5.7208 | 5.9464 | 8.2025 | 3.6688 | 7.7692 | 6.1264 | 3.2463 | 4.6001 | 5.9118 | 9.2053 | 7.6655 | 2.9688 | 5.473 | 7.424 | 4.7329 | 5.0987 | 4.8865 | 4.224 | 3.5298 | 10.0603 | 7.3393 | 9.5188 | 6.5978 | 6.8116 | 3.6124 | 6.3883 | 2.8708 | 5.9914 | 9.5773 | 10.4288 | 6.2018 | 6.058 | 12.9317 | 3.829 | 6.9186 | 10.538 | 12.1885 | 3.7885 | 10.0196 | 8.1023 | 5.204 | 3.5486 | 6.6894 | 5.2471 | 8.9251 | 7.137 | 4.5146 | 2.9153 | 5.0867 | 3.4787 | 8.4955 | 11.4936 | 4.0154 | 6.7365 | 9.6058 | 4.5184 | 9.2824 | 5.2033 | 9.2303 | 7.7271 | 5.9085 | 4.9759 | 7.2671 | 9.8801 | 8.0935 | 8.7676 | 11.3477 | 4.0515 | 3.4324 | 5.4914 | 4.7874 | 10.7191 | 7.6185 | 8.1313 | 9.8968 | 2.8222 | 5.8167 | 6.5732 | 4.1252 | 7.2408 | 4.9342 | 2.9867 | 8.0191 | 14.5021 | 4.2797 | 5.3488 | 2.8225 | 7.8283 | 10.5596 | 7.1032 | 5.3043 | 1.2565 | 4.0584 | 7.9369 | 9.6645 | 8.9704 | 4.0793 | 6.5071 | 5.9145 | 4.744 | 11.7524 | 2.91 | 5.4554 | 7.2042 | 5.8212 | 4.7213 | 8.802 | 7.3365 | 4.9847 | 6.0827 | 6.3206 | 7.47 | 7.3599 | 4.1386 | 9.0436 | 7.9257 | 2.1849 | 7.6211 | 3.8164 | 8.2232 | 3.0321 | 4.5097 | 8.56 | 5.4663 | 4.8967 | 6.5664 | 7.6793 | 6.1645 | 9.8821 | 14.6495 | 3.5463 | 10.2764 | 8.6777 | 5.774 | 7.6229 | 2.3394 | 3.3724 | 7.4136 | 3.4583 | 13.5331 | 6.0015 | 4.6114 | 6.3529 | 10.9707 | 11.4885 | 4.2839 | 7.6377 | 2.5036 | 5.6418 | 6.0193 | 5.1913 | 4.522 | 8.3388 | 8.6898 | 16.392 | 3.9507 | 8.0461 | 5.7095 | 12.2043 | 4.7434 | 6.202 | 2.3273 | 6.9048 | 5.2943 | 4.6425 | 6.0194 | 8.6205 | 4.4132 | 3.3267 | 4.8878 | 6.6562 | 6.3818 | 4.9615 | 6.7343 | 6.5636 | 4.3779 | 6.6097 | 2.76 | 4.3809 | 6.6855 | 3.9243 | 7.7981 | 5.4376 | 3.0875 | 7.4562 | 5.868 | 5.8797 | 4.8691 | 8.7681 | 5.6358 | 5.206 | 6.8317 | 4.7644 | 5.4459 | 8.0005 | 5.5643 | 7.47 | 6.4449 | 10.3778 | 9.0235 | 4.7778 | 7.6414 | 4.397 | 9.9503 | 6.4006 | 6.2662 | 6.0251 | 5.9167 | 8.1544 | 4.7403 | 6.0152 | 6.5991 | 8.1774 | 4.738 | 3.5682 | 6.8602 | 6.7093 | 7.4073 | 9.7614 | 6.1776 | 5.8913 | 5.1441 | 8.641 | 10.117 | 4.8834 | 5.6616 | 5.7466 | 9.2912 | 6.2085 | 6.626 | 9.4475 | 10.3238 | 5.4035 | 6.0129 | 6.0886 | 4.4177 | 7.5741 | 13.4348 | 3.0768 | 3.6534 | 8.537 | 11.4352 | 3.1026 | 5.4596 | 8.3169 | 6.1831 | 3.8298 | 9.6047 | 7.1163 | 12.3578 | 6.9535 | 4.0258 | 4.5144 | 9.6323 | 2.79 | 7.4342 | 3.0803 | 7.7024 | 5.3294 | 13.2782 | 6.1615 | 6.0582 | 3.5411 | 3.2385 | 9.8811 | 3.8121 | 12.1267 | 9.7571 | 8.1022 | 5.476 | 4.232 | 8.4326 | 2.4467 | 4.6159 | 5.6057 | 5.9384 | 6.0657 | 4.7116 | 14.9706 | 5.9652 | 13.6589 | 5.141 | 4.6484 | 3.7425 | 4.9186 | 5.3941 | 7.9004 | 5.6286 | 5.187 | 11.4272 | 6.3531 | 13.6344 | 9.4295 | 8.0096 | 5.0966 | 7.2521 | 9.4545 | 4.6506 | 4.7298 | 6.7967 | 3.9582 | 3.7967 | 7.5933 | 8.3349 | 4.6313 | 9.7966 | 4.8089 | 3.6223 | 7.2002 | 7.8336 | 2.7587 | 4.6435 | 6.6808 | 6.8588 | 8.2104 | 5.483 | 8.38 | 7.6825 | 6.3909 | 7.7068 | 6.5871 | 3.4054 | 5.5547 | 7.2935 | 6.8259 | 6.7737 | 10.2212 | 7.4045 | 3.2177 | 4.8779 | 4.4839 | 11.7881 | 7.3569 | 5.004 | 5.7485 | 4.1421 | 8.9072 | 4.4312 | 2.911 | 9.3562 | 6.775 | 9.0733 | 10.8331 | 8.6038 | 9.6446 | 4.2999 | 6.6426 | 8.4428 | 11.752 | 7.3085 | 5.2439 | 4.7419 | 7.2185 | 6.6463 | 9.9444 | 6.4363 | 4.6192 | 2.7632 | 5.1231 | 8.7932 | 6.2049 | 5.2483 | 8.369 | 7.4997 | 5.2189 | 9.8521 | 8.9678 | 4.7951 | 4.4424 | 4.239 | 6.0625 | 6.7713 | 11.3487 | 9.547 | 12.6437 | 6.7964 | 5.1921 | 13.7885 | 3.7067 | 5.8029 | 3.7806 | 6.0778 | 7.5452 | 8.8639 | 3.1765 | 13.7463 | 10.6057 | 6.663 | 5.5229 | 3.0161 | 13.1761 | 7.679 | 7.0839 | 6.9421 | 6.1541 | 3.7264 | 7.1563 | 6.4936 | 12.1372 | 8.5578 | 6.9961 | 2.8848 | 2.7495 | 7.6453 | 6.5651 | 8.7541 | 4.5647 | 7.6335 | 4.3191 | 7.3364 | 9.8247 | 4.5451 | 1.5331e-05 | 4.7329 | 4.7315 | 5.0446 | 8.353 | 8.8201 | 2.8256 | 3.6742 | 4.5849 | 11.6871 | 5.6504 | 15.3566 | 6.4913 | 7.2487 | 8.1599 | 14.3587 | 4.7416 | 6.0636 | 5.7009 | 6.2616 | 3.8012 | 3.8933 | 5.5107 | 8.0497 | 3.5162 | 4.3376 | 6.9182 | 6.8973 | 10.3774 | 6.2882 | 4.73 | 2.2557 | 5.1065 | 6.9075 | 6.5474 | 6.3007 | 2.5465 | 3.4566 | 7.562 | 9.6146 | 9.3265 | 4.8552 | 3.2557 | 4.4623 | 5.604 | 5.4869 | 8.319 | 12.4687 | 8.6532 | 10.1708 | 7.2105 | 9.4741 | 2.4188 | 3.945 | 7.6307 | 5.9031 | 7.0727 | 4.8097 | 3.3474 | 4.7883 | 9.0413 | 4.7272 | 6.3249 | 11.3865 | 7.5126 | 9.8634 | 7.6819 | 8.4763 | 6.2996 | 9.7696 | 3.803 | 11.3236 | 8.5715 | 6.3206 | 8.6172 | 4.6022 | 10.6891 | 8.852 | 6.513 | 3.8859 | 4.1121 | 6.5607 | 2.9071 | 6.6548 | 5.9009 | 5.524 | 10.6246 | 15.8459 | 10.064 | 5.1991 | 6.9273 | 2.8446 | 7.4617 | 4.6196 | 7.351 | 7.6763 | 4.6012 | 7.2607 | 7.2662 | 9.3521 | 4.8772 | 7.5181 | 8.8 | 9.0179 | 9.7023 | 10.824 | 4.6083 | 5.9693 | 8.8377 | 5.543 | 5.5344 | 9.7346 | 5.3869 | 7.0147 | 3.1294 | 4.009 | 3.8208 | 5.6353 | 8.0784 | 13.2796 | 8.1988 | 9.3302 | 5.7735 | 6.219 | 5.4467 | 11.0774 | 6.0796 | 13.6824 | 8.0203 | 7.3543 | 4.946 | 3.6556 | 2.91 | 4.9389 | 5.7079 | 4.9059 | 5.6864 | 4.0047 | 14.0389 | 9.4399 | 4.7878 | 8.4435 | 5.3581 | 5.6032 | 8.3793 | 8.5247 | 3.2673 | 2.7764 | 7.8772 | 6.0723 | 3.6543 | 6.2199 | 2.5693 | 9.695 | 5.4242 | 5.9218 | 5.612 | 9.8768 | 4.7206 | 11.1325 | 6.0153 | 8.1802 | 10.9974 | 6.7379 | 8.77 | 3.8149 | 12.0921 | 5.6187 | 13.342 | 6.5502 | 7.3841 | 4.3387 | 8.869 | 8.9299 | 6.7394 | 5.699 | 4.9158 | 4.3186 | 6.8271 | 14.4756 | 8.7274 | 2.4597 | 9.0203 | 5.5017 | 4.4298 | 7.1105 | 6.2121 | 4.8516 | 7.9454 | 2.7906 | 8.4078 | 10.2113 | 8.8533 | 6.5311 | 4.1491 | 10.4153 | 3.8691 | 6.078 | 7.8523 | 9.1824 | 8.6799 | 6.428 | 7.9685 | 6.0075 | 6.1932 | 7.693 | 8.9693 | 5.6464 | 6.827 | 8.6616 | 6.5756 | 7.1167 | 6.1293 | 2.9286 | 8.6716 | 6.8256 | 8.1696 | 9.6628 | 9.7289 | 4.946 | 3.5569 | 7.2724 | 4.6351 | 4.5274 | 2.5501 | 5.7179 | 5.3992 | 3.0541 | 3.9201 | 7.781 | 6.5446 | 1.8412 | 5.4977 | 7.7565 | 7.5637 | 4.4051 | 3.6408 | 2.2406 | 5.7168 | 6.5314 | 3.7153 | 1.9167 | 3.2621 | 4.7632 | 5.1136 | 3.4454 | 8.7856 | 7.5124 | 3.799 | 7.5076 | 6.1218 | 4.4924 | 3.0779 | 9.7083 | 6.3968 | 6.5191 | 9.0851 | 4.4827 | 8.5289 | 4.3396 | 4.5315 | 5.9692 | 6.509 | 8.9313 | 4.7938 | 5.9832 | 3.8803 | 6.4807 | 10.3388 | 5.8316 | 8.4493 | 9.4276 | 14.9576 | 6.9661 | 8.9321 | 4.3966 | 5.6841 | 7.3597 | 3.9897 | 4.0809 | 8.5885 | 7.7833 | 5.7588 | 6.6955 | 3.0185 | 6.6994 | 14.9027 | 5.8004 | 5.8896 | 4.0308 | 7.4029 | 7.9981 | 12.9009 | 8.7448 | 7.5483 | 6.4939 | 7.5527 | 6.3938 | 2.8996 | 5.5269 | 4.3153 | 7.0834 | 3.7033 | 5.4766 | 8.4221 | 4.4217 | 7.0448 | 6.2015 | 5.8772 | 8.6739 | 5.934 | 4.9679 | 6.035 | 7.7999 | 9.092 | 3.414 | 8.3728 | 3.9479 | 5.9205 | 9.9271 | 12.2316 | 0.048017 | 2.6706 | 4.7437 | 4.6466 | 6.755 | 3.3301 | 4.7114 | 6.4769 | 9.6267 | 12.189 | 9.9738 | 7.059 | 3.5209 | 5.1075 | 4.7711 | 7.4717 | 7.9789 | 7.1525 | 6.3434 | 12.2894 | 7.1718 | 5.7702 | 8.8048 | 5.4007 | 5.0433 | 10.6617 | 2.4583 | 3.7284 | 6.1153 | 5.7896 | 5.2478 | 4.6949 | 7.7923 | 4.6248 | 4.9427 | 8.451 | 6.9012 | 6.9849 | 5.598 | 5.9163 | 7.2791 | 7.0288 | 10.41 | 8.5355 | 6.0303 | 4.7158 | 5.551 | 11.9512 | 3.3691 | 4.1576 | 8.2293 | 7.8754 | 11.8488 | 5.1915 | 4.3759 | 3.0165 | 4.9795 | 12.1365 | 4.3335 | 8.5091 | 2.4359 | 5.4999 | 8.5911 | 7.6396 | 6.6367 | 8.2302 | 12.0197 | 3.4859 | 5.9353 | 2.8803 | 4.8535 | 12.7408 | 11.2955 | 11.2278 | 13.4253 | 2.7339 | 4.2613 | 5.0933 | 3.7921 | 5.3462 | 4.4328 | 7.3369 | 4.3236 | 14.1583 | 10.8182 | 5.4809 | 3.7571 | 4.0836 | 5.9392 | 5.8771 | 5.5029 | 5.5699 | 5.8089 | 3.997 | 5.5957 | 7.1614 | 8.3537 | 5.5973 | 8.3645 | 7.3857 | 7.1306 | 13.0183 | 7.1341 | 2.6649 | 3.1385 | 7.2447 | 6.7277 | 6.735 | 5.4463 | 5.5634 | 11.0088 | 11.289 | 3.4409 | 5.6411 | 8.676 | 4.8528 | 4.9411 | 7.9899 | 4.446 | 5.07 | 5.9719 | 8.2749 | 8.149 | 7.5843 | 6.0782 | 8.7457 | 8.7396 | 5.2167 | 9.0428 | 5.6369 | 5.1337 | 7.0714 | 7.2969 | 10.5414 | 3.6753 | 4.1269 | 6.6282 | 5.7444 | 8.1738 | 2.8795 | 5.582 | 2.8678 | 3.1206 | 5.5109 | 5.3199 | 8.2667 | 8.9079 | 5.8206 | 5.0137 | 6.3423 | 5.7582 | 6.9247 | 3.6826 | 8.8227 | 4.7001 | 5.4044 | 5.5047 | 6.4532 | 8.0212 | 1.8561 | 12.78 | 8.9931 | 5.0102 | 7.0977 | 9.499 | 8.1405 | 5.7401 | 11.2345 | 4.4768 | 5.1272 | 8.7642 | 3.7881 | 12.1499 | 9.1908 | 5.3299 | 3.4919 | 3.8166 | 3.0879 | 12.5659 | 4.4934 | 7.9616 | 7.0054 | 6.7439 | 10.8684 | 3.9816 | 2.5663 | 9.2444 | 10.3974 | 9.8892 | 5.7679 | 5.327 | 10.2402 | 4.5604 | 7.9767 | 5.44 | 4.3041 | 3.5908 | 4.3336 | 3.3271 | 13.363 | 9.6427 | 7.2717 | 4.5963 | 4.6965 | 6.8483 | 6.9148 | 17.565 | 5.6852 | 5.383 | 5.3669 | 6.4425 | 4.3984 | 7.6541 | 5.0573 | 4.5436 | 8.3311 | 8.9915 | 8.6363 | 5.7735 | 7.2825 | 7.3209 | 6.3736 | 5.6156 | 8.8388 | 6.4252 | 6.6372 | 9.8926 | 6.7616 | 15.8818 | 6.1381 | 10.1111 | 7.9541 | 2.7527 | 3.3679 | 2.4239 | 8.0651 | 7.9717 | 4.8448 | 7.6885 | 5.3037 | 7.0546 | 8.0888 | 4.346 | 2.1126 | 5.0238 | 11.8828 | 6.9759 | 7.3987 | 9.9397 | 12.7527 | 6.4477 | 7.9967 | 4.4299 | 5.3263 | 5.0118 | 10.3047 | 12.7025 | 6.6851 | 7.4982 | 10.2688 | 6.9989 | 11.1305 | 3.0647 | 5.6898 | 5.4203 | 6.7709 | 8.4375 | 5.5685 | 3.107 | 6.0301 | 4.4616 | 0.79104 | 5.0296 | 6.8752 | 7.9034 | 9.2704 | 0.085305 | 13.3996 | 5.7867 | 6.9797 | 2.5459 | 10.4665 | 3.8567 | 8.1677 | 11.6857 | 3.3062 | 13.7537 | 7.5754 | 5.1574 | 6.251 | 6.658 | 6.6046 | 3.4224 | 6.6627 | 5.2635 | 3.7852 | 5.6777 | 3.9428 | 6.0224 | 5.0816 | 6.5475 | 9.8109 | 4.5843 | 12.3833 | 7.0092 | 7.3577 | 9.703 | 5.2825 | 8.4996 | 3.8099 | 9.7549 | 6.1654 | 3.7512 | 1.8817 | 6.3969 | 6.9591 | 6.501 | 3.5156 | 5.8008 | 7.9061 | 6.1742 | 3.9229 | 9.4347 | 2.8717 | 4.3963 | 5.3343 | 4.2819 | 12.3803 | 3.9613 | 3.2977 | 7.9064 | 11.9977 | 9.2855 | 11.8065 | 6.3109 | 4.3519 | 10.9849 | 5.4839 | 2.6261 | 5.3862 | 11.0027 | 7.1256 | 3.2196 | 7.6857 | 3.9196 | 4.4414 | 3.8934 | 8.5358 | 9.6207 | 10.0141 | 6.303 | 5.8661 | 6.9287 | 14.8365 | 1.8644 | 7.4237 | 3.044 | 9.582 | 5.9162 | 8.2752 | 6.07 | 7.8213 | 6.7296 | 6.2376 | 6.9708 | 3.9067 | 9.8374 | 9.4305 | 6.86 | 4.2736 | 7.5217 | 3.2519 | 6.6167 | 4.8983 | 7.7503 | 14.3965 | 9.5675 | 3.3078 | 5.8664 | 6.8925 | 4.2962 | 8.5858 | 2.8662 | 4.2501 | 5.8758 | 4.3417 | 16.1196 | 6.72 | 7.0538 | 4.9763 | 4.1182 | 4.3504 | 7.9135 | 5.7421 | 8.9761 | 3.6006 | 14.3213 | 6.5669 | 5.2481 | 8.3782 | 4.8488 | 8.5504 | 4.2643 | 5.0671 | 4.428 | 1.1197 | 6.9051 | 8.1335 | 7.9546 | 4.7589 | 6.7661 | 4.6964 | 7.1996 | 7.4333 | 7.7274 | 3.973 | 6.601 | 9.3812 | 3.5724 | 7.0273 | 7.4073 | 11.4876 | 7.3948 | 9.6765 | 2.5912 | 4.6352 | 9.9713 | 4.7472 | 0.0028556 | 7.9354 | 7.0438 | 5.0323 | 3.9856 | 9.7489 | 4.9301 | 2.0137 | 8.5215 | 11.9946 | 6.2668 | 5.8406 | 3.9914 | 7.7696 | 4.6723 | 3.8039 | 8.0861 | 9.258 | 7.4353 | 4.7202 | 4.6897 | 6.5045 | 4.5093 | 4.9667 | 8.1497 | 6.0884 | 2.098 | 8.3212 | 6.5842 | 9.0196 | 13.4769 | 9.9236 | 7.1247 | 5.3814 | 15.1291 | 7.7211 | 18.2999 | 8.8816 | 6.7713 | 7.464 | 9.4555 | 6.0126 | 3.8208 | 6.223 | 8.0336 | 6.9127 | 5.6821 | 4.8571 | 5.8947 | 4.874 | 8.1244 | 7.8358 | 12.4039 | 4.508 | 16.1552 | 2.7712 | 4.4707 | 3.2471 | 7.5941 | 6.5085 | 6.547 | 4.1107 | 13.2767 | 7.6575 | 6.3064 | 9.9134 | 4.7999 | 7.6252 | 5.0828 | 4.5586 | 5.6644 | 4.8004 | 5.3485 | 6.3947 | 8.902 | 6.2065 | 9.2492 | 3.8413 | 5.2324 | 3.2992 | 5.7298 | 11.094 | 6.303 | 7.0148 | 4.6855 | 5.5609 | 17.993 | 3.6512 | 5.9126 | 4.2965 | 7.7718 | 6.4438 | 6.0595 | 7.8732 | 5.8401 | 4.5969 | 4.9589 | 4.8926 | 7.5529 | 11.5817 | 4.4601 | 2.7132 | 7.669 | 11.3363 | 5.6323 | 5.5703 | 4.628 | 8.9743 | 6.3346 | 5.2804 | 4.5882 | 10.8649 | 9.546 | 8.685 | 6.4338 | 7.3727 | 4.7535 | 6.3121 | 7.5812 | 6.8969 | 5.4689 | 6.2929 | 2.7593 | 5.353 | 8.4861 | 10.1453 | 7.0033 | 4.5013 | 13.6547 | 9.3388 | 8.1384 | 5.8801 | 3.5182 | 18.2184 | 4.7639 | 7.0013 | 6.4279 | 6.1672 | 6.158 | 5.2107 | 5.1574 | 7.8353 | 7.172 | 9.169 | 8.9219 | 3.6056 | 2.98 | 6.8147 | 6.9117 | 8.1579 | 7.0834 | 8.3963 | 3.6866 | 5.7304 | 9.2939 | 5.5549 | 13.3762 | 3.4037 | 5.194 | 6.208 | 6.7348 | 6.8378 | 8.6161 | 6.161 | 15.2892 | 11.3149 | 7.797 | 6.8488 | 5.5114 | 2.7638 | 2.5595 | 7.1371 | 5.757 | 4.7277 | 5.4706 | 6.1589 | 4.7485 | 3.8164 | 2.3057 | 6.0474 | 4.664 | 8.9719 | 3.9355 | 7.9179 | 7.2999 | 5.6396 | 7.0108 | 3.5753 | 0.26258 | 10.055 | 5.8329 | 9.5528 | 11.2971 | 4.0826 | 5.2351 | 10.5116 | 7.1535 | 10.1496 | 8.656 | 3.3303 | 4.9737 | 4.4772 | 7.2727 | 6.0805 | 9.3914 | 5.3992 | 7.6165 | 3.3046 | 6.3536 | 5.8289 | 3.0837 | 6.1903 | 5.8311 | 5.8714 | 5.1829 | 6.5043 | 2.6826 | 7.0425 | 3.6108 | 9.4326 | 11.4056 | 8.6522 | 4.2599 | 11.482 | 7.6072 | 9.1814 | 4.6186 | 5.0349 | 7.8828 | 8.004 | 5.5118 | 5.0633 | 13.0911 | 6.4164 | 7.4246 | 1.9374 | 4.7498 | 9.3293 | 10.2848 | 5.556 | 5.8434 | 4.4763 | 3.9458 | 4.3716 | 13.7595 | 7.8912 | 4.7312 | 7.4728 | 7.1682 | 6.82 | 3.6823 | 4.9737 | 9.2711 | 5.7869 | 3.7362 | 3.5435 | 10.0482 | 3.7264 | 4.8744 | 4.9075 | 3.6269 | 6.6863 | 7.0519 | 6.0751 | 10.6839 | 4.2 | 18.1328 | 7.4598 | 4.949 | 5.1234 | 5.8158 | 8.2586 | 5.2463 | 7.6775 | 5.6239 | 8.2432 | 9.2016 | 6.3644 | 7.1515 | 9.8399 | 3.8585 | 5.5225 | 10.3752 | 7.8406 | 5.2655 | 8.7031 | 7.5003 | 4.2027 | 9.999 | 6.5183 | 5.7498 | 5.647 | 7.2607 | 7.6289 | 7.8549 | 7.7888 | 4.6488 | 6.7142 | 4.04 | 6.4741 | 6.8725 | 8.0843 | 7.7179 | 8.0884 | 6.1982 | 2.5575 | 4.0311 | 7.3745 | 4.5164 | 6.1068 | 4.494 | 6.3716 | 3.4545 | 6.4645 | 8.5966 | 6.5421 | 7.4771 | 7.1148 | 11.2965 | 4.241 | 7.8579 | 11.667 | 7.7724 | 7.7399 | 4.5703 | 3.0273 | 6.1508 | 6.8742 | 12.5009 | 5.7806 | 5.4142 | 9.4362 | 8.6992 | 7.8418 | 5.4566 | 5.8802 | 11.0439 | 3.5446 | 0.37915 | 5.239 | 12.7234 | 10.2074 | 6.126 | 4.6563 | 4.8422 | 3.6107 | 8.3522 | 5.7679 | 5.6494 | 7.0854 | 7.6513 | 11.0489 | 6.9472 | 5.6541 | 6.8662 | 8.6052 | 6.5122 | 4.9881 | 3.7884 | 3.8066 | 5.9456 | 7.7529 | 8.5496 | 5.3222 | 7.5 | 6.2885 | 6.0042 | 7.8748 | 7.3196 | 3.2349 | 4.282 | 5.6071 | 5.6557 | 7.6211 | 7.7075 | 7.2035 | 12.5108 | 8.8342 | 3.8293 | 10.1366 | 7.7838 | 2.991 | 5.5826 | 5.2433 | 6.0623 | 13.1638 | 2.5682 | 8.2347 | 6.1775 | 3.0736 | 8.5 | 14.2976 | 7.1487 | 9.179 | 6.7754 | 8.4141 | 6.5397 | 5.4045 | 12.0628 | 5.7081 | 3.594 | 5.0231 | 10.2699 | 7.1913 | 6.6497 | 5.8284 | 5.8565 | 6.2081 | 7.1398 | 3.5219 | 4.2832 | 5.2339 | 7.9188 | 5.4194 | 1.3922 | 9.5474 | 8.2024 | 13.6618 | 6.0223 | 3.9448 | 5.8539 | 4.0517 | 6.0556 | 10.8204 | 11.1014 | 8.1489 | 10.4441 | 6.4441 | 10.4602 | 7.7235 | 5.8078 | 6.4515 | 8.3833 | 6.8869 | 7.6595 | 3.4016 | 10.4029 | 6.1846 | 3.005 | 14.2553 | 9.3644 | 4.2078 | 9.1182 | 7.6237 | 6.4999 | 7.5714 | 6.641 | 6.4486 | 5.0993 | 2.6595 | 5.6623 | 5.3026 | 7.467 | 4.4747 | 4.7409 | 11.6238 | 6.0071 | 3.8057 | 9.3637 | 7.6387 | 4.5436 | 3.4073 | 7.925 | 6.0048 | 4.5304 | 5.7372 | 4.5347 | 9.0841 | 11.1056 | 5.9925 | 6.424 | 6.2461 | 6.6389 | 5.2961 | 5.5135 | 6.6434 | 5.8428 | 18.4478 | 5.7543 | 5.5304 | 10.9039 | 8.3565 | 8.1495 | 9.8867 | 10.2409 | 5.1646 | 7.4044 | 3.2307 | 4.5818 | 9.6845 | 7.4905 | 8.747 | 9.0032 | 6.9769 | 7.3213 | 4.0043 | 4.5255 | 6.2181 | 6.5949 | 6.4203 | 3.3752 | 8.6011 | 7.3214 | 7.1136 | 10.4172 | 5.1575 | 5.3482 | 4.5183 | 6.6685 | 4.7697 | 9.1453 | 6.4264 | 8.0259 | 5.7744 | 11.3773 | 9.4721 | 2.0152 | 5.0761 | 5.3732 | 5.4067 | 6.025 | 8.4644 | 6.6536 | 4.3207 | 9.8741 | 8.794 | 5.8043 | 5.3599 | 9.7629 | 4.8451 | 12.0142 | 6.1036 | 3.3991 | 9.8908 | 5.944 | 14.3505 | 7.8365 | 4.8586 | 5.3435 | 11.6554 | 6.7532 | 8.3919 | 4.3937 | 6.1113 | 11.6707 | 5.0494 | 11.7395 | 7.4843 | 9.0567 | 6.9101 | 3.7133 | 3.2155 | 10.4156 | 5.7653 | 6.9285 | 5.5707 | 6.5677 | 4.5683 | 10.2453 | 10.9991 | 4.6152 | 6.9394 | 6.809 | 3.3134 | 13.0519 | 4.8384 | 5.2027 | 3.5168 | 11.8883 | 5.2113 | 7.2302 | 11.7019 | 3.6442 | 7.0599 | 1.5537 | 8.3501 | 8.7756 | 2.2797 | 6.1142 | 9.5249 | 10.0722 | 7.2636 | 5.2995 | 7.7623 | 2.2339 | 5.9543 | 10.78 | 17.0973 | 8.5248 | 5.0914 | 7.7512 | 7.3929 | 5.5364 | 7.7149 | 6.0875 | 9.3146 | 5.3045 | 8.2843 | 6.027 | 5.247 | 11.6277 | 6.851 | 8.1951 | 11.1684 | 5.1809 | 0.014896 | 6.4387 | 10.4995 | 6.1528 | 4.9313 | 5.6074 | 4.1613 | 8.7031 | 10.4505 | 4.7768 | 8.3375 | 6.3836 | 3.3827 | 7.1679 | 8.2566 | 8.7205 | 5.6308 | 7.2874 | 4.9957 | 6.8695 | 4.6221 | 3.1921 | 9.3665 | 7.049 | 4.8216 | 7.0319 | 8.1131 | 4.8235 | 6.0028 | 3.1629 | 8.0769 | 1.9457 | 6.93 | 5.2583 | 8.3118 | 3.5187 | 8.1006 | 13.1832 | 5.1046 | 4.134 | 7.141 | 4.067 | 4.4092 | 5.5883 | 13.149 | 4.5487 | 6.0897 | 4.8427 | 7.0281 | 6.5573 | 5.257 | 8.8034 | 6.5645 | 10.0567 | 6.4506 | 10.2904 | 7.6681 | 9.7332 | 4.091 | 5.3609 | 8.1458 | 4.994 | 6.576 | 5.166 | 8.4117 | 8.0597 | 4.2631 | 7.3609 | 7.8302 | 11.6045 | 5.1383 | 8.3829 | 3.4863 | 8.5813 | 5.2013 | 0.042817 | 7.9902 | 6.2822 | 3.6015 | 5.1373 | 8.8291 | 8.6291 | 5.582 | 4.556 | 5.8684 | 7.7987 | 7.2906 | 6.3696 | 0.75945 | 6.0652 | 10.0915 | 3.5768 | 6.5063 | 10.1475 | 3.7813 | 6.0005 | 5.338 | 7.4565 | 4.7349 | 3.6769 | 5.6022 | 6.6148 | 11.0097 | 7.2806 | 7.8183 | 3.7263 | 4.7123 | 4.0688 | 9.3658 | 5.3481 | 3.0841 | 3.7176 | 1.852 | 3.7342 | 4.2766 | 10.3415 | 9.8172 | 6.6996 | 5.074 | 9.7315 | 16.3315 | 12.3032 | 7.2436 | 9.7711 | 2.4912 | 8.139 | 6.9968 | 6.8093 | 5.7816 | 4.5198 | 3.9118 | 6.6164 | 5.6851 | 5.0494 | 8.3263 | 3.65 | 5.1525 | 7.1778 | 10.235 | 3.3834 | 5.5605 | 7.7777 | 5.8315 | 10.478 | 7.3648 | 4.9376 | 11.0605 | 12.2062 | 6.9103 | 6.2865 | 6.6998 | 9.3763 | 4.2263 | 8.6362 | 6.7456 | 8.6833 | 5.0255 | 4.2725 | 2.1971 | 11.2027 | 12.426 | 1.7052 | 3.266 | 5.69 | 8.1406 | 12.5753 | 7.1931 | 6.0227 | 9.577 | 11.6941 | 4.2319 | 5.0136 | 6.4152 | 7.8082 | 7.4472 | 5.2478 | 5.5951 | 5.861 | 13.4857 | 6.4709 | 7.3931 | 7.5188 | 5.6838 | 7.0576 | 7.6079 | 7.3198 | 4.8885 | 9.2922 | 7.5301 | 6.418 | 10.4518 | 9.8166 | 3.7998 | 7.3842 | 7.1407 | 5.004 | 7.5326 | 8.0992 | 9.2724 | 9.4086 | 5.9843 | 3.7185 | 8.329 | 7.744 | 11.5663 | 3.4668 | 7.759 | 10.0956 | 7.3263 | 4.0876 | 4.0967 | 9.8813 | 3.3152 | 5.797 | 4.7867 | 5.8278 | 7.2414 | 5.6965 | 5.5892 | 6.7652 | 8.3343 | 3.9966 | 3.8943 | 3.6027 | 9.0185 | 8.7842 | 6.7369 | 9.0449 | 8.2875 | 8.7569 | 8.4894 | 2.5966 | 8.3442 | 7.0916 | 5.5023 | 6.625 | 5.9412 | 2.9342 | 5.809 | 4.5604 | 9.2435 | 5.8123 | 5.8333 | 2.6043 | 12.8841 | 5.0759 | 6.8651 | 7.122 | 6.5224 | 4.8888 | 3.5085 | 7.8425 | 6.1013 | 7.0194 | 4.1017 | 2.5023 | 11.0351 | 5.617 | 10.5544 | 0.0063518 | 6.6186 | 3.3332 | 5.3141 | 6.9344 | 4.4958 | 8.6962 | 7.29 | 5.1263 | 6.2126 | 3.6828 | 2.7065 | 5.9432 | 6.4621 | 4.3547 | 4.3181 | 6.5096 | 6.2152 | 7.6236 | 4.3509 | 3.4088 | 9.8856 | 7.5206 | 4.3076 | 6.2506 | 3.9843 | 8.3434 | 1.8169 | 12.1416 | 11.1206 | 4.7176 | 5.7643 | 5.2243 | 7.4831 | 8.2389 | 5.3377 | 8.2327 | 9.4388 | 5.0907 | 6.381 | 5.5622 | 8.4363 | 7.3841 | 5.5552 | 1.2939 | 6.3771 | 5.8496 | 11.3858 | 7.9668 | 8.0142 | 3.4011 | 5.515 | 6.25 | 6.5287 | 6.272 | 6.0341 | 5.5122 | 3.8377 | 6.2491 | 2.7198 | 7.8245 | 8.2892 | 6.6102 | 5.2351 | 5.0056 | 8.7848 | 8.3848 | 7.5062 | 3.8245 | 8.6093 | 7.4044 | 9.2224 | 6.0807 | 14.9832 | 4.6318 | 9.2433 | 4.2123 | 5.6047 | 12.7256 | 6.9909 | 4.3323 | 11.6329 | 8.242 | 8.0819 | 5.8101 | 5.229 | 5.303 | 3.832 | 5.4361 | 5.7843 | 6.426 | 8.771 | 3.4906 | 4.9856 | 10.736 | 4.5342 | 6.397 | 5.2891 | 7.1362 | 3.3087 | 5.1229 | 4.5896 | 12.0693 | 6.58 | 7.6487 | 4.7931 | 6.3166 | 5.9965 | 6.1435 | 4.3688 | 8.6688 | 9.4795 | 6.9218 | 5.2233 | 8.0133 | 6.3366 | 10.575 | 6.1772 | 10.7491 | 6.6151 | 10.1196 | 5.3812 | 4.1735 | 11.3347 | 3.1431 | 7.01 | 6.2112 | 3.9955 | 0.41918 | 5.2554 | 6.5853 | 6.4393 | 5.0984 | 11.6826 | 3.5077 | 6.7361 | 7.4221 | 6.8097 | 7.6876 | 6.8201 | 2.81 | 5.7858 | 6.1181 | 2.8085 | 6.749 | 5.6298 | 10.494 | 2.1739 | 6.59 | 9.4108 | 10.293 | 11.3211 | 3.5026 | 3.2184 | 9.0399 | 3.2777 | 5.7577 | 5.4971 | 9.72 | 4.6922 | 10.5874 | 13.8289 | 5.6509 | 6.8033 | 9.917 | 3.0014 | 7.4212 | 9.2487 | 4.9775 | 6.5515 | 6.8381 | 3.1721 | 4.2902 | 4.8373 | 5.6991 | 8.5528 | 5.0807 | 5.9398 | 10.5324 | 13.6099 | 8.2286 | 0.81778 | 4.9747 | 3.8262 | 5.6715 | 4.9061 | 12.7722 | 4.2614 | 3.6453 | 5.7085 | 7.212 | 6.4884 | 6.642 | 3.9346 | 5.7668 | 8.0179 | 8.9268 | 4.8193 | 6.2385 | 3.9766 | 13.1378 | 6.2293 | 6.8681 | 4.4667 | 3.7027 | 2.874 | 5.0632 | 8.0042 | 9.0352 | 6.3068 | 7.4324 | 5.8486 | 8.8085 | 9.5366 | 4.1931 | 4.5737 | 9.0391 | 3.8477 | 11.2479 | 4.1686 | 12.3303 | 9.3771 | 6.2542 | 5.4111 | 5.888 | 6.7208 | 5.5284 | 9.8874 | 7.174 | 7.9523 | 4.2255 | 6.0725 | 4.9133 | 7.6539 | 5.1786 | 8.0264 | 5.2635 | 9.3914 | 3.33 | 4.4876 | 5.9802 | 5.6062 | 4.7247 | 7.0148 | 5.1333 | 9.0354 | 4.784 | 11.9301 | 6.5614 | 4.9683 | 3.5047 | 6.1386 | 9.6337 | 4.2845 | 5.6915 | 7.1019 | 6.1048 | 8.4896 | 7.5818 | 11.2835 | 8.2603 | 8.0937 | 4.265 | 6.228 | 7.3834 | 5.1618 | 5.345 | 11.2593 | 6.3444 | 9.1114 | 3.6897 | 13.7121 | 6.2347 | 4.6855 | 5.1907 | 4.9765 | 10.6383 | 4.4064 | 7.8708 | 8.8791 | 5.8968 | 12.7904 | 4.9856 | 3.3119 | 16.6671 | 4.5029 | 14.1344 | 7.4433 | 5.1511 | 16.0041 | 9.3861 | 6.0441 | 7.0225 | 6.7761 | 6.9727 | 5.5437 | 8.1808 | 6.9116 | 5.9512 | 5.5226 | 4.3075 | 6.7626 | 5.1231 | 7.7363 | 4.0965 | 5.004 | 6.5877 | 9.9579 | 13.9144 | 2.8101 | 10.0305 | 11.3689 | 6.3223 | 7.6598 | 6.6585 | 3.3824 | 8.4286 | 4.2437 | 5.9655 | 5.8382 | 6.4383 | 9.7737 | 4.4897 | 6.2014 | 10.2717 | 5.5901 | 3.1017 | 5.6776 | 6.4287 | 4.316 | 7.0925 | 7.6249 | 4.0733 | 6.5112 | 4.5308 | 7.3942 | 10.05 | 5.5758 | 3.8548 | 7.4801 | 8.1036 | 5.6892 | 4.0831 | 7.1381 | 0.8091 | 5.1513 | 2.9757 | 5.8361 | 5.5538 | 3.8411 | 7.4002 | 6.6048 | 10.0487 | 6.0703 | 10.8505 | 9.6202 | 8.9721 | 2.6245 | 7.9907 | 8.8419 | 7.0786 | 5.8822 | 5.1008 | 9.0336 | 5.2464 | 7.1813 | 8.7703 | 8.2827 | 5.3144 | 5.7684 | 12.7935 | 10.4392 | 4.4606 | 7.2509 | 4.8197 | 4.3945 | 8.1398 | 2.572 | 9.8404 | 6.4209 | 11.4054 | 8.7855 | 8.5713 | 11.8306 | 5.6193 | 4.4773 | 11.7445 | 4.0908 | 8.7062 | 2.9299 | 4.2957 | 6.2339 | 12.1922 | 4.1843 | 5.08 | 12.9545 | 6.4691 | 7.0535 | 6.57 | 4.4966 | 5.8575 | 5.2389 | 4.4525 | 3.5386 | 9.0299 | 3.9841 | 7.5035 | 5.2065 | 6.0878 | 4.9365 | 12.7436 | 6.6176 | 8.9916 | 14.5332 | 2.8456 | 3.5264 | 2.1207 | 5.8017 | 5.5007 | 11.8284 | 4.5115 | 8.9811 | 3.1038 | 8.2863 | 3.3904 | 5.5612 | 4.0003 | 8.1633 | 12.9562 | 8.6562 | 6.8005 | 6.3639 | 4.3686 | 6.9342 | 11.0474 | 4.605 | 11.5224 | 5.9631 | 8.3135 | 2.081 | 6.3397 | 7.2162 | 4.7514 | 7.1215 | 8.5116 | 8.4093 | 4.8192 | 3.9262 | 11.1068 | 2.6135 | 7.0884 | 4.5796 | 4.1286 | 7.898 | 4.9572 | 9.6155 | 5.155 | 2.6378 | 5.9093 | 10.4342 | 3.0316 | 9.0883 | 7.1581 | 8.003 | 5.1977 | 9.072 | 6.8683 | 7.1918 | 6.8702 | 9.3329 | 3.894 | 8.0511 | 7.1748 | 3.4806 | 8.0728 | 9.9279 | 4.1247 | 6.4926 | 5.208 | 9.6143 | 5.6271 | 10.0166 | 4.0379 | 7.5023 | 3.2185 | 10.0651 | 4.5224 | 8.5507 | 7.859 | 9.2712 | 5.1459 | 2.7165 | 6.9835 | 6.69 | 5.6042 | 6.0295 | 7.0642 | 7.7596 | 4.4753 | 8.4093 | 6.705 | 5.278 | 8.4149 | 5.8692 | 2.8422 | 4.4319 | 4.4881 | 11.8161 | 8.3285 | 5.4099 | 8.6916 | 7.7435 | 9.167 | 4.632 | 9.0119 | 9.3178 | 0.77468 | 8.8892 | 6.5914 | 4.0071 | 5.0732 | 6.0161 | 3.955 | 2.6267 | 5.6615 | 3.5812 | 6.8238 | 6.138 | 10.6681 | 10.1537 | 9.8175 | 3.9168 | 8.4588 | 3.2275 | 9.4958 | 6.4997 | 7.7093 | 10.5454 | 6.8525 | 7.5714 | 2.6583 | 11.099 | 5.8377 | 6.5624 | 7.6101 | 11.213 | 3.9326 | 5.786 | 3.9008 | 8.4615 | 9.1579 | 8.445 | 2.9052 | 9.3859 | 7.2386 | 3.2311 | 4.2863 | 9.5136 | 6.2989 | 4.8433 | 7.5893 | 8.8792 | 2.5434 | 7.3191 | 5.5743 | 6.4237 | 11.5876 | 2.0969 | 6.5986 | 7.0146 | 5.4707 | 7.491 | 4.6087 | 12.0035 | 8.1326 | 1.6534 | 4.4797 | 4.4529 | 8.8863 | 8.7193 | 4.6434 | 3.7542 | 10.6649 | 11.4065 | 5.8085 | 5.0629 | 4.6324 | 8.1906 | 7.0473 | 4.7034 | 4.818 | 3.5879 | 7.2344 | 7.8375 | 6.4034 | 13.1442 | 7.9483 | 3.0524 | 5.7832 | 5.6615 | 6.7143 | 8.5826 | 12.911 | 6.7555 | 5.8522 | 9.0816 | 10.7377 | 4.4531 | 6.9726 | 8.1578 | 2.699 | 4.7237 | 10.2838 | 6.9416 | 7.3467 | 2.5026 | 4.6843 | 6.251 | 4.7134 | 10.6142 | 5.5751 | 4.1754 | 7.53 | 2.9498 | 6.6625 | 4.1287 | 6.2961 | 7.232 | 7.4897 | 8.9997 | 6.2847 | 5.0048 | 6.4788 | 6.0548 | 2.4158 | 6.9633 | 7.1169 | 8.9674 | 6.197 | 5.0945 | 6.7131 | 7.0411 | 10.6671 | 7.0586 | 5.6246 | 4.192 | 7.3781 | 9.3476 | 9.3048 | 6.6287 | 2.4983 | 12.4978 | 5.8491 | 5.8996 | 3.35 | 6.2551 | 7.7492 | 8.7759 | 5.9022 | 4.6501 | 8.9714 | 4.1447 | 6.5963 | 8.9016 | 12.5669 | 0.94457 | 13.6607 | 9.6867 | 6.4883 | 3.8657 | 3.7051 | 9.0026 | 2.7561 | 6.2953 | 5.1084 | 3.1879 | 8.2228 | 8.4961 | 21.9856 | 5.3568 | 10.6556 | 11.8061 | 4.2687 | 4.8321 | 4.5562 | 7.236 | 4.797 | 5.8211 | 4.0154 | 0.73576 | 6.0588 | 4.9374 | 8.1457 | 12.5712 | 5.2071 | 7.3452 | 5.4127 | 5.1453 | 8.0705 | 10.3763 | 13.4289 | 6.55 | 7.3331 | 1.7006 | 3.8099 | 5.2365 | 5.8664 | 6.603 | 6.3669 | 4.6568 | 6.9618 | 3.8871 | 8.9508 | 5.7406 | 8.4305 | 8.8949 | 6.4551 | 3.9576 | 7.6359 | 6.7393 | 4.1555 | 3.6492 | 9.3581 | 10.3004 | 7.1711 | 6.1499 | 3.9979 | 8.9196 | 2.3265 | 5.7383 | 5.1018 | 11.3394 | 7.582 | 8.3089 | 4.1335 | 5.6924 | 5.8681 | 5.056 | 4.0312 | 5.4742 | 4.781 | 9.498 | 8.7594 | 7.4425 | 7.0922 | 7.6535 | 9.3745 | 7.2583 | 4.955 | 4.4337 | 9.1201 | 6.2103 | 7.1493 | 6.2248 | 11.3871 | 6.3948 | 7.7805 | 8.2179 | 4.6271 | 8.5443 | 4.6507 | 5.5108 | 9.5634 | 6.7058 | 4.9593 | 8.0023 | 4.3862 | 6.6366 | 6.1506 | 6.0212 | 13.3467 | 3.6548 | 4.2203 | 5.9296 | 10.7872 | 6.5707 | 5.2575 | 10.3903 | 4.2503 | 15.5831 | 10.2099 | 6.8313 | 6.591 | 4.0501 | 10.4841 | 3.2369 | 7.6231 | 4.2189 | 4.121 | 10.5766 | 5.3611 | 15.1118 | 0.8524 | 7.9617 | 5.5433 | 5.5313 | 6.327 | 13.2842 | 4.7823 | 7.0592 | 7.4681 | 6.9934 | 5.4477 | 9.6125 | 8.1468 | 10.0652 | 5.4726 | 5.5068 | 6.3276 | 4.3833 | 9.2733 | 8.5214 | 9.8001 | 6.7447 | 9.9254 | 4.3713 | 5.9724 | 8.1614 | 5.2254 | 6.4782 | 5.6556 | 0.12368 | 10.9632 | 3.6862 | 15.465 | 6.0088 | 4.81 | 10.0572 | 6.2908 | 10.7588 | 7.206 | 7.4068 | 9.207 | 5.348 | 9.2429 | 7.3049 | 11.1503 | 3.6973 | 7.4303 | 8.4777 | 6.7154 | 9.9493 | 8.6279 | 6.8871 | 4.5054 | 6.0208 | 8.0894 | 4.6158 | 5.3411 | 6.4672 | 0.06648 | 8.6766 | 5.2681 | 12.1879 | 10.6101 | 9.5491 | 10.1834 | 12.8516 | 6.0331 | 4.1208 | 10.1724 | 5.1589 | 4.8489 | 6.2578 | 11.6708 | 7.9548 | 8.6095 | 9.0539 | 3.9546 | 9.5185 | 10.7124 | 4.9384 | 2.5915 | 8.4369 | 7.9313 | 7.2933 | 4.4957 | 11.8125 | 9.2935 | 10.6386 | 1.2649 | 8.2092 | 6.2975 | 5.4106 | 2.6441 | 5.9377 | 8.6318 | 7.7145 | 11.652 | 10.6462 | 6.8349 | 6.1336 | 9.4351 | 9.4175 | 3.7087 | 10.6657 | 2.0052 | 9.9097 | 3.3257 | 11.315 | 4.5579 | 5.8365 | 6.2408 | 5.3356 | 3.1082 | 5.2198 | 8.9789 | 6.3667 | 9.9072 | 4.3412 | 8.1156 | 6.8221 | 8.8489 | 5.5969 | 5.52 | 3.2577 | 7.0767 | 6.3497 | 7.1078 | 4.5087 | 11.3994 | 5.5815 | 11.0135 | 7.1189 | 2.6296 | 7.4474 | 13.5163 | 7.3574 | 2.7749 | 6.4007 | 6.7026 | 4.8219 | 1.9667 | 7.344 | 7.4097 | 5.295 | 5.9181 | 7.0822 | 2.4989 | 5.8615 | 6.8713 | 5.2595 | 4.6951 | 9.799 | 3.7469 | 11.1803 | 8.3644 | 3.7759 | 5.5137 | 5.8372 | 9.7928 | 13.5063 | 5.4134 | 6.3086 | 7.6306 | 3.4084 | 3.3552 | 12.1025 | 5.0159 | 6.9254 | 6.2072 | 5.8288 | 4.3065 | 6.5553 | 5.1948 | 9.7995 | 7.9594 | 5.1033 | 4.0544 | 8.672 | 5.1382 | 2.6594 | 7.23 | 6.9284 | 3.5312 | 8.9587 | 9.8266 | 5.2668 | 11.0942 | 6.3326 | 14.8919 | 3.6511 | 8.5221 | 4.5822 | 10.3956 | 7.4338 | 3.0304 | 8.5954 | 3.7845 | 7.8519 | 8.6761 | 8.2328 | 10.6953 | 4.8728 | 15.7408 | 14.5118 | 8.5674 | 12.6972 | 8.8197 | 6.0434 | 10.1932 | 5.1063 | 5.0071 | 4.6961 | 2.6696 | 10.1353 | 7.7169 | 6.0683 | 7.8573 | 5.2352 | 4.5893 | 1.8765 | 5.5737 | 4.9071 | 14.3322 | 6.2507 | 4.7791 | 11.6131 | 8.1029 | 10.2009 | 6.3844 | 10.6566 | 8.3304 | 7.7918 | 9.7521 | 9.5045 | 5.9138 | 5.9079 | 3.1995 | 4.2118 | 5.3468 | 5.8652 | 3.6913 | 5.6117 | 5.9432 | 9.7427 | 6.5873 | 5.2955 | 6.786 | 5.9409 | 5.1566 | 6.0588 | 2.4928 | 5.3544 | 4.531 | 3.9826 | 6.1892 | 5.0313 | 21.9657 | 9.9207 | 7.439 | 4.829 | 8.1884 | 11.748 | 4.4081 | 6.6777 | 8.0645 | 5.741 | 9.1648 | 3.1865 | 6.7267 | 7.4546 | 5.0505 | 3.845 | 4.6473 | 7.1243 | 7.0368 | 5.7678 | 6.4087 | 4.3253 | 6.7793 | 5.9437 | 6.7547 | 6.6119 | 7.0544 | 6.1212 | 5.9572 | 5.1975 | 7.9338 | 6.6222 | 5.2011 | 7.2235 | 3.3721 | 7.7994 | 3.0109 | 3.2858 | 5.5223 | 11.0178 | 4.4368 | 5.2659 | 4.8459 | 11.208 | 7.3493 | 7.2206 | 11.1328 | 4.2466 | 8.7311 | 3.3681 | 6.2558 | 5.9922 | 2.8252 | 8.2425 | 3.2745 | 3.8132 | 12.6388 | 5.9958 | 6.6602 | 5.766 | 2.9161 | 10.1925 | 6.5764 | 8.6428 | 5.701 | 4.0738 | 4.0314 | 3.1452 | 8.5119 | 4.4466 | 7.1787 | 11.1851 | 5.916 | 11.305 | 7.9948 | 9.5483 | 6.2987 | 5.0107 | 5.8867 | 7.083 | 9.6142 | 3.3777 | 5.9733 | 7.1369 | 8.6914 | 11.2291 | 5.8222 | 4.8768 | 3.984 | 5.4784 | 7.0627 | 7.8009 | 7.5949 | 4.8713 | 7.4859 | 7.1451 | 4.7128 | 7.8813 | 6.7147 | 11.7002 | 6.3336 | 5.3502 | 4.4163 | 4.8238 | 5.1765 | 10.694 | 8.0747 | 7.7681 | 7.0066 | 5.3469 | 7.5879 | 3.1939 | 4.175 | 3.7665 | 9.5017 | 7.9104 | 4.7569 | 4.8277 | 4.3802 | 10.3255 | 8.6171 | 4.8871 | 6.3599 | 5.4398 | 8.9973 | 7.8352 | 7.1644 | 11.4487 | 9.2104 | 7.1066 | 7.1671 | 7.27 | 4.5732 | 3.5775 | 6.7956 | 5.684 | 7.2455 | 5.3175 | 6.9068 | 4.7265 | 7.6487 | 4.7848 | 2.9921 | 4.8572 | 7.4113 | 11.4152 | 10.4614 | 8.0919 | 4.7251 | 4.0392 | 2.1657 | 5.8491 | 8.2729 | 4.2825 | 4.846 | 8.6002 | 4.4098 | 6.9536 | 3.734 | 3.4786 | 11.1941 | 6.618 | 7.4189 | 2.8453 | 7.2659 | 6.16 | 5.4628 | 5.9322 | 5.5 | 6.5149 | 3.8508 | 9.8526 | 3.6487 | 6.8249 | 3.4173 | 6.7783 | 1.9424 | 5.5932 | 3.9044 | 10.0272 | 4.996 | 4.9629 | 6.1212 | 5.06 | 3.8973 | 5.6722 | 7.3362 | 6.6006 | 6.3943 | 5.3482 | 6.6646 | 5.1643 | 7.1846 | 6.7839 | 5.9812 | 8.621 | 5.7438 | 12.4011 | 12.8408 | 10.874 | 7.0695 | 11.7039 | 6.1877 | 6.9948 | 13.563 | 8.9885 | 6.7961 | 9.0675 | 7.1945 | 6.8196 | 6.4437 | 5.9655 | 9.836 | 3.877 | 6.369 | 3.2179 | 9.1135 | 7.9156 | 4.487 | 6.6957 | 6.7693 | 2.9071 | 6.2613 | 11.0045 | 5.9333 | 4.8077 | 3.2476 | 3.9986 | 4.3145 | 1.8501 | 4.5287 | 9.3708 | 13.3965 | 2.0522 | 7.9286 | 7.7448 | 9.4146 | 9.7349 | 7.9106 | 5.9799 | 9.2022 | 4.4617 | 4.2698 | 9.8976 | 13.5999 | 8.2112 | 6.6603 | 4.7542 | 7.8883 | 3.7584 | 6.0669 | 9.5779 | 7.4897 | 4.6611 | 8.3644 | 4.903 | 5.2707 | 8.3741 | 7.2917 | 7.1356 | 5.3609 | 6.034 | 8.7718 | 8.9465 | 2.9195 | 8.0674 | 9.0229 | 2.3533 | 7.1626 | 7.4511 | 5.0223 | 6.1753 | 0.065639 | 5.7786 | 7.0062 | 9.1786 | 7.5595 | 8.4547 | 6.3056 | 8.915 | 9.8155 | 7.6991 | 8.8326 | 7.7883 | 4.6967 | 12.4197 | 6.345 | 15.8551 | 6.0529 | 17.7698 | 7.0053 | 5.2623 | 10.0514 | 6.415 | 5.4159 | 6.2862 | 3.5917 | 6.2668 | 11.3439 | 6.1621 | 3.8789 | 4.6435 | 3.2202 | 8.6411 | 10.2095 | 5.5421 | 13.5027 | 6.5952 | 4.6675 | 3.5842 | 7.5976 | 9.0565 | 6.1107 | 6.7897 | 5.723 | 3.7128 | 11.677 | 3.8358 | 3.0943 | 4.4765 | 4.0536 | 7.2413 | 8.2118 | 7.0839 | 12.7621 | 4.1717 | 10.5766 | 4.4214 | 3.7732 | 6.6397 | 5.0762 | 5.3545 | 3.826 | 5.8316 | 5.6241 | 4.8204 | 3.6676 | 5.4853 | 5.5006 | 6.0784 | 5.4719 | 6.6217 | 11.5871 | 6.4037 | 7.4265 | 5.4955 | 5.9054 | 4.0412 | 8.5683 | 6.0601 | 8.8597 | 7.0221 | 6.0851 | 11.9128 | 5.7406 | 6.3236 | 16.481 | 5.443 | 6.8557 | 4.8856 | 5.8896 | 8.0688 | 6.3126 | 10.5866 | 3.2358 | 7.8253 | 8.5531 | 4.5976 | 3.068 | 6.1033 | 10.8463 | 5.5751 | 8.5255 | 4.0969 | 6.4291 | 6.2616 | 5.2592 | 8.2742 | 12.858 | 6.5906 | 8.6702 | 6.9593 | 10.0906 | 2.7044 | 7.4801 | 6.5087 | 3.9431 | 11.5937 | 8.5939 | 4.0682 | 8.1449 | 8.0031 | 8.8669 | 5.4522 | 13.8577 | 9.728 | 3.2566 | 4.516 | 9.6062 | 7.0365 | 9.497 | 7.5624 | 4.6788 | 8.5304 | 3.9821 | 4.0719 | 9.3737 | 3.3711 | 11.2766 | 6.4943 | 6.1399 | 8.169 | 8.2499 | 6.1851 | 6.239 | 5.0975 | 4.7312 | 7.4792 | 13.7479 | 8.4535 | 7.8254 | 8.9624 | 7.6123 | 5.5117 | 5.0141 | 5.3063 | 7.2921 | 3.5108 | 9.3151 | 6.1268 | 5.6404 | 6.2898 | 14.447 | 6.0066 | 2.5312 | 5.6442 | 6.8121 | 6.6443 | 6.045 | 4.2619 | 6.2174 | 4.7072 | 3.8359 | 6.0809 | 7.8457 | 5.4358 | 8.1073 | 0.28797 | 6.1561 | 3.3332 | 3.0063 | 8.7804 | 6.4497 | 9.3848 | 4.8521 | 5.4024 | 7.997 | 10.4436 | 4.491 | 6.5673 | 5.0381 | 9.0694 | 1.4421 | 6.479 | 8.0606 | 4.6168 | 8.326 | 6.9334 | 5.4761 | 11.2799 | 9.1432 | 4.144 | 7.5463 | 7.9425 | 5.8727 | 5.8571 | 4.7806 | 10.7094 | 5.4477 | 5.7376 | 1.2759 | 7.6632 | 6.333 | 10.2611 | 10.2165 | 6.6805 | 7.775 | 5.2675 | 4.9763 | 5.7295 | 11.1134 | 7.3726 | 10.6373 | 10.9398 | 4.8604 | 6.958 | 7.6001 | 7.0871 | 8.6241 | 3.9901 | 6.7915 | 2.2623 | 9.2436 | 4.5831 | 7.8365 | 14.8965 | 5.0012 | 9.1846 | 3.0081 | 9.3935 | 6.2184 | 2.1236 | 4.3272 | 8.9129 | 5.9156 | 6.3166 | 4.58 | 7.2414 | 7.2249 | 9.4279 | 5.7732 | 6.9494 | 6.4405 | 6.884 | 12.7737 | 4.8968 | 13.9523 | 5.6207 | 6.4529 | 5.349 | 4.1379 | 7.9975 | 6.5762 | 10.3197 | 7.4192 | 2.3415 | 6.9444 | 7.9457 | 6.9426 | 18.0677 | 8.8537 | 7.7376 | 6.5718 | 7.0695 | 12.3275 | 9.8487 | 4.0106 | 4.0963 | 2.7771 | 3.257 | 9.9794 | 7.8928 | 7.6902 | 8.2274 | 7.6854 | 4.7865 | 6.9202 | 4.4387 | 4.0801 | 9.5448 | 12.4756 | 2.6104 | 8.2945 | 7.9697 | 5.5738 | 9.029 | 7.2897 | 7.9698 | 7.2633 | 9.4014 | 3.7724 | 5.7441 | 1.323 | 4.0693 | 6.3347 | 4.0354 | 4.9746 | 4.6397 | 7.8355 | 6.605 | 6.1232 | 11.3741 | 3.6477 | 6.6374 | 8.9665 | 10.1277 | 4.5721 | 5.6558 | 7.6482 | 7.8472 | 8.1014 | 8.277 | 9.2031 | 5.5917 | 7.1211 | 4.9781 | 6.6764 | 3.7304 | 11.2233 | 4.1251 | 2.0999 | 4.7394 | 4.1809 | 5.6184 | 8.1735 | 3.0044 | 8.1134 | 6.4198 | 11.8455 | 12.4175 | 8.68 | 9.6822 | 10.8706 | 6.914 | 5.3145 | 7.6691 | 7.2932 | 7.3182 | 11.922 | 12.295 | 6.1573 | 4.7159 | 5.0291 | 5.6664 | 6.9713 | 6.6751 | 4.906 | 7.7433 | 3.7938 | 6.3126 | 4.7291 | 3.3686 | 7.3177 | 5.1701 | 9.69 | 7.9026 | 3.827 | 8.4031 | 5.8487 | 7.7299 | 3.8979 | 3.5377 | 7.046 | 7.5238 | 11.3056 | 11.4308 | 5.8986 | 5.1288 | 4.3753 | 5.7596 | 7.9618 | 7.7007 | 5.3327 | 7.2834 | 2.889 | 5.6921 | 4.3029 | 5.1646 | 12.2607 | 6.3641 | 10.8249 | 12.3329 | 8.6585 | 4.7624 | 10.6242 | 7.1783 | 11.3244 | 5.0373 | 6.7541 | 7.5321 | 9.4686 | 4.4209 | 6.3062 | 15.0047 | 7.0113 | 4.9802 | 5.4298 | 10.2461 | 10.5859 | 4.9554 | 8.1911 | 6.9949 | 0.46431 | 9.3371 | 5.1298 | 4.5973 | 8.0667 | 4.4446 | 7.9035 | 6.3041 | 5.2302 | 6.542 | 6.1971 | 4.4274 | 7.5125 | 7.5889 | 4.3958 | 2.8215 | 9.3329 | 4.6777 | 6.9398 | 4.7744 | 7.3027 | 2.8348 | 11.641 | 12.334 | 8.1917 | 7.2871 | 8.9621 | 7.1708 | 6.6936 | 4.496 | 8.5538 | 6.0276 | 4.8303 | 9.6801 | 3.7479 | 13.5574 | 5.8101 | 7.6356 | 6.5528 | 8.2997 | 11.6556 | 6.6229 | 4.774 | 4.7083 | 4.4642 | 4.9672 | 3.5998 | 5.8169 | 4.3693 | 3.538 | 5.5009 | 9.9016 | 5.8672 | 5.5784 | 5.4672 | 7.3181 | 5.2144 | 4.7227 | 10.0099 | 4.1 | 7.9991 | 5.7385 | 8.5527 | 3.581 | 6.8645 | 6.0067 | 6.9168 | 8.5723 | 3.7345 | 3.5396 | 6.8986 | 5.4241 | 5.5048 | 8.3609 | 4.1034 | 6.3738 | 6.8511 | 4.9162 | 6.5961 | 9.0619 | 5.9185 | 3.7424 | 11.5575 | 7.502 | 6.3497 | 7.4516 | 6.0665 | 8.7414 | 8.725 | 6.5542 | 9.7164 | 9.4256 | 4.114 | 8.9885 | 5.2277 | 4.4685 | 7.095 | 4.3913 | 5.9893 | 9.5769 | 2.9948 | 12.2619 | 7.2295 | 5.2918 | 8.2824 | 5.2865 | 6.6452 | 6.3293 | 5.9416 | 3.7131 | 6.2352 | 9.3213 | 10.7532 | 8.4343 | 4.0597 | 3.2864 | 3.711 | 3.9341 | 2.8848 | 6.0656 | 5.0862 | 11.1937 | 4.0563 | 6.2913 | 9.4017 | 6.1895 | 3.5529 | 6.3467 | 10.9725 | 7.7179 | 7.2355 | 4.0053 | 8.2584 | 5.1549 | 5.9502 | 8.383 | 4.6614 | 6.11 | 9.3404 | 7.0686 | 7.958 | 3.9794 | 2.794 | 6.444 | 5.8608 | 7.778 | 4.9756 | 8.8159 | 9.0297 | 5.4778 | 5.9657 | 4.951 | 5.752 | 6.4581 | 5.1803 | 6.2413 | 8.4636 | 4.3142 | 4.5133 | 7.2108 | 8.675 | 4.5047 | 5.0943 | 5.4749 | 5.6026 | 5.8674 | 8.6196 | 6.3561 | 3.7175 | 3.4497 | 7.16 | 8.3512 | 6.5643 | 3.123 | 6.5209 | 4.5894 | 5.9911 | 2.6545 | 10.4988 | 3.4097 | 3.3903 | 6.8662 | 4.3521 | 8.7046 | 9.9455 | 4.9778 | 4.7712 | 4.793 | 4.795 | 3.2378 | 6.3032 | 4.8956 | 5.2053 | 6.8214 | 2.9387 | 8.6402 | 6.1012 | 8.3254 | 4.0257 | 3.8606 | 5.4934 | 7.2373 | 3.5814 | 5.5199 | 10.9863 | 3.5359 | 8.8732 | 5.4007 | 5.9661 | 7.278 | 6.4134 | 6.796 | 8.2749 | 4.8604 | 7.0423 | 6.3977 | 3.3082 | 9.2014 | 10.271 | 9.6098 | 8.1014 | 5.9884 | 9.5014 | 6.3368 | 8.0397 | 6.0002 | 3.1458 | 9.5423 | 7.0564 | 9.7935 | 0.073097 | 9.7981 | 6.2824 | 7.7699 | 5.0712 | 7.9641 | 4.4103 | 4.4503 | 11.3847 | 7.1888 | 8.7811 | 2.1344 | 14.4664 | 4.3778 | 3.9276 | 7.4638 | 7.5541 | 10.0051 | 5.1393 | 14.5145 | 12.4554 | 5.6846 | 4.4375 | 9.4436 | 2.6699 | 7.1089 | 6.6174 | 7.8117 | 8.4299 | 4.8795 | 9.9885 | 5.3352 | 4.0166 | 5.2769 | 7.5415 | 5.558 | 16.0265 | 6.8088 | 5.3089 | 4.6254 | 6.4835 | 7.3208 | 5.5212 | 7.88 | 4.5784 | 5.4617 | 6.2562 | 3.6608 | 3.7603 | 3.6286 | 6.9813 | 6.4636 | 8.206 | 18.0526 | 8.38 | 6.3245 | 5.0642 | 2.8314 | 5.452 | 7.3097 | 4.8071 | 4.0883 | 3.5859 | 5.5194 | 5.6894 | 6.0138 | 8.8249 | 6.6198 | 11.9143 | 8.1206 | 5.2133 | 10.2903 | 5.3877 | 7.0803 | 3.7495 | 3.4245 | 9.6061 | 6.136 | 5.5909 | 9.3783 | 3.0645 | 3.2879 | 9.3062 | 12.2738 | 4.5607 | 4.2207 | 12.3897 | 5.7673 | 8.7275 | 7.0746 | 8.9197 | 3.9041 | 6.8828 | 6.8275 | 6.7847 | 6.4644 | 5.3531 | 9.4869 | 4.3246 | 9.5772 | 6.7411 | 9.8407 | 7.5211 | 10.021 | 8.5027 | 9.8915 | 8.4046 | 7.7699 | 6.508 | 7.1324 | 6.1191 | 10.8854 | 9.5244 | 5.8585 | 5.1915 | 10.7775 | 13.7697 | 9.4577 | 4.9382 | 5.4504 | 6.1643 | 6.4415 | 4.4783 | 9.3304 | 5.7896 | 4.7835 | 6.5176 | 5.6941 | 7.4874 | 5.1971 | 5.7874 | 3.7943 | 12.3111 | 3.9798 | 11.1562 | 5.9401 | 5.0448 | 8.9823 | 7.5484 | 4.2438 | 9.6946 | 4.6283 | 3.7907 | 5.3696 | 5.9061 | 8.5489 | 3.5868 | 5.1118 | 6.6892 | 14.172 | 5.28 | 10.2843 | 4.5806 | 9.1254 | 5.083 | 3.7575 | 10.5586 | 6.5468 | 9.6918 | 2.2774 | 8.0371 | 4.4499 | 7.7229 | 11.0523 | 5.1702 | 6.5856 | 3.7288 | 12.9201 | 5.2134 | 4.4834 | 6.2615 | 9.8402 | 6.9221 | 7.8973 | 5.9908 | 3.7864 | 11.0644 | 5.9298 | 10.5254 | 7.2476 | 3.8359 | 3.7661 | 7.2758 | 4.3127 | 0.78377 | 6.0068 | 6.5189 | 4.182 | 0.99245 | 5.2367 | 7.2553 | 7.0692 | 8.693 | 7.3061 | 4.065 | 5.879 | 4.3707 | 8.6394 | 5.0107 | 3.7116 | 3.9469 | 6.0352 | 7.5938 | 7.591 | 7.2527 | 5.0273 | 7.6527 | 11.5982 | 7.6867 | 3.3649 | 6.9317 | 3.8733 | 5.5698 | 5.6411 | 10.2678 | 9.2888 | 8.4021 | 0.48053 | 7.6568 | 14.298 | 6.748 | 10.6927 | 8.6747 | 9.5836 | 5.2357 | 10.842 | 14.5091 | 7.09 | 10.5124 | 9.5072 | 8.3542 | 6.2789 | 7.9352 | 7.6921 | 9.4751 | 9.2603 | 4.2427 | 3.2919 | 5.3064 | 5.4652 | 5.9151 | 2.922 | 9.6009 | 9.2801 | 0.029029 | 3.6355 | 5.6078 | 11.2889 | 7.6845 | 5.139 | 5.2463 | 7.1612 | 2.923 | 8.5612 | 6.3988 | 8.6873 | 10.2359 | 3.5056 | 3.8491 | 11.9119 | 5.424 | 8.7172 | 9.5968 | 6.5009 | 5.2932 | 12.5434 | 7.6932 | 5.4929 | 4.9644 | 4.2259 | 4.5491 | 4.5067 | 4.9284 | 9.4025 | 4.6595 | 5.4349 | 8.3438 | 5.4546 | 8.7141 | 5.1269 | 6.0896 | 6.3765 | 2.5703 | 10.681 | 4.0753 | 4.3709 | 5.7983 | 3.6557 | 6.9624 | 5.5806 | 8.8627 | 6.4271 | 8.934 | 6.6669 | 8.5327 | 8.766 | 3.5527 | 5.0728 | 10.3835 | 8.2935 | 2.2937 | 6.7432 | 8.9136 | 0.054691 | 3.4318 | 3.3313 | 12.5107 | 3.5054 | 6.0977 | 5.0652 | 6.2735 | 2.9539 | 6.9474 | 8.2965 | 7.5715 | 5.3966 | 6.9915 | 5.8544 | 7.6063 | 5.8116 | 6.1982 | 6.0316 | 7.465 | 5.7267 | 8.0621 | 5.7854 | 7.6341 | 7.0072 | 4.4159 | 7.418 | 5.2257 | 5.3239 | 8.9692 | 6.1895 | 5.9453 | 17.9311 | 8.9009 | 6.9728 | 4.7954 | 4.9082 | 3.9386 | 3.3799 | 6.8218 | 9.0093 | 6.2908 | 6.6447 | 6.9293 | 5.5392 | 8.5668 | 6.9936 | 7.3756 | 3.9529 | 6.244 | 7.6047 | 8.28 | 3.9227 | 3.6884 | 3.1292 | 5.6333 | 9.0793 | 8.9319 | 5.088 | 4.5376 | 6.8669 | 6.4486 | 6.1605 | 11.0272 | 9.1847 | 6.7045 | 3.867 | 5.4928 | 10.6406 | 5.0699 | 3.2948 | 4.8449 | 4.7033 | 4.7995 | 8.2481 | 8.167 | 8.5064 | 8.8398 | 7.2877 | 7.4491 | 7.0913 | 10.0495 | 2.4013 | 2.8158 | 6.0373 | 5.2966 | 5.8752 | 5.8293 | 3.9017 | 8.7094 | 5.3077 | 4.5952 | 6.2455 | 18.1156 | 4.1021 | 3.1108 | 9.2782 | 6.9481 | 7.2147 | 5.7174 | 8.0314 | 8.4647 | 4.2941 | 10.0019 | 10.2274 | 6.1982 | 5.1661 | 8.339 | 8.348 | 5.9842 | 3.4491 | 5.5486 | 8.6616 | 7.3226 | 11.023 | 4.5511 | 8.1893 | 4.0554 | 11.7019 | 7.3583 | 7.6693 | 7.3016 | 11.5633 | 7.5992 | 7.9587 | 7.7675 | 5.6016 | 4.756 | 2.8875 | 3.2094 | 5.2505 | 10.3307 | 9.6814 | 9.8302 | 4.001 | 4.3761 | 4.7205 | 7.6573 | 5.0847 | 3.3932 | 5.5582 | 11.2562 | 5.1964 | 6.8525 | 6.9262 | 10.0392 | 10.7105 | 7.2504 | 3.9089 | 5.605 | 4.9096 | 2.8537 | 4.8209 | 8.1583 | 13.4806 | 3.6089 | 9.7189 | 8.5009 | 6.1375 | 8.7161 | 6.3371 | 5.7715 | 14.779 | 3.9235 | 7.7556 | 11.1213 | 4.9773 | 3.4134 | 3.4679 | 6.9445 | 5.2703 | 4.1938 | 8.1749 | 3.8299 | 6.2383 | 9.8195 | 8.8349 | 6.5227 | 5.5645 | 6.1606 | 3.5935 | 8.2034 | 9.0707 | 4.4007 | 3.928 | 5.4615 | 7.4984 | 6.5708 | 4.8598 | 4.1301 | 5.3077 | 7.1867 | 6.1785 | 3.4823 | 1.1614 | 5.0894 | 9.2919 | 5.0927 | 11.5126 | 6.7987 | 7.2333 | 7.197 | 5.171 | 5.0332 | 4.4342 | 10.3449 | 7.1306 | 7.3806 | 5.3075 | 10.4845 | 6.4122 | 7.6221 | 6.599 | 6.3281 | 4.3329 | 12.4256 | 4.3984 | 6.1147 | 4.6606 | 5.1251 | 7.6263 | 6.1193 | 9.6591 | 8.4934 | 6.4291 | 9.5731 | 7.4166 | 7.2329 | 6.4637 | 9.424 | 10.539 | 3.4053 | 6.0965 | 4.1115 | 12.7499 | 3.5837 | 4.0572 | 5.2526 | 11.0966 | 8.2001 | 3.5373 | 4.6 | 6.9066 | 8.8749 | 6.7893 | 4.6133 | 8.403 | 3.5316 | 1.0703 | 10.7722 | 8.4198 | 3.8917 | 11.9869 | 6.1574 | 5.9798 | 10.6338 | 0.83597 | 10.3562 | 3.3527 | 11.5533 | 5.697 | 5.9039 | 3.6747 | 5.4952 | 2.7033 | 9.5567 | 8.3437 | 8.9113 | 5.4013 | 7.484 | 8.2645 | 5.7382 | 6.1836 | 6.9986 | 5.6193 | 6.6946 | 9.7932 | 6.7111 | 5.0264 | 0.42756 | 6.1586 | 9.15 | 6.3554 | 8.363 | 4.5102
| Σn | [5 empty] | Σn | 455.5571 | 67.5135 | 324.5069 | 115.8915 | 253.9675 | 207.0358 | 168.0755 | 105.2666 | 211.9772 | 257.3363 | 196.877 | 303.9238 | 176.8709 | 228.4465 | 216.4378 | 147.1821 | 148.1121 | 300.8448 | 174.7387 | 144.5876 | 168.8048 | 333.4998 | 145.5181 | 279.4993 | 269.7943 | 138.7851 | 201.7124 | 238.0075 | 149.9842 | 181.7713 | 240.0893 | 65.0814 | 317.3086 | 160.6957 | 145.0312 | 174.5655 | 179.1351 | 348.1 | 360.7183 | 126.2077 | 127.6501 | 242.8234 | 119.6621 | 116.8426 | 288.625 | 211.4192 | 267.9899 | 63.4584 | 119.2891 | 238.7233 | 159.0889 | 166.3888 | 206.1364 | 202.177 | 154.5633 | 378.8218 | 324.2601 | 182.1553 | 237.9326 | 292.7387 | 151.8098 | 308.9376 | 159.7641 | 273.7217 | 52.2847 | 176.1917 | 315.5712 | 91.3205 | 273.7863 | 148.175 | 228.0365 | 150.6398 | 230.391 | 268.7186 | 47.4126 | 85.9596 | 221.5598 | 212.7941 | 179.3529 | 179.1359 | 256.9422 | 183.3049 | 178.2399 | 223.594 | 298.9088 | 189.2571 | 244.2004 | 132.8102 | 323.848 | 250.6625 | 201.1305 | 82.0032 | 172.5401 | 152.8144 | 194.8257 | 201.2215 | 470.9193 | 187.465 | 167.9136 | 135.434 | 110.4017 | 230.5016 | 308.2879 | 127.2001 | 430.6098 | 254.2256 | 150.8131 | 93.3257 | 216.2578 | 96.4023 | 123.9076 | 167.5779 | 221.2324 | 186.5627 | 380.6435 | 185.2471 | 373.4471 | 397.5522 | 149.0371 | 141.2982 | 163.0394 | 191.2011 | 221.072 | 175.1038 | 135.8996 | 173.8032 | 235.9518 | 113.0593 | 186.2765 | 253.9761 | 128.5618 | 146.6399 | 275.5854 | 141.2886 | 126.7533 | 245.1279 | 539.2768 | 315.7238 | 155.9945 | 274.2601 | 319.8758 | 178.4174 | 182.3582 | 216.2571 | 226.0895 | 538.9393 | 209.6789 | 193.926 | 150.5911 | 143.9598 | 117.7835 | 119.3881 | 252.9186 | 114.8301 | 226.4491 | 228.4884 | 128.9982 | 217.3915 | 181.3974 | 126.1467 | 343.8345 | 180.6215 | 255.8387 | 248.2873 | 157.3618 | 246.1411 | 186.0546 | 194.0437 | 193.0533 | 234.0539 | 114.6328 | 168.244 | 157.0768 | 373.3685 | 254.5604 | 128.8461 | 301.661 | 102.0959 | 157.3796 | 183.6622 | 276.7062 | 360.8194 | 237.5802 | 329.8572 | 312.2928 | 363.3618 | 151.3708 | 200.189 | 258.4592 | 152.7238 | 205.2658 | 160.5863 | 283.3864 | 259.5985 | 177.4487 | 296.2958 | 209.5384 | 119.581 | 180.0881 | 171.3237 | 234.8499 | 275.6383 | 367.9286 | 62.1316 | 84.4262 | 254.8316 | 207.8993 | 218.3233 | 156.1286 | 310.1458 | 276.4467 | 67.294 | 171.1268 | 621.2693 | 120.8148 | 145.4799 | 328.9448 | 144.5933 | 191.8705 | 151.4883 | 206.7854 | 148.1866 | 204.917 | 143.9753 | 212.3125 | 176.6292 | 160.4081 | 154.879 | 205.1002 | 251.3583 | 108.9826 | 108.2682 | 171.9313 | 182.1258 | 299.7744 | 280.701 | 198.7234 | 253.5325 | 151.5111 | 209.5128 | 147.1442 | 154.4969 | 224.3881 | 142.9932 | 173.4822 | 310.0593 | 384.0692 | 284.5069 | 117.8798 | 149.3876 | 220.9014 | 110.4829 | 207.6154 | 178.8803 | 211.1793 | 400.9617 | 177.634 | 140.9259 | 133.8517 | 177.6848 | 170.2376 | 155.8752 | 287.4186 | 203.6012 | 174.1542 | 138.2413 | 424.1718 | 105.2119 | 186.6373 | 227.3318 | 226.5804 | 170.1437 | 209.6285 | 235.4563 | 139.387 | 120.6642 | 203.9898 | 186.6443 | 276.7088 | 207.6253 | 141.9636 | 208.1455 | 142.2413 | 112.9251 | 163.6362 | 140.6389 | 299.4624 | 250.5776 | 163.4182 | 450.2826 | 299.2954 | 160.1365 | 182.3792 | 180.3396 | 182.008 | 168.2262 | 97.7068 | 209.9256 | 97.6181 | 186.8588 | 168.9808 | 293.4216 | 375.3299 | 182.9916 | 189.4003 | 264.5143 | 141.2276 | 184.192 | 127.2313 | 104.7079 | 172.5224 | 192.6291 | 178.5663 | 253.5639 | 195.0028 | 165.5833 | 199.8621 | 264.0045 | 379.2676 | 171.4452 | 165.2739 | 215.9984 | 142.6624 | 238.2795 | 354.4679 | 158.2938 | 162.468 | 356.9543 | 306.1918 | 401.5836 | 261.285 | 307.0608 | 249.0115 | 148.3807 | 249.9496 | 136.7012 | 201.9209 | 285.2414 | 142.7993 | 84.1557 | 124.6815 | 161.0674 | 117.8288 | 102.4211 | 185.7064 | 203.3721 | 144.2134 | 143.2022 | 290.4293 | 166.0649 | 150.7143 | 109.8678 | 205.2658 | 132.2212 | 202.7629 | 141.7966 | 75.4751 | 86.6362 | 184.3725 | 281.2303 | 124.4352 | 310.7109 | 24.878 | 68.9875 | 115.0246 | 196.2629 | 116.4698 | 225.1239 | 192.4606 | 119.4323 | 258.686 | 234.2289 | 100.3653 | 91.8708 | 271.7877 | 127.6677 | 349.9157 | 145.0953 | 158.8657 | 272.4975 | 191.5923 | 362.4323 | 310.2209 | 113.4959 | 214.8172 | 132.0649 | 209.6398 | 151.3864 | 172.6697 | 165.6513 | 59.5333 | 264.6316 | 148.0274 | 377.8389 | 186.5706 | 99.6927 | 153.2882 | 348.3234 | 124.4351 | 172.222 | 228.9272 | 225.1954 | 109.6222 | 81.2638 | 145.6244 | 160.8047 | 139.569 | 290.1281 | 82.6095 | 144.4376 | 164.534 | 324.9253 | 114.2919 | 117.3911 | 131.9458 | 524.0657 | 292.0731 | 141.0946 | 147.7328 | 156.0282 | 136.7941 | 114.6932 | 224.9201 | 239.2443 | 155.629 | 276.6586 | 166.1926 | 207.424 | 253.1667 | 204.0954 | 176.254 | 288.5615 | 169.9714 | 98.4193 | 155.5376 | 222.95 | 159.4632 | 225.8071 | 174.775 | 178.4762 | 356.5348 | 165.0763 | 204.3711 | 245.5709 | 107.9991 | 160.186 | 340.0711 | 233.0837 | 143.6542 | 259.4328 | 231.6483 | 326.3478 | 111.8848 | 181.856 | 124.1176 | 272.9031 | 359.0697 | 297.5661 | 236.3685 | 286.4154 | 63.0435 | 196.5577 | 136.4905 | 160.705 | 117.3172 | 102.2071 | 181.4078 | 293.5646 | 150.9141 | 160.2338 | 206.2833 | 263.0559 | 290.1091 | 134.7836 | 126.3409 | 292.6478 | 436.3248 | 120.1429 | 161.7275 | 98.1087 | 109.5711 | 192.9183 | 197.2382 | 289.4278 | 226.0274 | 128.3373 | 261.0762 | 210.2055 | 245.3329 | 98.5724 | 281.8832 | 170.9516 | 462.3186 | 185.8827 | 208.2171 | 201.8524 | 217.5485 | 141.5376 | 115.2685 | 292.3697 | 210.3894 | 268.6393 | 165.2591 | 277.6299 | 198.2005 | 410.1618 | 226.4287 | 159.5651 | 404.5507 | 102.9117 | 407.3425 | 205.6657 | 232.8603 | 217.1194 | 306.427 | 181.8029 | 239.9888 | 328.0909 | 159.535 | 116.3563 | 129.4082 | 224.5163 | 142.7962 | 222.1735 | 305.1778 | 117.9744 | 314.8847 | 114.4623 | 265.496 | 334.7295 | 160.436 | 308.3733 | 286.5639 | 218.5344 | 273.5825 | 225.8916 | 115.8078 | 64.0574 | 239.1056 | 146.6058 | 82.7582 | 213.6181 | 114.6529 | 163.9458 | 91.4335 | 174.0675 | 240.7219 | 242.6208 | 125.7933 | 181.1751 | 283.491 | 243.8208 | 212.7736 | 313.1534 | 155.7231 | 324.7497 | 217.7609 | 258.5012 | 168.0741 | 226.8669 | 207.5689 | 95.4577 | 219.0859 | 236.8646 | 216.9678 | 153.1724 | 123.5403 | 246.2288 | 216.7877 | 174.0448 | 250.5134 | 274.6494 | 234.5301 | 202.7521 | 242.4295 | 187.1221 | 180.5689 | 256.3067 | 217.7446 | 119.8035 | 184.245 | 250.6085 | 208.7311 | 166.4303 | 130.6177 | 319.3357 | 360.5981 | 207.8525 | 138.3267 | 131.7532 | 213.8898 | 189.8216 | 75.3884 | 288.8722 | 140.8197 | 255.1544 | 134.2797 | 84.3676 | 221.7893 | 191.2597 | 143.4372 | 312.709 | 274.8289 | 180.2917 | 200.1078 | 174.8025 | 203.5949 | 167.0055 | 319.3569 | 167.6742 | 235.0684 | 120.2501 | 276.4436 | 329.9961 | 77.2966 | 243.2473 | 159.6582 | 206.3349 | 160.4586 | 337.6244 | 498.0873 | 178.4654 | 182.9379 | 366.2728 | 226.6944 | 237.9482 | 213.4421 | 335.5893 | 126.6527 | 157.3798 | 310.9838 | 72.768 | 142.6224 | 72.6086 | 139.4032 | 202.5007 | 231.4935 | 136.4839 | 166.5191 | 172.8305 | 119.868 | 165.1456 | 137.6964 | 249.6244 | 164.0543 | 154.6666 | 190.7115 | 198.1363 | 216.3319 | 268.9296 | 200.2506 | 393.8372 | 251.0315 | 219.2958 | 175.1014 | 140.5773 | 285.5197 | 143.5377 | 230.3081 | 237.4162 | 158.2023 | 199.0004 | 288.5493 | 172.2719 | 126.2693 | 207.7152 | 210.5046 | 282.4323 | 109.4075 | 308.0424 | 168.8961 | 210.8536 | 163.4215 | 165.0742 | 250.0448 | 70.3431 | 157.4481 | 410.7869 | 216.3145 | 329.1581 | 212.3723 | 228.7857 | 265.7408 | 142.4964 | 150.1972 | 133.5442 | 250.5645 | 338.2966 | 177.8535 | 324.8588 | 297.9864 | 293.0063 | 120.5562 | 320.9677 | 245.1717 | 162.7537 | 177.6735 | 203.8033 | 172.8799 | 215.656 | 250.3506 | 172.8814 | 245.0628 | 438.8308 | 144.9724 | 252.7742 | 134.1411 | 201.7382 | 285.7621 | 271.1678 | 226.4249 | 236.6516 | 171.0082 | 121.3786 | 171.1641 | 222.869 | 208.2482 | 326.6304 | 289.5503 | 79.6161 | 254.8185 | 258.4027 | 89.6835 | 341.3419 | 214.3853 | 187.8995 | 195.3089 | 127.9485 | 205.7686 | 125.4442 | 231.8667 | 183.0654 | 193.4052 | 170.5634 | 139.0083 | 173.1973 | 331.0881 | 229.8414 | 458.51 | 153.0453 | 140.9706 | 264.9232 | 197.0302 | 138.4039 | 195.8688 | 120.336 | 252.9849 | 100.8409 | 169.8453 | 208.4117 | 187.0041 | 203.9902 | 185.188 | 172.1975 | 262.5668 | 138.8207 | 327.7557 | 75.8727 | 298.7853 | 197.5108 | 83.4057 | 209.8374 | 349.7638 | 218.6304 | 183.6585 | 161.6793 | 131.2555 | 339.8967 | 274.0995 | 81.6159 | 207.0573 | 267.2338 | 225.9089 | 257.0372 | 148.7034 | 183.7451 | 118.9849 | 184.3158 | 292.9194 | 210.5452 | 148.8034 | 202.5009 | 365.5746 | 261.9135 | 126.7232 | 322.4061 | 188.6669 | 123.8931 | 184.0411 | 271.8398 | 171.0003 | 136.1932 | 197.1417 | 192.9195 | 112.6962 | 165.1044 | 101.7748 | 283.9356 | 190.2135 | 155.1679 | 134.963 | 187.0207 | 264.1036 | 81.5147 | 170.2159 | 206.202 | 138.7726 | 173.5391 | 225.8148 | 132.155 | 279.3127 | 208.0789 | 137.1683 | 175.8928 | 319.9358 | 152.4561 | 172.1141 | 319.4014 | 162.7278 | 68.5007 | 173.1443 | 236.9474 | 171.85 | 235.9608 | 120.9433 | 150.8369 | 318.576 | 97.8813 | 103.6741 | 499.8713 | 264.624 | 141.6167 | 308.6803 | 278.8331 | 284.8277 | 183.5294 | 287.6146 | 146.7178 | 158.9023 | 143.8827 | 101.1555 | 190.2799 | 156.9254 | 218.1338 | 176.0747 | 167.429 | 160.0507 | 286.8854 | 154.446 | 154.3321 | 188.0238 | 222.9686 | 119.2242 | 318.4348 | 185.2588 | 217.5649 | 253.4085 | 157.0919 | 192.5495 | 118.8947 | 147.7429 | 168.6781 | 292.054 | 175.8611 | 220.489 | 213.385 | 215.7869 | 252.8547 | 230.5507 | 351.1552 | 96.5524 | 173.0007 | 190.5289 | 173.0787 | 317.074 | 269.8567 | 98.0272 | 197.395 | 453.807 | 328.8712 | 91.8915 | 196.6589 | 160.4276 | 137.5 | 168.3571 | 241.5715 | 224.5925 | 152.3212 | 127.4571 | 173.3133 | 220.1858 | 208.0603 | 181.7235 | 197.7745 | 181.332 | 284.2984 | 123.8378 | 97.9808 | 113.3409 | 236.4943 | 401.0219 | 262.3602 | 166.2027 | 316.659 | 360.7408 | 166.3847 | 283.6478 | 177.4571 | 246.7865 | 242.1328 | 342.0012 | 179.9056 | 354.6636 | 107.1795 | 134.9917 | 240.8766 | 165.3446 | 208.0809 | 155.0421 | 109.0007 | 129.5456 | 195.7071 | 386.4161 | 154.0831 | 133.966 | 143.9723 | 108.8556 | 259.6108 | 193.8355 | 165.2978 | 260.2055 | 131.1596 | 253.3826 | 166.7274 | 171.6433 | 161.2758 | 156.066 | 278.4855 | 258.9969 | 189.0534 | 175.6683 | 169.2515 | 123.7759 | 217.7876 | 296.7098 | 183.5764 | 236.3852 | 328.4656 | 213.3642 | 242.8165 | 161.7192 | 199.9421 | 176.888 | 188.837 | 108.4126 | 238.3266 | 315.7853 | 118.6542 | 138.8997 | 250.5483 | 168.5094 | 151.353 | 112.7694 | 71.7443 | 227.4225 | 112.1346 | 324.7919 | 116.0145 | 182.8745 | 182.4124 | 471.986 | 172.411 | 259.1083 | 109.7803 | 208.5094 | 158.5157 | 368.998 | 174.3995 | 279.1661 | 123.7253 | 109.2518 | 205.4643 | 123.7353 | 299.4632 | 176.463 | 286.6086 | 185.6181 | 193.8666 | 203.0553 | 216.8583 | 220.0616 | 105.6361 | 229.5702 | 195.7461 | 372.0153 | 201.458 | 141.939 | 120.7272 | 201.6126 | 214.9569 | 197.6893 | 237.7067 | 98.1795 | 298.6657 | 196.3635 | 142.3099 | 257.6327 | 139.467 | 162.7061 | 265.647 | 215.7165 | 101.5441 | 234.7449 | 499.5051 | 101.0046 | 175.5217 | 156.4785 | 196.3218 | 135.124 | 198.639 | 309.7022 | 181.2853 | 233.8664 | 109.6822 | 98.6969 | 237.9234 | 233.2658 | 136.7285 | 241.3136 | 191.9021 | 143.3807 | 220.2932 | 167.4647 | 239.1443 | 237.9909 | 200.5558 | 132.2961 | 133.6106 | 141.9316 | 214.6201 | 109.1815 | 210.7441 | 113.0787 | 153.697 | 112.321 | 170.7212 | 120.0566 | 262.7979 | 197.6832 | 209.0342 | 134.0727 | 223.6482 | 139.8486 | 131.3728 | 239.0385 | 158.6898 | 156.4229 | 107.3175 | 182.2561 | 191.9283 | 133.7744 | 232.1102 | 222.6533 | 204.5871 | 383.9736 | 172.5107 | 334.3432 | 37.0687 | 258.1777 | 246.2742 | 177.1057 | 190.3598 | 193.4231 | 267.0541 | 162.0689 | 97.6264 | 132.578 | 149.4843 | 222.426 | 349.9859 | 145.488 | 260.5555 | 80.8551 | 271.3777 | 186.4746 | 169.8952 | 108.8341 | 139.5671 | 47.8925 | 191.2338 | 122.0818 | 217.2815 | 211.1299 | 220.9358 | 138.0648 | 86.0982 | 248.6911 | 185.2555 | 214.5138 | 212.7202 | 170.5657 | 147.5466 | 184.5407 | 157.025 | 296.306 | 181.4923 | 117.5826 | 246.6039 | 199.7822 | 133.7888 | 181.0726 | 419.308 | 194.0133 | 287.9844 | 269.6528 | 208.4153 | 99.7292 | 210.0683 | 211.8493 | 514.6702 | 224.5027 | 196.8965 | 270.3966 | 242.4638 | 91.391 | 82.4271 | 158.502 | 90.0982 | 147.3088 | 118.4823 | 210.8523 | 421.487 | 133.1142 | 257.1399 | 195.002 | 241.8247 | 217.312 | 112.6992 | 315.8919 | 68.5493 | 259.1027 | 87.1043 | 248.5747 | 140.9603 | 265.5995 | 153.0875 | 154.1101 | 131.3776 | 133.1299 | 274.6163 | 151.9622 | 233.1228 | 223.6296 | 135.3737 | 294.3927 | 199.0392 | 106.4997 | 169.4696 | 252.3904 | 163.3294 | 223.3196 | 232.6066 | 170.8041 | 150.0026 | 120.1822 | 347.7651 | 137.7148 | 177.5517 | 124.3832 | 247.122 | 235.1093 | 137.3662 | 121.2466 | 136.9241 | 129.5833 | 102.7745 | 197.5932 | 174.762 | 277.9675 | 143.5526 | 142.5132 | 251.6785 | 171.0726 | 96.5467 | 224.5818 | 155.6589 | 176.0216 | 166.3449 | 412.3871 | 175.5623 | 139.5746 | 167.583 | 236.605 | 132.9691 | 162.8279 | 309.6917 | 85.8614 | 213.7359 | 266.1928 | 113.6975 | 67.5336 | 169.2378 | 240.644 | 170.0342 | 252.4513 | 107.3267 | 215.1427 | 230.8104 | 221.9599 | 290.402 | 322.6638 | 228.8965 | 180.3926 | 278.1916 | 416.6883 | 177.6838 | 229.7361 | 357.2218 | 120.3606 | 296.2909 | 167.1277 | 199.6604 | 117.2836 | 330.7525 | 64.0326 | 139.1612 | 353.6627 | 277.824 | 140.7369 | 176.9397 | 123.0826 | 203.2961 | 64.331 | 166.6252 | 198.0603 | 242.7151 | 176.6708 | 150.5864 | 102.6985 | 251.9106 | 178.7008 | 240.0089 | 298.7846 | 161.9933 | 186.1869 | 202.1636 | 239.5301 | 269.5038 | 103.333 | 125.7327 | 317.3166 | 168.6835 | 103.3645 | 124.3742 | 224.889 | 147.0549 | 220.57 | 203.8086 | 142.6702 | 264.808 | 100.9523 | 232.8052 | 239.9963 | 201.3611 | 193.3765 | 218.1307 | 288.8331 | 117.5926 | 240.2191 | 270.3422 | 154.5593 | 333.5434 | 150.3741 | 221.8345 | 324.1059 | 160.8175 | 224.2975 | 401.084 | 223.8856 | 98.5481 | 195.2283 | 174.3869 | 251.0641 | 153.8241 | 96.6338 | 306.2559 | 250.5373 | 181.5075 | 144.4977 | 174.847 | 305.2227 | 275.7534 | 225.7 | 269.7666 | 328.7949 | 181.9764 | 97.4484 | 293.3517 | 134.3964 | 264.763 | 244.7989 | 187.2784 | 250.7406 | 198.8838 | 271.0816 | 232.2916 | 365.6985 | 180.1709 | 154.1421 | 226.0591 | 127.1169 | 265.0415 | 137.5753 | 303.5772 | 308.7422 | 67.8929 | 267.9013 | 184.2556 | 269.9082 | 190.5385 | 201.3096 | 274.1482 | 110.707 | 242.4961 | 139.0582 | 199.5354 | 133.9523 | 157.8451 | 167.8867 | 215.7201 | 139.0453 | 132.5234 | 203.0744 | 163.3978 | 173.9901 | 197.4877 | 150.8572 | 332.2962 | 224.0552 | 112.3389 | 130.0306 | 133.58 | 202.2669 | 248.6216 | 272.4111 | 151.6619 | 174.7688 | 274.4213 | 139.516 | 190.798 | 101.6806 | 168.1961 | 238.3763 | 401.0085 | 184.5339 | 198.478 | 97.6034 | 166.8959 | 151.0067 | 293.3838 | 167.4744 | 283.1634 | 147.6832 | 229.2693 | 296.2475 | 242.4513 | 237.9542 | 63.8809 | 172.4468 | 235.5656 | 257.1816 | 136.1178 | 186.087 | 143.234 | 183.6888 | 318.7211 | 462.2395 | 363.6016 | 92.1215 | 151.2482 | 76.2806 | 183.2279 | 278.7602 | 434.2333 | 169.6361 | 174.5702 | 147.374 | 243.3433 | 168.5086 | 128.3055 | 108.1757 | 225.8918 | 408.1151 | 164.8516 | 138.1223 | 153.5603 | 94.1894 | 160.2957 | 187.9358 | 133.5124 | 196.1102 | 144.5431 | 147.4646 | 212.2689 | 269.5544 | 231.4353 | 208.6401 | 183.9961 | 229.5729 | 133.4341 | 309.1716 | 143.2335 | 185.9597 | 241.4037 | 169.8916 | 272.1002 | 203.2563 | 142.1867 | 284.6038 | 305.2947 | 287.681 | 113.2647 | 172.8549 | 261.6197 | 389.331 | 252.5186 | 137.2147 | 291.1233 | 146.1398 | 244.8885 | 121.5187 | 198.8649 | 260.5025 | 85.2874 | 259.6736 | 268.747 | 109.0774 | 185.9938 | 143.4021 | 259.5239 | 310.7999 | 342.92 | 107.3191 | 297.2249 | 488.8548 | 254.7023 | 240.1565 | 126.3482 | 434.4097 | 331.1379 | 125.172 | 353.8786 | 173.6049 | 197.2218 | 94.3162 | 144.8079 | 120.2645 | 217.0647 | 88.0201 | 256.4761 | 179.749 | 232.1446 | 122.337 | 129.7736 | 247.6199 | 139.7016 | 99.2374 | 315.8117 | 243.0821 | 269.5823 | 81.3366 | 211.3998 | 207.2589 | 196.6787 | 225.2645 | 146.0228 | 75.9666 | 254.443 | 126.3314 | 140.2817 | 223.0143 | 273.105 | 80.4053 | 344.7692 | 214.1983 | 148.7068 | 135.6998 | 381.2699 | 221.6448 | 294.1288 | 97.1123 | 232.4124 | 160.1165 | 203.5466 | 189.9819 | 213.635 | 197.4317 | 143.0234 | 248.537 | 323.5486 | 190.8195 | 149.9242 | 274.2414 | 139.4833 | 266.0548 | 281.805 | 383.0654 | 178.2915 | 68.8351 | 148.4323 | 291.8127 | 237.4468 | 177.2101 | 156.7067 | 219.753 | 129.965 | 118.4153 | 361.4538 | 309.4891 | 234.7725 | 152.8346 | 180.4329 | 276.4964 | 169.1024 | 248.7571 | 298.7826 | 214.0347 | 188.4242 | 220.6131 | 224.7924 | 177.976 | 159.821 | 136.4838 | 283.2394 | 121.2739 | 361.3021 | 309.3008 | 314.0148 | 354.4779 | 490.7861 | 370.1144 | 156.8656 | 170.8563 | 211.1593 | 180.4844 | 242.2478 | 414.7805 | 83.8526 | 115.064 | 160.9562 | 248.323 | 349.9502 | 355.0628 | 240.323 | 325.5421 | 148.0919 | 230.4743 | 91.7014 | 203.4697 | 141.9714 | 268.7312 | 101.9519 | 336.1707 | 233.144 | 177.7014 | 227.8516 | 238.7024 | 219.3506 | 346.345 | 206.6455 | 192.4583 | 220.0678 | 239.1052 | 289.4399 | 298.502 | 286.8335 | 174.6933 | 123.9647 | 120.5218 | 250.9442 | 197.3152 | 218.2615 | 230.4972 | 131.4266 | 168.596 | 141.0616 | 231.0461 | 189.3682 | 104.047 | 144.4762 | 170.9348 | 199.7501 | 187.8578 | 295.2545 | 270.245 | 98.8826 | 147.7312 | 261.2715 | 208.8479 | 309.101 | 147.2807 | 154.1554 | 152.3045 | 281.7768 | 116.5028 | 193.1693 | 121.2631 | 162.119 | 350.7748 | 311.8844 | 167.0834 | 162.9142 | 215.7246 | 190.8381 | 244.6525 | 86.7993 | 212.6386 | 213.0341 | 127.7884 | 198.5997 | 179.2853 | 219.087 | 189.2948 | 194.6689 | 139.2741 | 174.334 | 251.7002 | 382.8691 | 148.2236 | 351.8382 | 163.549 | 263.7125 | 157.2008 | 239.594 | 325.4763 | 197.4492 | 109.3368 | 93.6327 | 305.1821 | 88.0954 | 148.6781 | 144.3555 | 169.0204 | 227.6782 | 308.7172 | 371.3422 | 173.1961 | 148.5639 | 272.2764 | 201.9357 | 102.3612 | 194.7313 | 300.7937 | 207.472 | 154.348 | 101.7352 | 209.6472 | 277.9149 | 174.3041 | 132.5066 | 325.6188 | 221.3148 | 92.9056 | 185.8093 | 174.4416 | 159.5305 | 202.8531 | 189.9727 | 202.2687 | 276.0586 | 176.4327 | 212.2254 | 184.4557 | 221.6821 | 82.2698 | 196.4904 | 132.3968 | 186.1514 | 138.0612 | 205.2639 | 273.5556 | 258.344 | 256.73 | 128.0404 | 345.6739 | 168.4505 | 130.2325 | 143.2828 | 174.26 | 197.9475 | 160.7747 | 436.4217 | 268.6349 | 214.5354 | 168.7177 | 163.1717 | 157.9804 | 140.4048 | 123.4672 | 185.3599 | 193.5691 | 213.7586 | 172.2821 | 270.1795 | 223.836 | 151.9734 | 140.2293 | 135.0786 | 278.6342 | 127.5112 | 184.4442 | 215.574 | 167.2035 | 190.8781 | 264.2898 | 177.9346 | 102.3946 | 228.9432 | 147.768 | 165.3416 | 387.0716 | 393.2764 | 136.1539 | 197.3326 | 129.0087 | 165.5843 | 241.0465 | 111.2805 | 251.4022 | 100.1844 | 146.7455 | 110.4109 | 239.3604 | 256.9549 | 200.6029 | 101.9821 | 277.2508 | 189.2132 | 164.7844 | 227.8169 | 216.4191 | 216.5912 | 260.0802 | 172.1787 | 127.9114 | 211.9932 | 300.7722 | 177.661 | 154.2041 | 155.5773 | 157.7579 | 237.0531 | 125.8749 | 123.7671 | 222.9036 | 237.7217 | 187.711 | 120.0888 | 256.2849 | 236.5752 | 189.4518 | 165.616 | 250.5473 | 111.835 | 480.4843 | 231.4739 | 201.3371 | 271.46 | 176.7993 | 88.7995 | 326.8955 | 261.6427 | 176.4306 | 212.7034 | 237.0251 | 145.3737 | 236.6183 | 321.9417 | 126.4605 | 24.2907 | 135.6532 | 253.0141 | 204.7029 | 278.9279 | 184.4077 | 254.0673 | 177.6623 | 236.4594 | 305.6754 | 244.5199 | 121.7123 | 268.5984 | 357.3468 | 291.0387 | 193.82 | 150.942 | 288.951 | 184.2637 | 553.5009 | 241.5484 | 205.5438 | 296.3676 | 116.6616 | 69.0864 | 32.2088 | 224.613 | 120.1238 | 155.6273 | 111.3527 | 103.7497 | 183.0376 | 322.0233 | 244.8914 | 260.2474 | 257.6744 | 207.6182 | 164.711 | 172.7866 | 163.0158 | 106.2832 | 115.8084 | 161.6469 | 140.798 | 198.4172 | 316.5056 | 101.664 | 282.6064 | 383.7548 | 222.9956 | 164.4864 | 147.3398 | 395.122 | 171.4109 | 129.307 | 295.401 | 122.3906 | 268.0259 | 218.6355 | 281.1141 | 110.2023 | 268.4588 | 331.4829 | 199.8223 | 282.932 | 266.6391 | 164.6744 | 249.2134 | 158.3909 | 244.4568 | 257.9694 | 162.8445 | 285.9689 | 147.4786 | 215.4808 | 264.907 | 240.7751 | 66.2367 | 308.6179 | 112.8128 | 234.0077 | 140.4052 | 269.1076 | 268.6551 | 169.3798 | 136.0817 | 163.2732 | 120.3722 | 197.5552 | 238.1102 | 88.9515 | 42.8703 | 235.2984 | 187.119 | 156.8902 | 166.2239 | 197.2369 | 232.264 | 209.05 | 99.3075 | 92.3653 | 305.3212 | 167.1292 | 318.4092 | 91.1477 | 509.853 | 296.4339 | 191.2978 | 348.8239 | 179.0039 | 135.537 | 255.6732 | 197.3843 | 299.1826 | 127.6671 | 131.8852 | 183.7805 | 244.9813 | 81.2538 | 161.1326 | 119.0175 | 181.2262 | 182.1106 | 144.6013 | 354.251 | 376.105 | 123.0872 | 186.4643 | 303.7373 | 257.2353 | 151.0856 | 113.7813 | 351.8456 | 211.7633 | 109.7285 | 124.1513 | 247.6248 | 134.3127 | 205.033 | 163.0813 | 155.1733 | 82.8661 | 143.2208 | 231.0055 | 238.5204 | 139.9255 | 100.3873 | 267.9878 | 151.5527 | 185.1876 | 365.4469 | 213.8278 | 348.1413 | 133.2315 | 206.5128 | 236.3014 | 155.3608 | 234.9347 | 111.6445 | 379.4847 | 135.0219 | 238.9721 | 105.9 | 243.5177 | 65.2383 | 199.1431 | 367.9755 | 431.265 | 165.4569 | 243.2143 | 219.1188 | 115.8892 | 120.2717 | 228.7039 | 206.6082 | 277.8855 | 143.5004 | 158.2175 | 109.8689 | 210.7227 | 299.0507 | 432.496 | 184.858 | 114.595 | 63.6607 | 264.5153 | 164.3085 | 120.2505 | 80.0078 | 163.88 | 128.5617 | 198.8897 | 249.7346 | 315.006 | 129.5094 | 459.6962 | 181.2092 | 374.1882 | 235.9559 | 149.4851 | 219.859 | 180.1152 | 169.5308 | 306.3483 | 208.0944 | 282.3853 | 241.5562 | 253.3661 | 206.6437 | 252.3384 | 162.4668 | 180.7423 | 150.7067 | 220.6509 | 136.028 | 233.1177 | 124.0737 | 236.877 | 191.4258 | 276.1874 | 347.1079 | 263.5215 | 166.1507 | 255.2021 | 137.4347 | 233.4161 | 235.7605 | 124.3003 | 196.3968 | 97.793 | 118.417 | 154.7676 | 159.6353 | 157.3962 | 173.3071 | 90.8464 | 252.1844 | 512.8361 | 277.1259 | 193.774 | 202.992 | 199.5896 | 117.9656 | 137.2941 | 132.7649 | 352.5537 | 214.3214 | 157.6907 | 153.8476 | 149.8828 | 131.6108 | 209.6947 | 338.1965 | 299.4317 | 273.6715 | 103.2905 | 296.3234 | 222.3547 | 280.4075 | 208.4527 | 160.4557 | 166.6711 | 218.9372 | 223.8196 | 163.9599 | 215.2825 | 252.7981 | 160.9253 | 272.8448 | 328.0753 | 181.163 | 234.5879 | 169.1572 | 491.6891 | 250.2937 | 93.7008 | 317.1107 | 335.7514 | 165.5298 | 221.0078 | 244.6675 | 145.4727 | 261.1289 | 216.2578 | 278.1855 | 98.8725 | 243.4735 | 168.6617 | 216.5048 | 171.1295 | 390.3305 | 179.4087 | 164.4367 | 376.161 | 141.4392 | 123.0027 | 165.5587 | 93.4988 | 170.996 | 115.7295 | 180.4585 | 223.664 | 283.5934 | 264.6733 | 162.812 | 291.0257 | 216.712 | 93.7257 | 235.2917 | 292.8726 | 155.4366 | 359.7693 | 131.8762 | 286.0328 | 293.225 | 143.8755 | 302.1737 | 130.5566 | 124.6634 | 234.831 | 307.9421 | 161.2614 | 239.5541 | 178.8831 | 104.3633 | 129.0979 | 109.7497 | 154.0066 | 212.5448 | 168.5169 | 245.7682 | 257.9895 | 173.2477 | 212.8746 | 172.1236 | 169.1327 | 183.2611 | 244.9249 | 125.6548 | 204.5975 | 240.2699 | 140.2675 | 271.2611 | 195.9017 | 232.9902 | 168.035 | 262.4577 | 256.9531 | 344.3062 | 234.3493 | 289.9468 | 126.6924 | 165.2951 | 275.8363 | 297.3857 | 177.4463 | 202.4324 | 237.321 | 198.0247 | 135.8137 | 149.2665 | 141.5584 | 104.8361 | 291.6545 | 144.1705 | 202.0713 | 158.5806 | 93.0128 | 317.8338 | 126.4528 | 139.9943 | 215.4884 | 360.3392 | 207.8951 | 185.1866 | 269.639 | 196.6241 | 173.594 | 157.2888 | 344.563 | 213.1611 | 187.2877 | 173.0526 | 106.7599 | 298.2267 | 135.6242 | 153.9456 | 336.6655 | 133.6137 | 193.7566 | 94.4838 | 32.1594 | 218.4605 | 244.0452 | 277.2399 | 125.3417 | 268.8907 | 204.0559 | 191.7471 | 155.5165 | 378.5307 | 130.2517 | 92.3159 | 121.927 | 238.6798 | 265.7008 | 157.1167 | 288.7326 | 150.229 | 161.4293 | 257.926 | 117.5206 | 176.7942 | 205.364 | 299.9827 | 199.8729 | 245.6879 | 188.7448 | 166.8026 | 147.8526 | 160.8852 | 324.8424 | 101.104 | 254.1299 | 275.1629 | 178.8719 | 330.5921 | 138.6669 | 102.1969 | 350.3989 | 217.5906 | 155.7849 | 216.776 | 406.7472 | 155.5951 | 260.0874 | 254.8894 | 223.5047 | 148.5118 | 237.2327 | 391.9746 | 246.5609 | 203.4852 | 115.3684 | 18.1548 | 164.3314 | 211.8353 | 169.9515 | 104.0271 | 382.1046 | 228.2188 | 207.5737 | 286.8292 | 132.9116 | 225.9144 | 237.8308 | 185.8131 | 141.7053 | 252.8314 | 229.7927 | 207.1567 | 199.5692 | 233.8503 | 154.5129 | 269.3205 | 109.0093 | 180.609 | 196.0597 | 295.2469 | 144.4617 | 208.7484 | 253.9005 | 278.3253 | 234.4835 | 316.8526 | 375.9112 | 248.3363 | 185.5786 | 229.5185 | 185.9978 | 211.8888 | 240.8876 | 148.6818 | 216.108 | 305.0731 | 100.9556 | 227.5559 | 279.0901 | 241.5878 | 185.54 | 143.9038 | 118.432 | 112.2134 | 337.2002 | 204.4849 | 152.2225 | 184.2224 | 235.0449 | 217.3752 | 135.1813 | 258.1648 | 159.9242 | 220.7975 | 145.9753 | 262.3796 | 299.1336 | 153.6748 | 140.4877 | 166.0181 | 127.1345 | 282.2073 | 557.8726 | 315.7585 | 311.8735 | 167.8094 | 251.8205 | 124.3449 | 155.7858 | 131.666 | 215.2565 | 163.9641 | 88.1327 | 181.6375 | 307.2553 | 147.0943 | 205.5102 | 99.7313 | 234.4308 | 159.7826 | 212.0041 | 106.5908 | 219.7764 | 99.8826 | 162.2093 | 222.7171 | 81.228 | 426.3412 | 231.6394 | 89.0786 | 181.3211 | 354.9807 | 190.5131 | 187.3687 | 197.2373 | 130.3001 | 257.4725 | 263.7769 | 186.9682 | 106.1842 | 71.0592 | 109.2694 | 172.0823 | 237.3468 | 145.1093 | 207.8369 | 159.3854 | 312.7917 | 289.2846 | 279.1186 | 285.0843 | 321.9766 | 284.832 | 169.0704 | 120.655 | 75.7027 | 238.805 | 170.4848 | 257.0416 | 160.7547 | 153.0928 | 175.6211 | 297.8068 | 78.548 | 154.5392 | 251.7848 | 169.0561 | 116.5356 | 285.9959 | 366.4934 | 155.8723 | 201.9026 | 185.2874 | 308.9399 | 254.1554 | 190.9697 | 171.8744 | 157.8132 | 264.7564 | 169.8707 | 109.1387 | 371.6714 | 157.9946 | 216.2205 | 301.1628 | 132.7396 | 189.1077 | 325.0406 | 151.9093 | 80.0755 | 309.2396 | 76.9386 | 201.5804 | 342.1709 | 234.1812 | 90.2584 | 97.7126 | 210.4664 | 97.6645 | 288.5115 | 298.5248 | 169.8124 | 139.6773 | 84.0138 | 104.7531 | 552.528 | 149.68 | 447.5885 | 126.4506 | 308.2261 | 232.4442 | 327.6075 | 118.1175 | 226.901 | 120.9844 | 149.9478 | 220.3317 | 211.0125 | 195.8306 | 247.6368 | 192.1784 | 167.9824 | 281.8662 | 161.3717 | 175.8788 | 153.4047 | 177.8993 | 187.6617 | 192.7634 | 134.8742 | 92.6856 | 195.4266 | 210.6286 | 245.8566 | 141.7752 | 256.18 | 211.2312 | 260.5354 | 175.0419 | 107.2975 | 177.4925 | 165.2861 | 141.8361 | 346.4686 | 212.4281 | 184.9966 | 143.5798 | 235.1998 | 20.4742 | 192.6843 | 165.8371 | 116.0314 | 137.0284 | 217.1796 | 195.2132 | 205.0191 | 178.6888 | 131.322 | 255.9425 | 173.8434 | 256.7525 | 206.957 | 162.447 | 233.8487 | 229.7855 | 255.4743 | 261.4313 | 119.027 | 32.2314 | 302.9872 | 231.4051 | 230.6751 | 148.451 | 165.8271 | 313.2402 | 197.943 | 237.5603 | 202.3668 | 222.918 | 223.3622 | 249.5874 | 128.7008 | 79.7249 | 325.7863 | 199.3492 | 219.7637 | 158.3786 | 175.6886 | 325.4336 | 134.8093 | 155.932 | 161.005 | 169.1053 | 169.0482 | 299.9289 | 225.8679 | 146.6875 | 192.5606 | 197.5322 | 171.1824 | 179.0355 | 26.6439 | 169.4722 | 142.0157 | 270.0756 | 273.3546 | 140.5241 | 243.1759 | 93.1766 | 112.3808 | 99.9369 | 167.3582 | 181.0493 | 262.6222 | 181.9995 | 231.3883 | 242.4361 | 146.4943 | 193.8602 | 258.3501 | 149.6792 | 170.8117 | 406.0908 | 183.8255 | 72.4038 | 267.4803 | 194.3913 | 116.7355 | 140.669 | 203.4452 | 261.464 | 217.6924 | 93.1975 | 175.5194 | 151.0009 | 149.2914 | 317.0331 | 137.0087 | 191.3484 | 193.595 | 130.5676 | 167.7133 | 132.7977 | 72.4986 | 122.1201 | 117.8229 | 306.17 | 160.2257 | 127.7701 | 150.9555 | 144.9997 | 220.3413 | 162.1556 | 178.0438 | 249.5057 | 85.4587 | 166.6712 | 199.1168 | 185.5328 | 230.3741 | 142.8532 | 115.9588 | 170.4851 | 216.234 | 321.6317 | 609.224 | 168.6666 | 98.0959 | 327.7039 | 159.7137 | 163.8523 | 171.5767 | 136.9046 | 203.7963 | 309.7007 | 175.4002 | 231.6892 | 131.2787 | 213.5027 | 373.9391 | 101.2131 | 86.4077 | 253.3562 | 185.7718 | 257.1204 | 169.1175 | 123.5978 | 377.8214 | 231.3439 | 123.1107 | 240.1939 | 310.3163 | 157.7146 | 148.5775 | 161.2067 | 196.8783 | 149.2027 | 356.2262 | 121.3246 | 199.3507 | 326.8871 | 229.5378 | 280.9315 | 205.3818 | 242.0141 | 298.4473 | 306.933 | 110.051 | 284.4237 | 231.3582 | 120.2155 | 274.8648 | 253.4852 | 142.642 | 239.5814 | 115.4052 | 101.7903 | 228.7639 | 152.6206 | 151.1383 | 254.7753 | 316.6899 | 114.7289 | 149.7233 | 150.1031 | 230.7254 | 303.8478 | 272.0624 | 208.9652 | 196.8464 | 137.7744 | 249.6935 | 174.197 | 162.8965 | 170.6656 | 268.446 | 203.8602 | 131.2496 | 115.3104 | 131.7279 | 151.216 | 65.9284 | 317.7413 | 229.8314 | 288.669 | 137.9724 | 258.6811 | 215.6107 | 186.3384 | 286.0362 | 321.5768 | 158.4738 | 425.0008 | 235.9108 | 253.2185 | 237.7595 | 196.9036 | 122.4653 | 325.3236 | 250.4809 | 87.0162 | 337.435 | 96.513 | 156.766 | 411.345 | 187.5443 | 180.8631 | 203.4937 | 365.5611 | 219.422 | 96.1421 | 175.2782 | 190.4401 | 147.3889 | 236.0869 | 159.0582 | 168.7067 | 302.6743 | 86.9188 | 230.1144 | 42.6622 | 200.0898 | 272.9029 | 134.7493 | 76.7352 | 112.7899 | 164.9579 | 173.7025 | 143.1128 | 294.8878 | 130.1152 | 151.9085 | 100.2256 | 183.4051 | 110.8905 | 195.0878 | 162.8864 | 106.6779 | 129.8223 | 197.9411 | 251.1519 | 142.5832 | 141.6219 | 150.8642 | 122.2873 | 242.3296 | 212.4878 | 122.2322 | 119.3415 | 243.6686 | 379.1945 | 173.6101 | 152.9483 | 216.8021 | 167.0727 | 238.7921 | 241.399 | 167.3828 | 137.4028 | 283.1444 | 199.1433 | 154.5119 | 120.3667 | 334.6166 | 232.884 | 298.2054 | 142.4921 | 94.2692 | 206.1174 | 214.4846 | 233.255 | 275.5334 | 134.1751 | 167.4118 | 340.2865 | 326.6838 | 234.1718 | 151.6185 | 183.5003 | 131.8098 | 155.8261 | 121.1104 | 146.4236 | 209.2343 | 168.476 | 199.54 | 176.9537 | 227.8664 | 165.0041 | 193.6134 | 263.6004 | 132.1336 | 210.4233 | 218.4242 | 111.3011 | 133.3644 | 252.9634 | 244.2546 | 144.7633 | 136.4661 | 185.9224 | 193.4598 | 223.314 | 166.1967 | 190.6041 | 224.4933 | 236.6697 | 184.4216 | 255.9369 | 141.0133 | 148.0976 | 136.2255 | 314.8327 | 171.8101 | 112.5288 | 294.3661 | 222.8729 | 277.6956 | 111.9105 | 258.2051 | 182.9235 | 221.7314 | 137.6595 | 220.6217 | 131.4345 | 181.4788 | 127.3637 | 182.2534 | 176.7965 | 186.5471 | 256.8905 | 132.7533 | 305.2041 | 285.5169 | 405.8165 | 186.0213 | 227.3165 | 269.0219 | 412.8297 | 168.2169 | 149.2071 | 292.7157 | 268.4995 | 192.7008 | 198.265 | 173.1313 | 165.8096 | 254.5209 | 228.2916 | 201.1476 | 267.1793 | 141.3886 | 229.2843 | 217.55 | 131.9494 | 171.288 | 141.6305 | 235.7051 | 176.688 | 223.5078 | 25.3482 | 176.033 | 263.8035 | 199.0915 | 255.7104 | 160.0355 | 273.92 | 223.0305 | 274.7556 | 141.1636 | 272.683 | 135.8655 | 227.2306 | 312.0128 | 41.1331 | 238.4369 | 238.0244 | 163.061 | 183.123 | 147.6934 | 228.6784 | 447.1763 | 181.9047 | 179.2536 | 304.8659 | 137.8664 | 113.5181 | 127.0581 | 198.9371 | 197.7255 | 261.6152 | 153.3257 | 243.095 | 108.6571 | 167.2017 | 174.6954 | 82.3058 | 366.4106 | 360.5317 | 281.3141 | 188.8309 | 328.2596 | 157.9391 | 319.3619 | 111.2237 | 337.5975 | 162.9224 | 380.6432 | 284.7197 | 161.1595 | 265.8245 | 239.0705 | 66.5988 | 267.2718 | 123.9546 | 192.0155 | 191.0041 | 332.4732 | 148.694 | 137.6946 | 189.7281 | 327.2436 | 144.7962 | 199.819 | 142.1704 | 144.2353 | 190.17 | 280.0668 | 119.2354 | 79.0715 | 356.5053 | 177.3564 | 451.67 | 245.1301 | 212.6087 | 111.4138 | 137.4211 | 233.7704 | 211.6885 | 100.6392 | 287.4088 | 128.907 | 208.6675 | 190.2518 | 335.3937 | 292.233 | 266.977 | 264.2296 | 120.1332 | 274.8017 | 432.8502 | 179.5556 | 196.4825 | 168.7163 | 366.7041 | 270.5674 | 216.4547 | 159.9904 | 167.3772 | 132.4849 | 174.5928 | 152.719 | 200.3763 | 181.8238 | 308.3885 | 200.9451 | 277.5375 | 200.6266 | 315.0421 | 184.2526 | 234.8382 | 173.6147 | 269.5921 | 191.9195 | 252.712 | 184.1811 | 255.5078 | 197.1614 | 109.0286 | 210.3603 | 123.0286 | 318.0774 | 178.7249 | 223.5586 | 233.8917 | 164.9177 | 146.8607 | 206.6965 | 230.5739 | 217.4216 | 285.6564 | 160.9138 | 109.4359 | 101.7436 | 235.1428 | 307.1575 | 249.4015 | 123.5423 | 274.0576 | 130.7025 | 120.4037 | 221.5806 | 106.1635 | 213.4361 | 161.3785 | 228.4589 | 133.8254 | 141.3761 | 228.4484 | 130.2632 | 126.5617 | 178.116 | 202.1267 | 269.6552 | 112.5572 | 76.7831 | 144.9665 | 63.3756 | 244.8233 | 240.2039 | 203.5136 | 162.5608 | 201.8471 | 341.5527 | 140.778 | 359.5911 | 196.6388 | 160.2044 | 180.2286 | 189.1017 | 169.8769 | 54.4142 | 211.825 | 221.4532 | 295.9864 | 202.9189 | 77.5112 | 105.8743 | 171.7781 | 163.9796 | 186.8688 | 186.4435 | 169.3042 | 279.2376 | 101.0146 | 194.71 | 222.5298 | 182.1785 | 205.229 | 286.2011 | 135.8109 | 171.8369 | 207.6872 | 431.2015 | 180.716 | 232.8734 | 137.2547 | 86.2092 | 134.3431 | 125.8766 | 51.5176 | 198.7396 | 337.0135 | 228.7738 | 110.4981 | 91.903 | 162.8377 | 88.2213 | 219.0266 | 332.6801 | 348.2425 | 221.7107 | 403.2173 | 200.973 | 152.0621 | 185.5037 | 153.6684 | 310.9385 | 244.9763 | 239.2649 | 362.5574 | 154.174 | 162.571 | 174.7668 | 140.8742 | 155.4761 | 313.0581 | 101.7289 | 165.7077 | 296.9171 | 130.4721 | 223.552 | 262.7005 | 120.286 | 140.5979 | 195.4924 | 112.144 | 222.3144 | 216.0236 | 238.719 | 87.6294 | 71.3213 | 240.5049 | 318.8883 | 251.0809 | 229.8334 | 113.5143 | 188.7486 | 191.5437 | 270.5586 | 465.222 | 140.856 | 187.4118 | 227.4484 | 11.0848 | 337.7875 | 241.1606 | 303.9 | 322.0473 | 244.1457 | 165.938 | 169.0324 | 370.9331 | 155.5983 | 170.7964 | 162.2807 | 168.5752 | 193.6802 | 260.5425 | 195.7347 | 309.8114 | 330.3847 | 171.9689 | 204.7288 | 176.5469 | 180.9141 | 418.4866 | 145.3343 | 75.8912 | 279.8283 | 262.7163 | 140.6186 | 163.5261 | 128.4072 | 300.1145 | 344.7661 | 208.5866 | 117.9905 | 178.4386 | 89.1121 | 94.7951 | 172.6438 | 135.568 | 305.1647 | 406.4517 | 176.0288 | 108.9007 | 200.946 | 97.3273 | 164.0553 | 261.3101 | 213.7162 | 127.955 | 210.7625 | 266.1609 | 247.8095 | 290.207 | 143.6612 | 182.6469 | 216.9346 | 419.656 | 185.5575 | 108.3665 | 424.2787 | 210.6007 | 128.462 | 231.9515 | 145.4585 | 215.8988 | 362.4349 | 18.396 | 312.8343 | 292.3619 | 173.2247 | 189.1086 | 93.1621 | 182.6393 | 201.9933 | 313.2397 | 370.667 | 212.731 | 86.3121 | 246.7492 | 323.5045 | 154.3586 | 229.3313 | 124.0008 | 154.933 | 220.7566 | 214.0975 | 306.7766 | 152.8042 | 213.1143 | 209.6804 | 145.6109 | 439.1494 | 244.7517 | 230.0533 | 299.4558 | 87.2839 | 180.4505 | 163.3719 | 176.4668 | 164.4612 | 336.0882 | 141.2387 | 215.8285 | 186.4716 | 199.0761 | 186.9236 | 248.7508 | 154.8084 | 156.6404 | 193.531 | 191.5437 | 169.7481 | 66.4432 | 278.6522 | 233.4271 | 213.945 | 290.162 | 250.4873 | 351.4146 | 401.9941 | 216.1672 | 156.9406 | 171.7066 | 176.1511 | 289.8838 | 83.2577 | 338.0043 | 204.6045 | 21.4444 | 193.2307 | 184.5855 | 195.7431 | 118.1815 | 275.2388 | 386.5796 | 191.3644 | 178.0162 | 162.1855 | 152.1347 | 190.8052 | 216.9812 | 182.577 | 204.7764 | 126.4759 | 252.718 | 221.225 | 276.3087 | 228.6027 | 245.3536 | 102.7972 | 189.2735 | 186.472 | 137.0978 | 121.8535 | 178.0139 | 150.2679 | 112.034 | 175.2692 | 149.3722 | 167.8628 | 227.8896 | 325.7509 | 81.7817 | 213.3084 | 145.4759 | 190.2818 | 173.0905 | 162.3975 | 130.7141 | 228.4554 | 205.6817 | 333.3818 | 195.6876 | 217.2008 | 226.8865 | 196.484 | 113.384 | 265.1057 | 193.3484 | 207.806 | 162.8278 | 277.4544 | 136.5559 | 439.53 | 198.0037 | 204.052 | 261.3718 | 171.8649 | 291.8131 | 97.6338 | 188.4476 | 201.8742 | 118.4614 | 190.1678 | 294.0497 | 149.2668 | 143.8851 | 200.3855 | 276.6231 | 315.5194 | 176.976 | 257.3952 | 186.2465 | 390.381 | 133.2465 | 184.3862 | 177.7617 | 209.8542 | 249.8113 | 228.0481 | 194.514 | 125.5348 | 198.2818 | 162.5828 | 245.9309 | 187.8549 | 193.2487 | 121.4942 | 134.8594 | 271.5128 | 247.9628 | 189.5852 | 212.0408 | 286.4449 | 151.8791 | 197.9141 | 188.4677 | 240.6816 | 283.368 | 178.8284 | 184.3462 | 188.3597 | 206.3409 | 165.2946 | 144.049 | 88.1194 | 232.8167 | 133.664 | 210.117 | 301.0118 | 75.4028 | 205.6874 | 134.234 | 117.2844 | 110.1848 | 188.1297 | 83.3409 | 138.7378 | 359.2506 | 294.9128 | 289.1565 | 219.9262 | 133.9861 | 248.2522 | 170.6508 | 197.9481 | 136.382 | 74.5262 | 188.5245 | 175.2538 | 242.7812 | 164.1042 | 132.439 | 396.6146 | 136.2045 | 296.8775 | 235.5155 | 118.7449 | 167.0598 | 202.9689 | 284.1341 | 116.304 | 200.049 | 166.4091 | 202.1809 | 253.537 | 267.282 | 172.264 | 128.6737 | 331.6409 | 140.4991 | 174.3007 | 262.2416 | 190.0595 | 232.0835 | 132.5541 | 292.806 | 144.6436 | 301.121 | 197.0561 | 239.8293 | 116.7439 | 258.377 | 144.2365 | 333.8957 | 255.5276 | 332.8385 | 274.2643 | 246.4202 | 235.7418 | 197.2557 | 359.0084 | 100.0135 | 147.2473 | 271.5424 | 157.8134 | 134.9885 | 99.4268 | 153.6141 | 169.5767 | 182.2304 | 159.0442 | 220.8662 | 111.8706 | 155.5281 | 349.345 | 186.3511 | 309.581 | 243.2249 | 114.7111 | 105.9842 | 203.526 | 250.6156 | 370.1965 | 205.757 | 311.34 | 303.0366 | 283.2199 | 236.4693 | 243.15 | 236.8065 | 226.3325 | 76.6449 | 152.8295 | 71.564 | 281.4618 | 360.1032 | 115.5915 | 156.8118 | 214.822 | 143.0962 | 239.2244 | 332.6423 | 200.7596 | 255.9181 | 157.2295 | 419.3035 | 116.7371 | 174.4685 | 86.5566 | 204.7187 | 419.4227 | 153.9353 | 223.8577 | 187.9732 | 68.7225 | 124.5033 | 118.2915 | 132.3709 | 292.0383 | 226.2329 | 365.2807 | 132.7598 | 97.8051 | 246.8416 | 264.5177 | 151.5536 | 125.0167 | 186.2571 | 143.8652 | 171.781 | 109.3126 | 353.3157 | 4.3345 | 131.7417 | 262.8066 | 180.0911 | 247.1995 | 368.8979 | 123.3525 | 162.665 | 268.2805 | 220.7893 | 393.4449 | 175.2736 | 138.8357 | 396.8564 | 140.7401 | 162.1479 | 138.1634 | 227.7409 | 221.4972 | 147.6803 | 178.2707 | 162.3408 | 61.6439 | 140.7258 | 423.5218 | 96.0328 | 173.5877 | 139.1421 | 134.8397 | 257.6975 | 168.6441 | 405.4713 | 235.4285 | 190.6207 | 273.4357 | 368.1876 | 199.6815 | 192.5635 | 161.8257 | 105.234 | 413.811 | 250.2929 | 236.9374 | 226.3676 | 320.1247 | 261.8958 | 191.028 | 94.2054 | 105.536 | 275.9681 | 155.9118 | 102.7432 | 160.6962 | 134.8753 | 297.7297 | 322.5833 | 147.8189 | 270.7198 | 361.5441 | 204.9903 | 125.9179 | 281.3408 | 213.5982 | 128.6247 | 258.853 | 95.7102 | 146.8399 | 198.427 | 195.5864 | 248.208 | 136.6573 | 93.381 | 275.5709 | 359.6732 | 98.9092 | 240.7615 | 95.0218 | 129.9766 | 259.784 | 230.6517 | 221.5463 | 173.1082 | 193.1023 | 276.4134 | 295.4459 | 127.025 | 137.2051 | 229.1554 | 193.2797 | 303.4159 | 163.1992 | 185.0661 | 289.3839 | 156.1066 | 186.8303 | 303.0574 | 237.2153 | 88.637 | 244.9857 | 271.8131 | 111.9509 | 192.9832 | 371.6803 | 191.3981 | 190.6541 | 185.0923 | 91.0359 | 233.7346 | 168.511 | 138.0168 | 194.1694 | 136.7405 | 101.4813 | 95.1259 | 197.0499 | 119.899 | 206.3829 | 242.2783 | 302.0094 | 215.0812 | 203.7289 | 158.4869 | 98.3817 | 213.7867 | 167.7618 | 458.7519 | 279.846 | 109.3798 | 287.6548 | 142.5884 | 207.2612 | 215.0454 | 138.8508 | 197.3325 | 191.8693 | 119.6485 | 141.2026 | 197.3284 | 142.9687 | 328.8322 | 323.9809 | 131.5329 | 234.4245 | 157.6447 | 182.3004 | 161.8045 | 235.0042 | 242.8726 | 364.5546 | 98.2901 | 280.9149 | 161.5529 | 174.6981 | 212.6292 | 5.0342 | 167.1614 | 229.5576 | 264.2421 | 173.0184 | 121.3575 | 194.2842 | 290.5608 | 197.8393 | 195.3203 | 176.0518 | 326.288 | 126.1767 | 189.6491 | 157.0242 | 169.8452 | 104.6681 | 164.4208 | 277.0468 | 177.4295 | 145.4121 | 168.2769 | 135.3684 | 147.6289 | 267.7071 | 380.8324 | 227.3905 | 167.0945 | 187.8471 | 183.8676 | 163.3594 | 149.6492 | 222.1548 | 65.385 | 130.542 | 158.628 | 282.423 | 117.2576 | 267.5274 | 81.1652 | 152.8538 | 205.6888 | 107.0084 | 92.4029 | 149.7007 | 185.5448 | 259.4207 | 203.9978 | 193.3348 | 206.6728 | 169.3872 | 226.6664 | 147.7041 | 114.695 | 99.7627 | 161.6648 | 313.9271 | 218.8577 | 251.8798 | 195.9863 | 227.6459 | 147.219 | 399.8973 | 76.4289 | 166.0045 | 209.828 | 168.4067 | 157.773 | 157.1185 | 299.0499 | 155.3389 | 116.2389 | 293.7328 | 336.1965 | 88.7083 | 329.8933 | 249.4516 | 130.4694 | 106.4878 | 223.4714 | 154.4127 | 139.0469 | 254.511 | 344.2575 | 218.6656 | 171.0281 | 176.4748 | 177.4215 | 128.0657 | 286.8704 | 197.0922 | 87.0114 | 322.6434 | 238.5643 | 187.6104 | 166.8547 | 127.9719 | 159.5857 | 155.5556 | 224.8954 | 76.1155 | 248.1922 | 129.1989 | 137.122 | 167.3804 | 356.7469 | 176.7899 | 182.012 | 141.2943 | 282.2226 | 216.8004 | 327.6099 | 259.1005 | 270.7442 | 206.1087 | 161.5709 | 358.9458 | 329.4148 | 190.9531 | 176.1876 | 145.6511 | 184.8277 | 138.6103 | 177.3476 | 320.6478 | 302.4762 | 243.346 | 319.1206 | 270.6988 | 223.4553 | 177.3133 | 185.0595 | 164.0621 | 278.1264 | 321.4362 | 294.3912 | 446.7987 | 213.905 | 131.6395 | 324.204 | 215.6677 | 142.1527 | 230.2685 | 248.1952 | 297.1222 | 300.0707 | 169.1062 | 195.0028 | 115.231 | 244.5306 | 181.9902 | 142.0426 | 112.1616 | 187.1993 | 164.1401 | 128.3265 | 79.0389 | 122.0785 | 88.8162 | 191.502 | 274.6963 | 237.9551 | 154.6009 | 100.2384 | 320.2368 | 308.8052 | 490.9273 | 146.3617 | 184.098 | 133.6905 | 152.0139 | 189.5485 | 161.028 | 291.0214 | 193.8353 | 194.4303 | 244.4533 | 115.6441 | 189.6318 | 234.5966 | 206.2688 | 150.4763 | 89.3205 | 241.1749 | 174.0337 | 283.3027 | 145.3219 | 271.3042 | 139.6457 | 282.8864 | 206.176 | 121.696 | 298.7619 | 200.1118 | 167.5488 | 180.8731 | 235.5405 | 215.6344 | 103.6461 | 127.2669 | 194.8654 | 142.9959 | 95.1755 | 114.7971 | 166.1124 | 131.7425 | 119.664 | 77.3029 | 182.4652 | 103.1618 | 313.7807 | 161.3999 | 202.7428 | 116.6845 | 260.2115 | 100.2061 | 249.5661 | 127.8616 | 135.1406 | 237.6062 | 337.6272 | 374.3799 | 256.5236 | 94.7159 | 352.457 | 167.9687 | 273.6797 | 159.6969 | 139.114 | 145.7128 | 274.098 | 520.4225 | 238.7367 | 278.9617 | 222.4418 | 206.213 | 181.6154 | 193.6848 | 151.2627 | 255.5814 | 138.6588 | 320.0914 | 85.7267 | 216.2881 | 191.0593 | 476.7795 | 189.7105 | 152.7742 | 170.6219 | 167.061 | 261.2468 | 239.3193 | 178.5219 | 190.256 | 217.4266 | 126.0281 | 118.024 | 482.1129 | 124.4786 | 134.6162 | 319.1386 | 169.218 | 178.0211 | 194.9225 | 172.9663 | 288.4064 | 203.3107 | 264.9739 | 146.3126 | 203.6154 | 282.0738 | 166.5026 | 340.8569 | 300.5718 | 188.4457 | 276.2654 | 244.407 | 149.1775 | 166.4699 | 121.7532 | 498.0726 | 254.734 | 241.4706 | 352.7505 | 222.8481 | 224.3517 | 242.6989 | 163.6363 | 136.2021 | 188.4714 | 136.4203 | 171.4539 | 263.711 | 222.4036 | 198.8365 | 229.3275 | 259.1763 | 165.8755 | 207.9497 | 233.9636 | 204.8407 | 194.2847 | 151.5041 | 112.5182 | 349.0313 | 201.8548 | 294.0698 | 180.3936 | 246.8989 | 125.6227 | 157.5688 | 107.0116 | 130.5617 | 178.265 | 152.0071 | 24.6968 | 172.5747 | 245.2746 | 163.1865 | 245.5361 | 283.5571 | 223.1959 | 246.949 | 300.8555 | 262.9211 | 157.9287 | 346.8547 | 188.2526 | 173.2154 | 200.5474 | 254.301 | 84.3399 | 86.5074 | 163.1735 | 191.8834 | 260.5348 | 255.1755 | 301.3352 | 162.2175 | 95.6409 | 149.7493 | 269.3987 | 108.2141 | 95.9229 | 146.9585 | 149.8442 | 202.9301 | 239.7462 | 250.8762 | 219.5015 | 346.424 | 203.4077 | 338.2028 | 89.0516 | 159.2865 | 236.0322 | 244.4342 | 161.5508 | 236.4025 | 136.6436 | 276.0446 | 105.6051 | 234.6758 | 95.6242 | 138.3193 | 222.2843 | 77.4166 | 259.2198 | 164.4951 | 140.3298 | 263.3982 | 146.4142 | 162.8475 | 93.5721 | 201.7007 | 215.7472 | 154.1008 | 117.5215 | 116.3634 | 45.3811 | 275.9912 | 292.0447 | 190.8154 | 213.9923 | 218.0362 | 165.9999 | 109.8846 | 455.7815 | 106.7638 | 195.1134 | 112.2859 | 97.6258 | 174.0997 | 79.0169 | 322.7303 | 124.7209 | 216.6326 | 169.5064 | 233.3981 | 258.6626 | 82.4426 | 303.0574 | 114.3111 | 100.4884 | 142.8523 | 236.4226 | 310.6131 | 277.1978 | 203.1452 | 336.4411 | 285.7241 | 210.4588 | 123.4868 | 164.0553 | 412.8924 | 137.8168 | 164.4924 | 96.1015 | 265.5469 | 137.9219 | 213.7214 | 168.2323 | 126.3578 | 241.0563 | 267.0481 | 134.1462 | 97.378 | 199.1985 | 267.0738 | 216.8263 | 454.3006 | 166.2132 | 251.5541 | 293.3196 | 237.9902 | 139.2142 | 218.9885 | 196.8717 | 292.0093 | 129.8491 | 324.3222 | 204.1138 | 170.3393 | 233.3457 | 186.7434 | 159.0056 | 134.9177 | 83.7476 | 177.2507 | 145.4314 | 345.0295 | 210.8246 | 265.6031 | 236.3644 | 141.8743 | 196.5498 | 171.9563 | 161.7113 | 155.4905 | 208.6885 | 321.8661 | 204.9179 | 148.7126 | 217.5481 | 129.2617 | 182.0471 | 146.4782 | 128.9637 | 190.77 | 234.2998 | 223.2216 | 316.4672 | 344.9974 | 179.302 | 348.6867 | 138.9876 | 152.393 | 136.4833 | 153.8452 | 304.9151 | 538.0662 | 204.7807 | 160.6593 | 135.704 | 344.456 | 141.3089 | 251.3292 | 118.9558 | 81.1676 | 143.1923 | 252.3558 | 161.9597 | 216.0838 | 198.5276 | 231.8235 | 105.5179 | 242.5729 | 154.6697 | 166.5295 | 164.8033 | 301.376 | 125.6475 | 150.311 | 135.7199 | 171.1391 | 142.2292 | 489.1457 | 295.4218 | 248.4688 | 213.0834 | 137.7674 | 140.0929 | 160.0825 | 163.2655 | 163.1125 | 296.3743 | 102.7756 | 229.6111 | 259.4872 | 245.9861 | 99.637 | 257.4428 | 214.1049 | 215.8805 | 189.552 | 396.0464 | 120.7827 | 124.6128 | 140.9365 | 190.4627 | 206.03 | 103.8366 | 241.9114 | 142.898 | 280.8887 | 179.8274 | 209.8518 | 152.9639 | 334.0574 | 308.5544 | 97.3419 | 129.9393 | 228.8307 | 222.5269 | 171.1042 | 176.4206 | 152.5799 | 239.2483 | 256.2641 | 283.1655 | 131.2317 | 225.8175 | 404.3971 | 165.726 | 204.9028 | 214.4886 | 146.8119 | 168.486 | 261.792 | 263.9126 | 250.7539 | 205.2206 | 332.8201 | 73.1662 | 167.5719 | 306.6506 | 98.9843 | 263.5744 | 158.15 | 257.1268 | 258.8698 | 270.1703 | 178.0074 | 83.2 | 166.3025 | 266.0604 | 274.4626 | 264.6802 | 241.0262 | 108.1701 | 163.8249 | 231.6649 | 200.3265 | 263.7896 | 86.1403 | 219.2398 | 206.0803 | 166.7671 | 301.5715 | 81.2025 | 263.9421 | 76.1052 | 189.7506 | 248.7915 | 132.6021 | 163.6963 | 158.2124 | 135.2388 | 93.2491 | 321.049 | 248.134 | 245.5793 | 235.4589 | 104.6891 | 215.5373 | 243.3245 | 309.4821 | 265.9387 | 222.5045 | 182.5679 | 348.4001 | 137.165 | 251.412 | 210.3265 | 88.1478 | 133.133 | 74.437 | 269.667 | 165.3113 | 458.5474 | 157.1317 | 143.7584 | 162.4806 | 158.384 | 259.8799 | 213.4095 | 80.9983 | 163.83 | 238.5429 | 251.1226 | 177.5819 | 200.3315 | 158.2162 | 137.8266 | 395.6864 | 299.8639 | 226.0207 | 167.7694 | 3.4932 | 246.859 | 177.3478 | 347.3299 | 303.5195 | 174.6609 | 206.1987 | 245.4809 | 183.6864 | 115.7865 | 186.741 | 205.7981 | 118.9253 | 307.819 | 213.2461 | 276.1289 | 227.9192 | 87.8513 | 264.6338 | 221.5244 | 138.1304 | 237.779 | 148.4292 | 268.1526 | 218.1742 | 181.1713 | 266.6192 | 341.7079 | 108.0525 | 211.1836 | 114.2245 | 215.5271 | 220.4625 | 153.1024 | 98.814 | 116.8369 | 300.6418 | 258.5139 | 194.2579 | 145.1649 | 268.3244 | 193.8811 | 343.0842 | 219.0073 | 158.2813 | 137.2063 | 117.8612 | 71.0929 | 217.3096 | 119.9161 | 278.9135 | 397.8697 | 134.5693 | 94.6856 | 154.8977 | 201.9201 | 238.4262 | 311.0654 | 169.6991 | 199.1306 | 280.0758 | 136.4162 | 149.7299 | 331.3205 | 461.3623 | 203.0153 | 131.246 | 218.01 | 172.8544 | 174.3589 | 151.4914 | 176.3228 | 126.5117 | 185.3021 | 137.7041 | 229.1491 | 163.526 | 122.2879 | 145.0758 | 214.37 | 110.5551 | 220.1942 | 279.3036 | 133.6508 | 167.0187 | 103.1955 | 281.2289 | 266.1928 | 109.6565 | 92.8888 | 125.5378 | 256.5719 | 222.8997 | 217.6627 | 87.1408 | 214.9108 | 217.3337 | 233.5387 | 228.0397 | 208.3655 | 148.8449 | 121.84 | 199.9152 | 188.5015 | 165.9153 | 88.0958 | 94.6282 | 118.2891 | 111.4007 | 109.0982 | 250.6343 | 195.047 | 318.7175 | 96.7406 | 226.5022 | 122.835 | 337.9515 | 98.5758 | 222.0637 | 215.3329 | 156.7017 | 103.5715 | 131.6336 | 155.5819 | 174.6248 | 230.6573 | 359.9631 | 287.6721 | 174.2814 | 146.9584 | 279.186 | 215.836 | 425.6531 | 233.1077 | 182.2741 | 189.4306 | 244.8668 | 150.9394 | 141.8182 | 316.6007 | 254.4772 | 249.1436 | 234.5621 | 194.2182 | 337.8837 | 297.7106 | 227.0777 | 202.0104 | 92.1162 | 165.9248 | 110.7629 | 358.1529 | 139.0038 | 128.5532 | 203.6151 | 226.2463 | 283.6136 | 141.0135 | 152.6764 | 147.7753 | 154.4955 | 254.4393 | 165.2838 | 136.8098 | 100.6207 | 179.1486 | 113.7953 | 281.6809 | 254.8954 | 142.5944 | 498.3025 | 304.788 | 125.2958 | 118.137 | 171.1185 | 145.5158 | 158.8502 | 167.7232 | 288.1149 | 183.1801 | 181.9931 | 122.8782 | 100.4551 | 158.0399 | 138.3956 | 120.4221 | 295.9168 | 101.0005 | 130.7988 | 71.9202 | 166.1511 | 231.6117 | 232.6213 | 133.5583 | 95.1382 | 221.4212 | 142.0756 | 111.655 | 216.941 | 196.1668 | 297.6806 | 206.5483 | 189.159 | 147.0377 | 226.1588 | 279.7161 | 146.843 | 171.1927 | 230.856 | 139.6863 | 62.276 | 234.5075 | 223.422 | 241.1671 | 229.3268 | 359.9479 | 223.2446 | 164.1654 | 20.6783 | 281.6236 | 152.0252 | 473.6138 | 200.7453 | 197.7331 | 226.2358 | 193.3634 | 158.8028 | 131.7873 | 64.9058 | 214.4069 | 195.6913 | 207.1005 | 280.574 | 304.268 | 279.1378 | 135.4686 | 133.5401 | 334.5511 | 248.5922 | 93.294 | 121.0225 | 206.858 | 167.2775 | 209.0534 | 98.0574 | 370.725 | 168.2607 | 481.3605 | 225.3206 | 244.0769 | 180.7078 | 76.8117 | 306.3481 | 142.1707 | 294.4275 | 246.5499 | 100.0285 | 200.8857 | 216.5737 | 164.0638 | 167.9728 | 223.0956 | 127.1012 | 234.8615 | 262.544 | 125.3016 | 116.4503 | 309.7722 | 216.849 | 181.1931 | 186.8979 | 192.0559 | 153.6422 | 102.1413 | 190.6135 | 266.9689 | 96.3703 | 94.6613 | 97.2254 | 245.5985 | 74.9732 | 286.9215 | 272.5221 | 182.8231 | 165.2383 | 189.499 | 157.8279 | 214.6826 | 130.6911 | 216.581 | 180.1542 | 203.7152 | 403.816 | 227.9637 | 174.5846 | 220.2073 | 119.0159 | 208.5436 | 319.5875 | 194.6958 | 143.7703 | 378.3563 | 144.3201 | 173.4695 | 122.5537 | 315.4042 | 201.0437 | 386.6465 | 101.4705 | 151.4759 | 161.244 | 257.8535 | 268.7221 | 222.4116 | 186.4309 | 297.7904 | 144.048 | 273.0966 | 171.5453 | 522.2535 | 126.1511 | 241.9028 | 186.4454 | 181.9722 | 133.9252 | 359.0024 | 131.3081 | 168.5491 | 201.9416 | 156.1036 | 84.6576 | 154.0601 | 131.7668 | 110.6857 | 139.1935 | 172.8101 | 76.205 | 182.3283 | 242.9271 | 338.0512 | 233.5614 | 166.5473 | 235.0251 | 215.614 | 213.7015 | 243.2425 | 270.0511 | 205.8793 | 234.9896 | 259.0807 | 180.0698 | 121.1803 | 216.2412 | 134.4406 | 135.2635 | 179.1343 | 306.5803 | 267.8612 | 144.5261 | 166.451 | 145.7345 | 508.3921 | 324.4406 | 142.742 | 212.3903 | 87.9665 | 402.7834 | 223.6248 | 145.4557 | 285.7063 | 192.2759 | 293.908 | 225.3139 | 175.5664 | 142.2227 | 159.0805 | 133.3337 | 155.3366 | 127.8359 | 169.1445 | 291.4286 | 242.9595 | 125.4341 | 327.555 | 177.0779 | 153.5952 | 182.4503 | 251.0386 | 158.842 | 240.742 | 141.7749 | 178.5109 | 196.0856 | 286.088 | 255.1908 | 144.6821 | 136.8617 | 172.0355 | 145.2272 | 136.9583 | 212.2258 | 337.6184 | 167.2379 | 184.0731 | 208.5979 | 213.293 | 125.0671 | 278.8438 | 458.1035 | 143.5264 | 125.0635 | 157.8097 | 272.1074 | 132.6644 | 103.0272 | 328.7516 | 225.736 | 87.7588 | 100.0916 | 114.6366 | 72.47 | 396.7845 | 344.1266 | 259.3696 | 74.785 | 238.0981 | 183.1325 | 180.5892 | 181.2226 | 178.5672 | 173.6364 | 248.3916 | 142.3428 | 226.8929 | 100.0759 | 239.6298 | 323.1082 | 222.5422 | 212.7057 | 137.5988 | 295.4729 | 104.7338 | 170.668 | 215.6034 | 255.8436 | 439.0897 | 200.9784 | 167.0008 | 144.7121 | 176.1696 | 228.2885 | 221.2764 | 106.6534 | 203.6481 | 109.4813 | 160.4606 | 190.4228 | 235.2742 | 84.2071 | 159.281 | 183.2765 | 171.9975 | 122.8623 | 328.7305 | 277.9441 | 33.7537 | 192.3466 | 226.9612 | 263.1284 | 172.2574 | 260.5959 | 142.0989 | 110.0936 | 154.7133 | 188.4583 | 205.2645 | 326.0831 | 217.1719 | 209.3225 | 193.0228 | 100.5854 | 125.974 | 110.6113 | 182.2529 | 137.0017 | 194.8767 | 292.5858 | 183.2783 | 314.5424 | 215.5873 | 193.039 | 248.8628 | 219.611 | 270.7438 | 142.5267 | 273.9641 | 215.4349 | 104.1058 | 271.3394 | 207.8306 | 147.8149 | 203.5499 | 334.5528 | 156.8623 | 310.9977 | 151.527 | 218.8731 | 150.7602 | 328.3148 | 267.1357 | 207.6416 | 207.7517 | 268.2911 | 229.8918 | 122.4733 | 157.8998 | 106.1538 | 107.9372 | 165.7332 | 331.7258 | 200.4521 | 143.3264 | 132.0266 | 163.1547 | 299.2687 | 109.4447 | 388.2653 | 243.3234 | 231.8941 | 74.0803 | 147.9193 | 354.6531 | 208.4511 | 73.7494 | 153.1075 | 140.632 | 218.7644 | 77.4582 | 255.8846 | 234.5736 | 90.9536 | 361.4302 | 364.6084 | 337.2821 | 198.1589 | 133.1579 | 146.8894 | 182.4702 | 154.3035 | 284.5552 | 128.7055 | 412.6531 | 202.2376 | 145.5751 | 186.0991 | 210.3443 | 133.7602 | 194.0935 | 111.6162 | 166.725 | 124.4532 | 169.5825 | 209.2294 | 164.9604 | 205.7554 | 93.4155 | 130.1725 | 314.5377 | 148.5524 | 140.5531 | 304.3177 | 91.0164 | 451.9844 | 75.5836 | 261.9086 | 275.001 | 157.8043 | 126.2636 | 177.7034 | 195.8027 | 155.4351 | 147.5852 | 210.8972 | 306.033 | 130.1272 | 207.3745 | 335.0978 | 153.1681 | 151.4754 | 173.5428 | 182.7874 | 207.1204 | 513.8252 | 192.0133 | 215.1911 | 288.1305 | 215.6111 | 155.3688 | 73.8459 | 206.8034 | 212.5638 | 123.1119 | 151.083 | 268.8717 | 257.5767 | 306.2556 | 189.1647 | 312.6695 | 206.0964 | 260.291 | 72.8507 | 299.7597 | 197.755 | 87.8963 | 394.6205 | 158.4325 | 102.4463 | 359.9714 | 227.8988 | 131.5003 | 224.7306 | 221.9689 | 132.5069 | 242.7677 | 297.6185 | 252.8526 | 279.3339 | 241.3771 | 226.4125 | 379.4289 | 177.3137 | 181.1875 | 153.1046 | 207.8469 | 188.5699 | 182.29 | 261.8143 | 265.4577 | 278.5473 | 202.6153 | 236.0287 | 111.1085 | 298.3138 | 186.5251 | 150.9219 | 129.4366 | 189.5958 | 163.9005 | 149.3502 | 224.8761 | 162.6236 | 211.9986 | 274.5547 | 263.0471 | 126.6317 | 324.1932 | 210.4626 | 224.4473 | 218.3835 | 157.692 | 244.4319 | 358.9169 | 230.3432 | 202.2971 | 119.2175 | 187.0254 | 185.0734 | 368.9207 | 218.6834 | 329.2504 | 225.6206 | 223.0922 | 106.3947 | 144.7362 | 85.841 | 164.68 | 168.1164 | 145.1485 | 277.9688 | 150.7728 | 150.2382 | 277.2741 | 137.2849 | 222.4741 | 294.0081 | 206.1544 | 186.9092 | 104.4306 | 188.995 | 225.3829 | 325.1876 | 163.0822 | 242.1897 | 375.8978 | 221.3045 | 239.7966 | 120.5695 | 245.0951 | 410.399 | 286.0462 | 138.4393 | 297.9244 | 140.9516 | 247.0522 | 159.981 | 332.395 | 196.5637 | 58.525 | 142.4452 | 209.7305 | 324.0839 | 191.4347 | 290.0943 | 175.8489 | 159.827 | 81.0094 | 196.4247 | 195.4411 | 242.1006 | 138.3419 | 233.5001 | 152.351 | 246.9359 | 258.3091 | 192.6327 | 202.468 | 226.0199 | 127.7563 | 255.8213 | 204.2344 | 441.659 | 175.4754 | 84.0078 | 298.7973 | 302.5183 | 202.3647 | 249.3493 | 165.968 | 117.5258 | 318.1925 | 188.4517 | 161.9393 | 163.6965 | 139.9009 | 214.2479 | 120.2271 | 53.5095 | 320.3605 | 191.4991 | 194.5323 | 134.728 | 295.8346 | 237.7208 | 120.6154 | 230.179 | 233.0037 | 115.2089 | 170.2627 | 212.6317 | 123.0015 | 268.5987 | 124.5642 | 157.9066 | 158.2347 | 233.8353 | 192.9415 | 265.3848 | 252.7308 | 183.5453 | 202.2536 | 151.2251 | 182.8814 | 159.9862 | 188.1087 | 156.9174 | 116.0157 | 191.2536 | 180.8857 | 171.0139 | 129.2214 | 210.524 | 180.5605 | 145.2912 | 234.1526 | 378.5409 | 152.8054 | 207.7258 | 157.0259 | 190.7207 | 204.8302 | 180.1539 | 217.0995 | 167.3282 | 163.8631 | 431.7436 | 141.6047 | 175.6048 | 154.874 | 177.1013 | 352.982 | 163.8092 | 184.68 | 134.3666 | 273.0337 | 192.6301 | 102.5735 | 111.1063 | 282.3357 | 157.5732 | 211.2741 | 111.6856 | 343.2203 | 250.0595 | 210.9437 | 193.0814 | 135.902 | 180.6632 | 260.0853 | 190.4068 | 194.4295 | 96.6341 | 180.5185 | 199.7796 | 300.6498 | 80.8014 | 176.1829 | 266.5123 | 175.7282 | 466.6534 | 357.1557 | 438.0084 | 190.8819 | 189.5917 | 163.6328 | 220.8055 | 127.4136 | 109.9492 | 151.9803 | 215.5354 | 149.8352 | 149.9165 | 269.1704 | 78.8505 | 213.0453 | 219.7565 | 163.785 | 161.5311 | 142.8834 | 148.9604 | 450.26 | 61.7907 | 166.6741 | 122.8662 | 381.8516 | 353.0221 | 235.2851 | 273.5032 | 257.2242 | 239.6446 | 194.3305 | 151.8706 | 178.8128 | 249.7997 | 192.692 | 188.578 | 171.3576 | 225.4564 | 168.5678 | 254.3421 | 266.5732 | 200.4564 | 251.2468 | 171.6744 | 201.3946 | 96.566 | 150.2172 | 209.2284 | 206.3379 | 201.469 | 150.9072 | 280.7869 | 23.9729 | 165.8411 | 96.8563 | 239.5226 | 160.6942 | 142.971 | 252.5002 | 131.8884 | 201.1544 | 127.0383 | 114.3776 | 114.8999 | 294.4756 | 398.1905 | 259.0203 | 141.1083 | 95.7725 | 249.5504 | 120.3367 | 243.8834 | 254.3948 | 174.8056 | 167.0827 | 121.6889 | 260.6893 | 181.8093 | 104.6251 | 182.5001 | 124.6523 | 206.0151 | 127.5948 | 116.1572 | 220.4877 | 154.2176 | 106.1429 | 178.738 | 103.3179 | 280.2976 | 249.9392 | 30.1252 | 69.3734 | 166.3221 | 125.8819 | 106.5909 | 198.1609 | 284.9868 | 171.9939 | 167.0848 | 187.0038 | 188.5071 | 138.051 | 245.0058 | 213.005 | 71.2539 | 400.4961 | 165.9892 | 92.8574 | 267.3423 | 90.4924 | 73.5433 | 233.8744 | 193.9596 | 73.4515 | 134.679 | 191.6162 | 251.4144 | 155.8735 | 217.663 | 106.8582 | 201.1979 | 238.7647 | 358.7025 | 159.3773 | 156.8597 | 213.6422 | 145.5796 | 153.9138 | 139.4273 | 96.5403 | 190.59 | 290.1157 | 181.4388 | 227.1126 | 216.7951 | 632.9564 | 228.2092 | 464.3525 | 143.0639 | 176.5705 | 237.2664 | 110.5067 | 172.234 | 161.4996 | 152.959 | 207.5951 | 182.5686 | 104.5271 | 214.1949 | 162.1959 | 305.5485 | 234.5529 | 158.4401 | 504.8052 | 114.8781 | 396.8051 | 223.2318 | 238.8433 | 200.1823 | 348.5679 | 282.1692 | 273.3515 | 113.5819 | 240.3794 | 125.3632 | 205.1 | 167.4504 | 100.3968 | 283.3386 | 224.3052 | 215.8255 | 232.7281 | 242.8419 | 250.2044 | 154.4543 | 330.1014 | 109.1888 | 165.666 | 455.2062 | 230.1605 | 109.0956 | 254.9736 | 166.8604 | 297.8859 | 181.1411 | 235.7287 | 207.9616 | 128.1667 | 221.3588 | 174.5486 | 147.2175 | 149.4598 | 213.8254 | 239.1354 | 201.0881 | 210.7557 | 137.3304 | 233.8221 | 221.9366 | 169.8163 | 258.8864 | 213.623 | 188.5622 | 234.8068 | 179.9688 | 225.9018 | 125.1132 | 181.5457 | 307.3692 | 133.5583 | 180.2132 | 96.7942 | 156.9911 | 388.7936 | 156.7757 | 174.2449 | 196.9323 | 112.4167 | 251.4314 | 269.0913 | 261.5839 | 287.1763 | 235.6228 | 126.5057 | 235.9106 | 404.9127 | 172.7289 | 160.0582 | 232.4581 | 195.2248 | 94.9996 | 221.0257 | 176.0193 | 82.8704 | 226.969 | 170.2972 | 183.025 | 232.8184 | 512.5676 | 232.2372 | 133.2259 | 95.7423 | 177.5856 | 256.7218 | 145.9673 | 271.4385 | 122.4309 | 280.5078 | 270.9313 | 136.6363 | 125.7983 | 370.3272 | 283.0204 | 138.3649 | 130.774 | 199.6835 | 211.8433 | 173.2729 | 158.807 | 267.4537 | 173.9353 | 107.3644 | 176.6968 | 273.7915 | 236.7424 | 95.6581 | 316.7925 | 122.6504 | 222.8928 | 259.8965 | 235.7222 | 163.3626 | 76.3518 | 181.4861 | 220.8579 | 250.4416 | 179.6186 | 225.9475 | 177.1204 | 138.9927 | 226.3027 | 164.5501 | 130.8189 | 202.4962 | 172.8184 | 171.0488 | 167.8061 | 193.7027 | 160.7046 | 327.591 | 177.9441 | 166.6283 | 202.8816 | 187.5338 | 251.5983 | 209.0131 | 135.5217 | 65.3462 | 231.5636 | 327.6325 | 293.0389 | 191.3671 | 55.1266 | 188.4833 | 147.6359 | 279.6453 | 253.1682 | 91.7699 | 163.3958 | 212.1718 | 93.9265 | 175.3487 | 254.6672 | 182.4853 | 271.4267 | 216.9297 | 311.3582 | 186.4918 | 236.1368 | 129.7999 | 237.3491 | 258.2086 | 172.4132 | 542.9072 | 213.4057 | 215.6916 | 171.6319 | 123.4945 | 254.5011 | 166.5413 | 239.9356 | 168.1812 | 99.8758 | 167.8398 | 98.7289 | 230.0913 | 255.7334 | 280.8041 | 191.7145 | 174.7563 | 175.7366 | 183.5281 | 274.9775 | 230.8519 | 165.9054 | 192.9993 | 272.6587 | 186.1556 | 220.0692 | 170.4671 | 254.3177 | 228.7947 | 95.2772 | 124.8522 | 137.7335 | 230.664 | 235.1889 | 411.2827 | 300.8139 | 249.6709 | 305.4457 | 324.0539 | 163.9851 | 233.1068 | 134.9084 | 83.0343 | 234.6294 | 137.8114 | 194.8905 | 133.9163 | 171.3806 | 178.1935 | 245.178 | 110.17 | 233.2785 | 183.1427 | 114.2586 | 137.2321 | 175.3528 | 272.8254 | 228.5464 | 93.1933 | 162.2263 | 221.3376 | 140.67 | 153.4068 | 146.564 | 127.3969 | 105.2379 | 300.5043 | 217.8589 | 283.2389 | 198.3735 | 203.7171 | 107.1516 | 190.0728 | 85.9417 | 179.3732 | 284.3798 | 314.2069 | 186.658 | 182.2237 | 387.4699 | 114.3879 | 205.9004 | 314.7082 | 368.5917 | 113.5738 | 307.4643 | 244.6162 | 154.7721 | 105.3924 | 201.6723 | 157.3637 | 265.5034 | 210.9364 | 133.6839 | 87.4296 | 150.9838 | 104.007 | 265.9032 | 340.7641 | 120.3985 | 227.9376 | 286.2556 | 135.5342 | 279.6822 | 156.342 | 273.5564 | 230.6676 | 176.9143 | 148.8717 | 218.5433 | 295.2922 | 240.2384 | 261.1578 | 337.2758 | 120.2223 | 101.9613 | 162.7764 | 144.9132 | 320.0044 | 242.4623 | 241.7521 | 297.1175 | 84.6306 | 172.9683 | 197.8403 | 122.9513 | 216.8495 | 147.7373 | 89.3076 | 241.5785 | 435.3802 | 128.3615 | 158.7975 | 84.8869 | 232.9663 | 314.0504 | 213.0684 | 157.879 | 87.4445 | 122.0053 | 235.6914 | 289.6128 | 270.2509 | 121.4197 | 205.2152 | 183.2924 | 141.2845 | 348.8414 | 87.3634 | 163.1209 | 214.9456 | 173.0217 | 141.0465 | 263.8194 | 219.4589 | 149.1488 | 181.9864 | 189.4557 | 221.9725 | 218.8416 | 124.0151 | 271.3053 | 236.9739 | 71.7388 | 230.3691 | 115.0882 | 244.8741 | 90.5836 | 135.2827 | 255.2968 | 233.3489 | 147.9605 | 195.1625 | 228.4613 | 203.6756 | 292.7432 | 441.0228 | 106.3784 | 306.0282 | 260.1693 | 172.5058 | 229.1794 | 70.1266 | 100.8047 | 222.5356 | 112.147 | 406.5955 | 185.9659 | 136.8101 | 188.7124 | 330.2525 | 345.1179 | 132.4833 | 228.7666 | 74.855 | 167.7479 | 179.4502 | 154.7395 | 134.7418 | 248.1244 | 265.3291 | 491.6263 | 119.2933 | 241.528 | 169.2833 | 365.2343 | 140.5984 | 185.3123 | 69.464 | 207.0434 | 159.3216 | 138.4711 | 179.8625 | 256.0895 | 132.1514 | 98.6202 | 145.0815 | 198.7118 | 189.7805 | 153.2088 | 201.0111 | 194.5167 | 131.5902 | 196.1691 | 82.207 | 131.8382 | 200.8956 | 117.4009 | 233.577 | 161.7383 | 91.9122 | 222.8412 | 176.1726 | 176.3142 | 146.0268 | 264.2227 | 172.5035 | 155.953 | 203.8435 | 142.104 | 161.7725 | 238.9575 | 166.854 | 222.153 | 191.8753 | 310.1121 | 269.2398 | 143.38 | 230.1148 | 131.581 | 299.3593 | 192.7412 | 188.1699 | 179.0704 | 176.7351 | 244.5632 | 142.7046 | 179.6406 | 194.9428 | 243.7232 | 142.1234 | 107.8497 | 205.6093 | 201.8691 | 221.177 | 293.8288 | 183.5577 | 175.6665 | 153.4925 | 258.2406 | 300.5837 | 144.842 | 168.0993 | 170.8541 | 275.2391 | 212.0396 | 197.0083 | 283.1367 | 306.6533 | 162.0059 | 180.5454 | 180.5939 | 131.9312 | 225.7845 | 397.8603 | 92.5567 | 117.4314 | 286.3742 | 339.7535 | 92.4001 | 163.937 | 247.417 | 184.181 | 115.3296 | 285.7944 | 213.5324 | 370.1759 | 207.0391 | 120.478 | 134.6206 | 287.5935 | 83.6063 | 220.2262 | 91.9722 | 230.3193 | 159.2076 | 400.6359 | 204.8673 | 180.5697 | 105.5183 | 97.2157 | 295.8135 | 112.904 | 362.985 | 291.9327 | 241.4964 | 163.6878 | 125.3449 | 253.8026 | 159.6001 | 138.3293 | 168.2806 | 177.0251 | 182.4332 | 140.3784 | 448.9555 | 178.9136 | 408.0448 | 152.3069 | 139.4679 | 111.2493 | 145.6258 | 161.4303 | 234.8266 | 166.7025 | 156.2535 | 344.0231 | 190.8077 | 405.8108 | 283.1224 | 237.6397 | 152.3 | 216.0266 | 281.7558 | 138.0363 | 140.7618 | 201.2744 | 117.6845 | 112.7976 | 227.0796 | 249.3814 | 138.9255 | 299.1105 | 142.6273 | 108.1761 | 215.5498 | 234.4961 | 118.0129 | 138.547 | 200.6383 | 205.8689 | 244.6669 | 164.4632 | 251.0808 | 228.8446 | 191.4357 | 228.2485 | 195.3089 | 100.5865 | 167.0934 | 218.9547 | 204.3863 | 203.1021 | 304.1766 | 220.292 | 96.0127 | 166.9798 | 133.6553 | 350.3928 | 221.4248 | 148.8169 | 172.1717 | 124.0744 | 265.5559 | 132.3005 | 87.5087 | 280.4925 | 200.819 | 271.5115 | 320.7446 | 258.0519 | 289.17 | 128.1191 | 197.3703 | 250.3363 | 350.1393 | 217.5299 | 156.2357 | 141.1978 | 216.3619 | 197.0839 | 295.4827 | 193.5128 | 139.0022 | 82.4193 | 152.4246 | 261.6369 | 186.7936 | 159.1986 | 249.9398 | 222.7901 | 155.1211 | 293.3003 | 270.3604 | 145.2692 | 132.4685 | 126.0772 | 180.4093 | 202.2165 | 337.8264 | 283.9751 | 377.3732 | 202.9773 | 159.3235 | 413.2447 | 110.4228 | 173.7798 | 113.725 | 182.5909 | 224.7646 | 262.6437 | 94.901 | 411.6995 | 318.2601 | 199.1521 | 165.8497 | 89.6283 | 391.9336 | 230.0379 | 211.1285 | 207.6003 | 182.7896 | 172.6276 | 212.6991 | 195.6008 | 364.1894 | 253.996 | 209.3368 | 86.2163 | 81.3832 | 231.9333 | 194.9666 | 262.3754 | 136.947 | 229.3517 | 129.0067 | 218.3811 | 295.9995 | 135.4016 | 0.30583 | 140.7611 | 141.6945 | 150.2389 | 250.6027 | 261.8829 | 103.1032 | 110.2422 | 136.3999 | 347.1297 | 168.2534 | 461.2046 | 195.051 | 217.9992 | 242.9632 | 429.3153 | 145.9027 | 186.4061 | 169.7912 | 187.8713 | 114.1326 | 115.9173 | 163.8147 | 240.8334 | 104.1248 | 128.5879 | 215.0895 | 206.6023 | 308.5897 | 201.7482 | 140.9886 | 67.6737 | 154.1928 | 207.7753 | 194.8875 | 187.3425 | 75.3503 | 103.8464 | 224.0473 | 285.3126 | 280.6456 | 145.2974 | 97.7488 | 164.8458 | 166.7811 | 165.3219 | 249.5527 | 373.8374 | 258.0847 | 306.6413 | 215.731 | 286.7868 | 71.8481 | 118.2797 | 226.3138 | 177.5099 | 210.2266 | 143.6393 | 100.1973 | 143.1594 | 279.4089 | 140.5866 | 188.3133 | 341.0088 | 223.5987 | 293.6213 | 229.8804 | 251.5621 | 187.7535 | 291.1573 | 113.4722 | 338.7434 | 254.0764 | 191.0799 | 259.5246 | 137.8955 | 317.7566 | 263.3898 | 193.5238 | 114.8956 | 123.2524 | 197.768 | 163.4363 | 198.773 | 175.2716 | 165.7019 | 317.1243 | 473.8326 | 301.4792 | 154.7667 | 207.1241 | 85.365 | 223.2187 | 138.6569 | 220.0469 | 231.8662 | 136.9729 | 218.1932 | 221.171 | 279.2119 | 145.2572 | 258.5789 | 283.5639 | 268.9675 | 288.1043 | 320.9954 | 138.8157 | 176.6519 | 264.4872 | 166.2845 | 164.6861 | 290.3769 | 162.6633 | 208.7088 | 102.1345 | 125.4406 | 114.3196 | 167.4231 | 241.9213 | 393.3969 | 245.0668 | 277.8024 | 172.0276 | 185.9682 | 161.5256 | 332.5629 | 182.5035 | 410.0984 | 238.5077 | 220.448 | 147.5409 | 113.6543 | 87.2782 | 148.7113 | 191.0576 | 145.3864 | 170.3246 | 119.0017 | 422.2846 | 283.2755 | 142.0484 | 249.6751 | 160.8847 | 168.5365 | 248.9239 | 253.5216 | 97.8259 | 82.3811 | 235.2935 | 181.6673 | 108.4861 | 185.053 | 76.8197 | 288.3404 | 162.6294 | 177.1258 | 168.7127 | 296.2501 | 141.6918 | 331.7087 | 178.6665 | 246.0366 | 331.1035 | 201.0444 | 260.2072 | 113.8341 | 360.9206 | 167.8283 | 397.9898 | 194.5229 | 221.716 | 129.4447 | 267.3681 | 266.4616 | 201.6458 | 170.5991 | 147.0905 | 147.0256 | 203.1154 | 432.6585 | 258.561 | 73.2175 | 267.9248 | 163.4042 | 132.0459 | 211.6567 | 186.7501 | 144.1267 | 238.2925 | 82.8714 | 252.2711 | 304.3398 | 263.2554 | 196.1102 | 124.503 | 313.6778 | 116.0136 | 183.0056 | 253.0226 | 275.2619 | 260.4012 | 191.051 | 236.9546 | 180.0318 | 183.5317 | 232.3631 | 269.1996 | 167.6513 | 204.4889 | 259.9608 | 195.0881 | 214.3757 | 183.9107 | 87.3776 | 260.6113 | 205.6951 | 242.8765 | 290.3351 | 291.5925 | 148.3477 | 106.2975 | 218.3789 | 137.664 | 135.0202 | 129.5078 | 170.1093 | 160.6955 | 92.194 | 116.6316 | 232.4716 | 194.3381 | 101.6944 | 173.5794 | 230.199 | 231.572 | 132.5779 | 108.9913 | 66.5439 | 169.719 | 193.8414 | 111.5091 | 117.7706 | 103.6107 | 143.4625 | 153.6313 | 103.3844 | 263.9603 | 225.6971 | 114.1097 | 231.4626 | 182.6709 | 150.9121 | 92.4014 | 289.488 | 191.6387 | 195.9463 | 270.3055 | 133.3883 | 254.2038 | 129.5772 | 135.6763 | 176.6957 | 196.2129 | 268.2727 | 143.8532 | 179.6093 | 115.6851 | 196.0751 | 309.0121 | 173.3835 | 251.7579 | 280.1779 | 449.5339 | 209.3323 | 270.4259 | 131.0176 | 170.3161 | 218.4897 | 119.3554 | 122.2053 | 256.1501 | 234.3697 | 173.289 | 199.4431 | 90.4846 | 198.5893 | 445.7277 | 171.8579 | 176.9596 | 120.6417 | 221.1767 | 237.864 | 382.5949 | 261.5 | 226.0727 | 194.1651 | 224.3081 | 190.3453 | 86.6774 | 164.0864 | 176.1313 | 212.9031 | 110.6145 | 163.0111 | 250.261 | 132.3634 | 210.0339 | 184.5597 | 177.072 | 259.7771 | 177.3098 | 147.4625 | 180.7722 | 231.8198 | 273.3818 | 101.4897 | 251.5379 | 117.6885 | 177.0308 | 298.3581 | 362.9828 | 10.9023 | 80.1809 | 142.9654 | 184.8743 | 202.925 | 98.8816 | 185.3513 | 194.5933 | 285.8866 | 366.871 | 295.6817 | 210.6361 | 157.4921 | 153.2739 | 142.1198 | 223.1949 | 239.1587 | 214.8761 | 191.1273 | 369.4295 | 215.3962 | 171.4641 | 263.7023 | 161.9799 | 151.3564 | 318.8884 | 98.4438 | 111.4099 | 181.2255 | 174.0016 | 157.2223 | 139.5388 | 233.6361 | 138.6647 | 148.612 | 260.3354 | 220.2393 | 209.7401 | 167.5617 | 177.0032 | 215.4451 | 208.4139 | 309.4068 | 266.7463 | 180.6829 | 140.9143 | 177.5717 | 358.3508 | 99.8438 | 123.4868 | 245.6508 | 235.1373 | 355.0472 | 153.6797 | 131.968 | 89.8231 | 151.0333 | 362.0645 | 128.4698 | 256.6748 | 75.1856 | 162.6095 | 254.785 | 227.8191 | 198.038 | 246.0244 | 357.6138 | 103.6442 | 177.9133 | 86.6162 | 145.5987 | 382.0668 | 337.2575 | 332.9633 | 399.4846 | 81.0053 | 127.5471 | 170.9765 | 113.2844 | 159.8687 | 132.1383 | 219.4017 | 129.1084 | 424.9837 | 320.4614 | 162.8992 | 112.8969 | 121.1119 | 177.8506 | 175.5435 | 163.8621 | 167.4789 | 172.6127 | 120.1701 | 166.5908 | 213.9819 | 249.9542 | 166.6876 | 249.7758 | 222.446 | 214.7173 | 392.0783 | 214.2161 | 79.4934 | 93.7787 | 216.3227 | 200.1832 | 201.7778 | 162.5132 | 164.59 | 330.3556 | 339.859 | 101.6544 | 168.658 | 259.0957 | 144.0582 | 147.36 | 240.5931 | 132.2798 | 151.2943 | 179.2215 | 252.3662 | 244.6741 | 238.4903 | 180.6882 | 260.3995 | 258.5999 | 154.1586 | 271.2323 | 169.0568 | 153.8323 | 213.319 | 217.5856 | 316.2753 | 109.4836 | 123.7921 | 199.7346 | 171.2175 | 242.8932 | 85.6606 | 167.1772 | 85.3195 | 94.3209 | 163.0564 | 158.5592 | 248.1918 | 266.3063 | 174.1237 | 148.6451 | 190.3303 | 171.9095 | 206.9804 | 109.652 | 267.2905 | 140.681 | 168.4131 | 174.7916 | 192.1541 | 240.185 | 55.3639 | 380.1339 | 266.1295 | 150.3067 | 210.9668 | 286.813 | 243.7216 | 171.2077 | 335.9644 | 134.0212 | 153.5933 | 261.6031 | 112.8415 | 361.1838 | 274.5217 | 159.6375 | 104.3897 | 113.5749 | 91.9248 | 375.0531 | 133.2147 | 239.0078 | 208.0583 | 200.5467 | 326.418 | 119.2748 | 76.7337 | 276.4533 | 308.9136 | 296.4329 | 171.0876 | 159.5339 | 303.7287 | 136.3432 | 237.5766 | 163.2493 | 127.96 | 107.4227 | 129.3175 | 98.9551 | 401.9121 | 287.055 | 218.2172 | 136.5756 | 141.1423 | 203.4485 | 204.1646 | 521.4036 | 170.9174 | 161.1708 | 160.9931 | 196.2523 | 131.3368 | 227.0877 | 152.2078 | 135.5679 | 248.6813 | 269.5906 | 258.7835 | 171.9684 | 215.7833 | 218.5228 | 191.0799 | 167.8457 | 264.0469 | 191.0528 | 198.3276 | 296.8133 | 201.1147 | 478.0916 | 181.9068 | 303.2505 | 238.6974 | 82.0271 | 100.1877 | 72.5479 | 241.405 | 240.3141 | 143.8286 | 229.1741 | 158.3946 | 210.5855 | 242.7473 | 128.3411 | 62.8268 | 164.0685 | 358.2586 | 208.9919 | 219.1209 | 294.9921 | 386.0146 | 194.6125 | 238.8695 | 132.2432 | 166.6541 | 149.6328 | 308.1074 | 382.2893 | 198.3265 | 223.2974 | 310.5058 | 210.4461 | 334.5625 | 91.1171 | 168.1876 | 161.4233 | 203.681 | 252.6635 | 167.144 | 93.0757 | 178.7174 | 132.6 | 51.9017 | 150.9305 | 215.4044 | 234.1665 | 276.3043 | 20.9552 | 398.877 | 172.7738 | 207.4461 | 75.7785 | 314.1829 | 115.771 | 245.9997 | 354.247 | 99.046 | 409.4137 | 225.8491 | 153.7769 | 186.6223 | 199.1877 | 198.6371 | 103.0321 | 199.6768 | 156.6938 | 117.6777 | 168.6735 | 117.1947 | 179.986 | 151.5996 | 195.018 | 291.129 | 136.9784 | 373.2535 | 209.3924 | 218.4234 | 287.6454 | 160.0602 | 252.471 | 113.736 | 293.2507 | 183.9755 | 111.6414 | 63.6541 | 191.8016 | 209.4918 | 194.1355 | 105.3905 | 172.9323 | 234.885 | 186.1711 | 116.4229 | 282.891 | 85.143 | 131.0618 | 160.2503 | 127.8613 | 367.925 | 118.0236 | 98.6499 | 237.2358 | 360.5191 | 276.6489 | 359.2712 | 188.775 | 130.6838 | 327.1352 | 162.3952 | 119.7074 | 162.4546 | 328.3867 | 212.5625 | 96.0487 | 239.4382 | 116.8751 | 145.4221 | 116.2678 | 254.5547 | 286.8502 | 298.8562 | 188.3599 | 175.2238 | 219.091 | 446.5078 | 87.4229 | 220.4788 | 91.4144 | 286.3258 | 175.8269 | 249.1944 | 188.3851 | 233.0767 | 200.7096 | 197.395 | 207.6568 | 116.5278 | 294.9799 | 282.4927 | 205.3708 | 128.5657 | 223.9587 | 144.7002 | 196.0418 | 149.5431 | 233.5246 | 427.1357 | 285.5029 | 98.5346 | 174.2182 | 207.2527 | 127.6898 | 254.4018 | 87.8879 | 127.4215 | 176.2054 | 129.147 | 484.0555 | 201.8433 | 218.0139 | 149.4254 | 123.5935 | 131.8683 | 236.822 | 170.8393 | 266.8858 | 106.5829 | 431.8817 | 210.7797 | 156.0483 | 249.3196 | 145.475 | 254.0431 | 142.1627 | 152.3873 | 133.2381 | 86.5234 | 207.9371 | 243.9671 | 238.4147 | 142.3003 | 204.099 | 139.3516 | 213.094 | 221.9405 | 231.1042 | 118.6376 | 219.7325 | 280.7538 | 115.7846 | 209.467 | 219.7838 | 345.4612 | 220.5985 | 290.8352 | 77.4853 | 138.0923 | 295.1326 | 141.6988 | 4.5554 | 235.8113 | 211.0833 | 151.5232 | 119.6468 | 290.6157 | 147.8955 | 60.2044 | 252.7068 | 417.5218 | 188.1981 | 173.4234 | 120.0575 | 233.6344 | 140.0065 | 114.5816 | 243.416 | 278.5711 | 219.959 | 141.5249 | 139.2367 | 219.1852 | 135.5356 | 149.2274 | 241.6663 | 181.5148 | 101.6915 | 246.5194 | 197.214 | 271.0323 | 401.6098 | 301.223 | 213.1897 | 160.7968 | 454.8908 | 229.475 | 542.5815 | 265.9004 | 200.8525 | 225.1872 | 279.8058 | 179.1135 | 114.3473 | 184.8692 | 244.6726 | 206.5313 | 170.2565 | 147.9693 | 177.6529 | 146.1958 | 243.0683 | 233.2992 | 373.2227 | 133.7137 | 481.1538 | 82.8572 | 132.9431 | 97.4285 | 226.9874 | 193.909 | 194.219 | 122.5541 | 399.931 | 230.4279 | 191.1597 | 295.1198 | 142.6 | 227.1622 | 151.3131 | 136.8781 | 168.7841 | 143.1646 | 160.1284 | 189.6323 | 266.1051 | 186.2209 | 281.7364 | 115.0867 | 155.8443 | 98.6147 | 171.8643 | 331.9757 | 188.6963 | 210.6033 | 139.0962 | 167.4422 | 556.2179 | 108.5068 | 176.4005 | 127.944 | 232.1351 | 202.9719 | 181.2573 | 239.7019 | 174.6047 | 138.0231 | 147.9994 | 145.9882 | 226.2054 | 347.0296 | 134.097 | 80.1932 | 228.8267 | 338.8923 | 168.9499 | 166.9357 | 137.9451 | 265.7336 | 189.2734 | 158.9632 | 135.9797 | 333.2176 | 291.2484 | 259.4749 | 191.7174 | 218.3086 | 142.8328 | 189.3882 | 226.3663 | 205.77 | 163.9414 | 188.5763 | 82.0551 | 159.4104 | 253.2595 | 303.1146 | 208.8117 | 133.3759 | 412.0423 | 281.9591 | 244.6209 | 177.1887 | 104.7698 | 540.3331 | 141.0328 | 209.5528 | 192.7556 | 183.5111 | 186.2289 | 156.2554 | 152.6956 | 233.8252 | 214.1228 | 274.0466 | 265.3656 | 107.8887 | 89.221 | 203.5929 | 207.9748 | 245.3293 | 210.3517 | 294.9792 | 110.3784 | 172.3369 | 277.7685 | 166.3165 | 398.9925 | 102.0034 | 154.2398 | 184.5683 | 200.3483 | 204.2664 | 258.8301 | 185.532 | 455.4099 | 338.2641 | 233.9762 | 203.5641 | 163.2407 | 82.5335 | 75.8232 | 211.8569 | 170.7729 | 191.2135 | 163.4389 | 183.989 | 143.2916 | 114.253 | 68.5105 | 196.7215 | 138.6036 | 267.0352 | 117.1541 | 238.3433 | 219.4489 | 170.3474 | 208.8655 | 107.364 | 39.7196 | 299.2056 | 175.3895 | 287.1809 | 337.6559 | 121.4731 | 159.4917 | 313.3432 | 214.4731 | 302.0509 | 256.7565 | 99.6229 | 148.5125 | 133.7365 | 217.9874 | 182.4526 | 279.3689 | 161.1857 | 227.1072 | 98.0561 | 189.6636 | 173.2158 | 92.4471 | 183.4297 | 174.5471 | 176.0311 | 166.8976 | 194.9894 | 86.6104 | 208.868 | 112.2782 | 281.6537 | 342.6205 | 258.9647 | 126.5653 | 342.4083 | 227.3121 | 272.9697 | 137.6883 | 149.3077 | 238.3044 | 240.4522 | 171.501 | 151.3596 | 388.3686 | 207.3547 | 222.6031 | 58.1673 | 143.1097 | 277.2212 | 307.9793 | 165.5517 | 174.4199 | 134.2825 | 117.1491 | 130.2102 | 408.5935 | 235.5 | 140.5368 | 224.1768 | 214.7643 | 203.9423 | 109.1865 | 148.1687 | 275.5591 | 174.908 | 112.0241 | 111.0036 | 301.5818 | 110.3958 | 145.1014 | 146.1117 | 108.763 | 200.6153 | 212.2779 | 185.3482 | 316.6913 | 129.1635 | 541.2928 | 220.6023 | 147.7299 | 152.5631 | 177.6562 | 245.2788 | 156.0243 | 227.8006 | 168.7574 | 264.9202 | 272.7713 | 190.0889 | 213.2531 | 293.431 | 143.1427 | 164.6545 | 310.3721 | 233.6407 | 158.0678 | 258.2948 | 223.4712 | 125.3628 | 297.4934 | 196.4239 | 172.2973 | 169.3415 | 217.3912 | 227.0845 | 235.2754 | 230.5687 | 138.7292 | 201.2997 | 119.7917 | 192.649 | 206.1687 | 241.1288 | 229.9792 | 241.1997 | 185.1567 | 76.3561 | 119.6256 | 218.9588 | 133.6164 | 182.3991 | 136.6345 | 190.4131 | 103.7041 | 192.2944 | 255.6841 | 195.0024 | 224.8594 | 214.0922 | 340.6397 | 128.6148 | 235.4419 | 347.5822 | 232.7606 | 231.6974 | 135.1176 | 91.2258 | 184.7978 | 204.3902 | 372.6636 | 172.6324 | 162.1128 | 281.3275 | 258.8306 | 233.903 | 163.3565 | 175.9084 | 331.1969 | 105.5163 | 46.1548 | 155.0508 | 383.39 | 303.0123 | 182.0083 | 139.1626 | 168.3659 | 107.0167 | 251.1781 | 177.5141 | 168.9145 | 213.6188 | 228.276 | 328.1021 | 209.9629 | 168.7893 | 209.0047 | 256.2668 | 193.9389 | 149.2332 | 112.2193 | 112.8096 | 176.5034 | 231.7107 | 254.8631 | 159.2739 | 224.1977 | 188.4271 | 179.1587 | 235.6026 | 218.6515 | 97.1224 | 128.1631 | 171.759 | 168.2345 | 228.7941 | 231.602 | 213.8607 | 370.7494 | 263.4505 | 115.5597 | 304.1582 | 230.6192 | 89.3181 | 166.4057 | 156.4811 | 185.08 | 391.8381 | 77.1312 | 244.3599 | 184.779 | 99.7752 | 253.6531 | 430.0488 | 279.3981 | 271.4497 | 202.8642 | 253.5101 | 199.9794 | 160.16 | 364.8805 | 171.7529 | 107.8137 | 149.0907 | 306.2627 | 213.9788 | 198.896 | 174.6714 | 175.3779 | 184.8278 | 212.1722 | 105.6489 | 127.8246 | 155.4225 | 235.9751 | 160.6949 | 65.703 | 284.0124 | 244.6979 | 406.4736 | 178.1964 | 118.2356 | 176.2142 | 121.0384 | 181.0726 | 323.1015 | 337.4022 | 243.9371 | 313.1087 | 192.5575 | 314.6279 | 229.5687 | 174.0199 | 193.0227 | 250.6765 | 207.2317 | 228.0539 | 102.0639 | 311.0345 | 186.8238 | 90.0064 | 430.5091 | 277.9168 | 124.5478 | 272.3539 | 229.1857 | 193.7171 | 227.211 | 199.7529 | 191.7248 | 152.0173 | 94.7825 | 168.2354 | 157.127 | 223.0739 | 133.2884 | 142.8579 | 350.5568 | 179.794 | 114.0571 | 279.9606 | 226.2309 | 135.7622 | 102.0142 | 236.0076 | 178.1159 | 135.88 | 169.6543 | 136.1066 | 269.5479 | 330.8028 | 178.3438 | 192.4653 | 186.4288 | 198.7189 | 158.036 | 165.801 | 239.6615 | 173.0275 | 567.3811 | 171.8258 | 178.9193 | 324.8213 | 251.3515 | 244.3294 | 293.6478 | 305.897 | 155.2691 | 221.6783 | 96.1893 | 135.9298 | 291.2054 | 222.5187 | 262.468 | 268.9337 | 210.2422 | 217.3044 | 119.2553 | 134.6632 | 184.9585 | 197.8706 | 192.159 | 100.3425 | 260.6481 | 219.2746 | 212.2536 | 310.5593 | 153.7887 | 159.2384 | 135.4952 | 199.1987 | 142.2873 | 272.3513 | 192.4366 | 239.1754 | 172.2067 | 341.2723 | 282.0402 | 60.1102 | 150.6062 | 158.9559 | 162.8068 | 180.4734 | 253.5469 | 199.1068 | 127.9186 | 294.1255 | 262.0506 | 172.5497 | 160.5677 | 290.1041 | 144.2525 | 359.8402 | 183.1818 | 100.612 | 295.2709 | 177.3528 | 429.258 | 234.6785 | 144.4031 | 159.6575 | 351.4027 | 204.5768 | 251.0678 | 130.8553 | 181.3976 | 348.3418 | 149.99 | 350.066 | 224.6792 | 271.6947 | 206.8617 | 111.1196 | 96.2521 | 312.1241 | 172.8307 | 205.8998 | 165.7015 | 196.506 | 136.2069 | 305.8616 | 330.5443 | 138.2014 | 208.02 | 203.2576 | 98.9783 | 386.8413 | 143.9694 | 154.2132 | 104.739 | 356.348 | 155.4681 | 214.4164 | 351.0834 | 108.5281 | 211.8503 | 98.2556 | 247.7877 | 263.2966 | 68.4365 | 183.939 | 286.3857 | 303.014 | 216.4903 | 159.4084 | 232.1758 | 116.2202 | 179.0527 | 322.0662 | 509.3653 | 256.8211 | 151.5213 | 232.2999 | 221.6395 | 165.4392 | 229.5612 | 184.0122 | 276.4494 | 157.314 | 247.0062 | 179.4954 | 156.0626 | 350.8062 | 203.8359 | 246.7146 | 330.6081 | 159.0953 | 9.9695 | 191.6685 | 311.8926 | 184.8851 | 148.2299 | 167.2527 | 125.0057 | 260.0622 | 310.4428 | 143.4817 | 250.2207 | 189.8324 | 100.1034 | 212.8867 | 248.7992 | 258.9792 | 167.8972 | 215.9312 | 148.2073 | 204.3072 | 137.6553 | 94.4486 | 280.8865 | 210.5971 | 145.8902 | 211.0553 | 242.5919 | 147.5452 | 178.7909 | 93.6498 | 241.0766 | 58.4136 | 206.4799 | 157.136 | 248.7185 | 104.4086 | 241.2763 | 391.6543 | 151.868 | 124.425 | 211.985 | 120.8266 | 130.549 | 166.2148 | 393.7698 | 135.1963 | 180.47 | 145.4238 | 211.1467 | 197.2032 | 155.5888 | 262.017 | 197.1568 | 301.1298 | 192.8658 | 309.8023 | 228.3735 | 288.1214 | 121.5264 | 159.454 | 243.687 | 148.0729 | 195.5876 | 153.6914 | 253.2532 | 240.8058 | 126.7949 | 220.682 | 232.7239 | 348.6383 | 154.1931 | 250.9501 | 103.3673 | 255.185 | 153.976 | 11.4944 | 237.5211 | 186.6943 | 108.7036 | 153.763 | 262.3047 | 262.8267 | 166.0492 | 136.7065 | 182.5924 | 231.7337 | 217.9614 | 191.3327 | 53.579 | 180.7057 | 300.0802 | 106.5575 | 193.3955 | 303.1007 | 112.8404 | 178.3411 | 159.1863 | 228.1565 | 142.4466 | 110.0599 | 167.2528 | 198.1567 | 326.1274 | 218.8619 | 232.3424 | 111.089 | 140.5684 | 131.4404 | 280.58 | 160.7293 | 92.4174 | 111.5457 | 80.1761 | 112.297 | 126.775 | 309.7463 | 290.952 | 201.4553 | 151.3783 | 290.9471 | 489.6309 | 366.7445 | 220.3309 | 289.4614 | 74.5968 | 243.8868 | 209.3813 | 219.5206 | 172.9199 | 136.9777 | 116.5145 | 196.439 | 170.8934 | 150.4131 | 249.5382 | 108.2528 | 154.7576 | 213.6576 | 306.9141 | 100.7131 | 164.6163 | 232.9685 | 174.1767 | 316.0542 | 224.5611 | 148.0234 | 331.1338 | 365.057 | 205.06 | 186.1214 | 199.0509 | 292.8946 | 126.791 | 256.1621 | 201.4497 | 257.4919 | 150.935 | 126.552 | 97.7946 | 332.7982 | 372.4465 | 50.7197 | 98.008 | 169.972 | 242.5001 | 379.4398 | 215.8742 | 178.6548 | 286.6873 | 350.0358 | 127.0419 | 150.6783 | 191.1055 | 232.0077 | 223.4897 | 155.8592 | 168.4402 | 175.6759 | 401.9679 | 225.7802 | 219.1851 | 238.964 | 169.3468 | 211.139 | 225.8838 | 220.0286 | 146.7662 | 276.8279 | 224.8984 | 192.512 | 310.6447 | 295.299 | 113.8338 | 219.8005 | 212.9151 | 150.4248 | 226.4561 | 241.911 | 277.0548 | 282.8831 | 178.8944 | 110.9095 | 247.6516 | 232.8372 | 345.8896 | 104.4773 | 232.617 | 301.798 | 218.65 | 124.1744 | 121.4803 | 296.6076 | 98.5117 | 173.9163 | 143.2264 | 173.3418 | 215.7371 | 170.4793 | 167.227 | 202.0113 | 249.9231 | 119.7916 | 116.0795 | 106.5906 | 268.9513 | 260.671 | 201.2773 | 270.0928 | 251.456 | 260.7668 | 253.0415 | 77.4217 | 259.0141 | 211.5067 | 165.7098 | 196.8479 | 181.914 | 90.3104 | 172.6423 | 135.9427 | 277.1106 | 189.9471 | 174.6439 | 77.5233 | 383.008 | 153.5117 | 206.1195 | 211.6981 | 194.298 | 145.3634 | 104.257 | 233.9742 | 182.6465 | 211.0195 | 122.3487 | 75.1568 | 329.4164 | 166.2646 | 318.4635 | 5.8499 | 196.2939 | 100.021 | 158.8977 | 208.6602 | 134.2384 | 260.3916 | 217.8637 | 153.7293 | 190.6828 | 123.4364 | 80.2134 | 178.8733 | 192.6817 | 129.934 | 128.6306 | 195.5713 | 186.945 | 226.0055 | 130.9965 | 101.8237 | 295.5345 | 224.8658 | 127.6633 | 187.9105 | 119.335 | 251.7107 | 105.9772 | 361.4886 | 334.8685 | 140.4289 | 171.9329 | 156.688 | 241.0322 | 246.8485 | 159.6353 | 247.504 | 281.1897 | 152.9765 | 190.268 | 177.3 | 251.1289 | 219.1756 | 166.3324 | 97.6118 | 189.6345 | 173.7107 | 338.4991 | 237.8831 | 237.9646 | 112.6309 | 165.4231 | 185.3572 | 193.9225 | 187.2027 | 180.8324 | 163.3927 | 115.513 | 186.4407 | 82.4803 | 233.2126 | 245.5422 | 197.4366 | 156.0761 | 148.6523 | 261.2095 | 251.4705 | 224.8944 | 115.0911 | 258.7187 | 219.7453 | 274.3592 | 180.8726 | 445.4482 | 137.4909 | 275.3759 | 126.406 | 167.3466 | 380.3937 | 207.9562 | 128.4382 | 345.572 | 244.9273 | 242.886 | 172.6477 | 155.9383 | 157.566 | 114.7144 | 161.3898 | 172.2486 | 192.0745 | 262.3091 | 104.0179 | 149.2611 | 319.2015 | 136.1398 | 189.5395 | 158.8404 | 214.3772 | 97.8994 | 152.9661 | 136.4031 | 361.2663 | 199.6342 | 229.6673 | 142.8377 | 197.4114 | 180.151 | 183.8733 | 130.7735 | 260.0036 | 280.843 | 206.9763 | 154.8044 | 238.7286 | 188.1951 | 316.5153 | 183.5533 | 321.329 | 198.9518 | 302.8854 | 161.2176 | 124.7898 | 338.2758 | 93.3675 | 208.35 | 185.7395 | 118.6511 | 48.3461 | 156.5751 | 198.4857 | 192.4699 | 151.9974 | 348.6619 | 104.3388 | 200.2366 | 220.9788 | 204.0258 | 242.7599 | 205.3404 | 84.5129 | 174.4587 | 183.9002 | 83.5794 | 201.8428 | 168.5396 | 315.4786 | 64.6109 | 197.7611 | 281.5412 | 309.7635 | 338.002 | 105.1139 | 96.8086 | 270.8487 | 98.4582 | 172.8735 | 162.8513 | 288.1539 | 142.2384 | 318.5655 | 414.4633 | 167.8103 | 205.1309 | 297.7152 | 89.3381 | 219.8335 | 278.916 | 149.7272 | 202.0673 | 204.7761 | 94.5198 | 128.6786 | 144.1383 | 172.1024 | 256.2568 | 152.6113 | 176.515 | 315.6584 | 406.5502 | 244.4655 | 82.1048 | 148.4688 | 113.6018 | 169.0622 | 147.0626 | 384.2676 | 148.5358 | 108.6811 | 171.9832 | 214.7864 | 193.2964 | 199.1029 | 117.0649 | 171.1583 | 237.5816 | 265.2098 | 147.0877 | 187.8615 | 118.8499 | 390.229 | 185.851 | 206.718 | 133.3676 | 111.4632 | 85.8069 | 151.9399 | 238.5704 | 270.2275 | 188.3181 | 219.975 | 172.7486 | 261.4283 | 283.6372 | 124.0432 | 137.2208 | 272.5401 | 115.5963 | 338.7633 | 123.796 | 370.7805 | 282.3133 | 188.6559 | 170.1257 | 176.2119 | 202.0916 | 164.4467 | 297.4455 | 215.6279 | 236.8218 | 125.9504 | 180.7492 | 146.1302 | 228.2933 | 154.1626 | 240.7185 | 157.7382 | 280.1055 | 98.5514 | 133.2727 | 177.6817 | 166.8272 | 141.2447 | 209.739 | 152.876 | 268.1056 | 143.6547 | 359.507 | 197.6685 | 148.2137 | 105.5463 | 183.5632 | 286.4141 | 127.6747 | 169.9718 | 210.6862 | 187.6385 | 253.5022 | 227.742 | 335.6618 | 245.4092 | 241.6806 | 126.9056 | 186.8746 | 221.2996 | 155.2656 | 160.2393 | 337.2091 | 188.5201 | 276.1822 | 109.8143 | 408.7382 | 186.8288 | 139.2432 | 154.3735 | 147.8366 | 320.4886 | 131.5812 | 233.7898 | 265.4512 | 181.2712 | 379.2606 | 148.112 | 100.7661 | 499.803 | 135.3909 | 424.6336 | 222.3873 | 153.8361 | 476.0519 | 281.6819 | 181.3616 | 208.0714 | 202.7751 | 208.3075 | 164.611 | 243.9616 | 207.1469 | 176.965 | 164.4978 | 129.3065 | 203.1523 | 153.5648 | 230.5007 | 122.699 | 150.2466 | 243.9697 | 298.2557 | 416.7804 | 84.1063 | 301.0819 | 338.8158 | 189.1262 | 228.8348 | 202.2029 | 100.9552 | 251.9879 | 128.0881 | 178.2581 | 174.2672 | 191.0885 | 290.8628 | 134.5057 | 185.7295 | 304.5252 | 167.3878 | 91.8958 | 180.4843 | 192.6479 | 130.1825 | 212.3104 | 227.2652 | 121.2547 | 194.2569 | 134.6518 | 220.9015 | 300.5143 | 166.9856 | 115.0135 | 223.0173 | 239.7601 | 168.7607 | 122.7302 | 213.4853 | 76.6057 | 153.1608 | 89.0145 | 173.0952 | 166.7991 | 113.9435 | 220.8888 | 197.2417 | 298.7166 | 180.5476 | 325.6701 | 288.6266 | 268.7779 | 78.2356 | 238.2606 | 262.4875 | 211.8653 | 174.6239 | 152.3518 | 268.0356 | 158.1042 | 212.3798 | 263.8954 | 247.1714 | 159.2196 | 171.02 | 381.2685 | 310.3086 | 136.2371 | 217.6756 | 142.7965 | 130.7228 | 242.7585 | 76.0481 | 294.5384 | 192.3347 | 342.0267 | 260.8055 | 264.5714 | 352.8502 | 168.8035 | 133.3598 | 353.531 | 122.3602 | 260.5347 | 87.9458 | 127.9133 | 186.2512 | 362.8721 | 124.6967 | 151.4369 | 389.8584 | 192.1679 | 209.5335 | 197.2496 | 135.0729 | 175.5957 | 159.0916 | 134.7351 | 105.2477 | 271.1515 | 118.6802 | 225.3973 | 168.5396 | 188.7756 | 147.1525 | 379.3081 | 197.4524 | 267.4463 | 434.5993 | 85.3515 | 105.285 | 73.2115 | 171.8209 | 164.2812 | 352.7095 | 135.859 | 266.0819 | 91.882 | 247.2868 | 100.9473 | 165.1221 | 118.2389 | 241.9545 | 383.2221 | 261.1523 | 202.3812 | 189.3447 | 130.0828 | 213.9396 | 329.1078 | 138.0621 | 344.7071 | 183.5747 | 248.813 | 61.6851 | 188.6102 | 215.4275 | 142.638 | 214.3482 | 254.7127 | 250.1484 | 142.7473 | 118.4021 | 330.58 | 78.3073 | 215.9721 | 136.9043 | 125.098 | 235.9993 | 147.8056 | 288.3994 | 153.4271 | 95.8943 | 175.9634 | 309.9218 | 142.6054 | 273.7178 | 220.8445 | 239.6954 | 154.5751 | 270.7557 | 205.9878 | 247.9829 | 206.1508 | 276.2467 | 118.0077 | 239.0556 | 214.0583 | 104.3062 | 241.2328 | 298.1295 | 125.2749 | 195.41 | 154.5973 | 286.2442 | 167.5453 | 301.5599 | 121.2005 | 224.0179 | 96.3062 | 299.3277 | 196.6639 | 254.1235 | 236.0047 | 275.9624 | 153.6128 | 81.6712 | 209.2841 | 199.5925 | 167.7483 | 181.4729 | 211.8876 | 231.4925 | 133.9788 | 248.5912 | 201.4285 | 169.2914 | 252.6679 | 175.6372 | 85.102 | 132.2864 | 133.5816 | 352.2979 | 254.8684 | 160.5022 | 259.9416 | 282.5979 | 274.513 | 138.5728 | 269.0035 | 278.4948 | 47.7446 | 263.8138 | 198.6679 | 119.1234 | 152.0186 | 214.6063 | 118.2913 | 78.384 | 167.964 | 107.1447 | 205.7826 | 182.8185 | 318.0804 | 320.8303 | 294.3854 | 117.1192 | 253.9811 | 95.651 | 284.6765 | 195.4733 | 230.3255 | 312.9516 | 203.376 | 225.4221 | 99.3094 | 331.9116 | 174.1972 | 194.625 | 226.986 | 339.3537 | 117.9961 | 173.5609 | 116.9732 | 254.0781 | 273.1998 | 265.1457 | 86.431 | 283.1194 | 216.0129 | 96.6198 | 128.4867 | 285.6547 | 187.9311 | 144.8912 | 225.4303 | 263.6321 | 76.1354 | 216.6898 | 165.1118 | 192.5313 | 348.0308 | 62.3407 | 195.9485 | 240.6495 | 162.5008 | 224.3395 | 137.5816 | 361.3299 | 242.9928 | 61.2243 | 134.205 | 133.4889 | 266.8373 | 262.1414 | 138.9961 | 111.7511 | 317.3677 | 340.6849 | 174.9298 | 154.1545 | 138.1971 | 246.6493 | 211.2852 | 140.3777 | 144.1994 | 107.9997 | 216.1268 | 233.6115 | 190.9859 | 394.5367 | 239.5108 | 99.6491 | 173.2857 | 168.281 | 200.9239 | 257.3573 | 387.5947 | 203.1113 | 174.0835 | 272.8699 | 320.2884 | 133.7138 | 209.4351 | 245.4877 | 80.0541 | 145.674 | 309.1563 | 207.194 | 219.0785 | 74.9768 | 140.2028 | 186.3216 | 140.0397 | 316.2327 | 165.9834 | 127.0551 | 226.3222 | 88.2126 | 197.8926 | 122.6583 | 189.0723 | 217.7671 | 224.4107 | 270.8728 | 187.8447 | 149.1303 | 192.4361 | 180.0956 | 110.4444 | 208.8123 | 213.1283 | 265.685 | 184.135 | 153.0172 | 198.5827 | 211.9882 | 319.3542 | 212.6168 | 168.547 | 125.6786 | 220.025 | 278.2925 | 278.7906 | 196.9137 | 76.9865 | 376.22 | 174.6449 | 177.0897 | 99.8984 | 187.8538 | 231.7165 | 263.5911 | 174.8424 | 139.3026 | 269.2232 | 123.3762 | 198.2692 | 270.1061 | 377.7862 | 83.4258 | 405.9627 | 305.4168 | 195.771 | 115.0542 | 110.3968 | 270.0578 | 82.2404 | 188.5744 | 151.3447 | 94.973 | 245.107 | 255.6131 | 661.2771 | 159.1256 | 319.1478 | 355.7638 | 127.6591 | 144.462 | 135.1959 | 215.7472 | 143.0665 | 173.3575 | 119.1613 | 71.5752 | 180.487 | 148.0133 | 245.4017 | 378.9031 | 161.4166 | 219.8258 | 162.0291 | 154.0057 | 239.3543 | 311.5237 | 402.9397 | 202.355 | 218.5424 | 50.8724 | 113.33 | 159.0735 | 174.9985 | 196.0923 | 190.8037 | 138.3855 | 206.7502 | 116.5367 | 267.902 | 171.5053 | 250.9004 | 263.8644 | 193.2177 | 117.6796 | 229.429 | 204.2814 | 170.1421 | 109.704 | 277.411 | 307.3169 | 214.7992 | 182.9573 | 119.1017 | 268.8648 | 69.776 | 170.0522 | 152.7365 | 341.3127 | 226.2466 | 247.283 | 123.5773 | 169.64 | 174.4477 | 151.0612 | 121.6472 | 161.9722 | 143.3621 | 284.4747 | 261.1741 | 222.5696 | 212.2495 | 245.0298 | 280.6853 | 216.1135 | 150.5613 | 131.8805 | 274.2865 | 184.8104 | 213.1329 | 186.3686 | 339.5073 | 192.2125 | 232.1028 | 244.1702 | 139.9618 | 254.3644 | 139.3678 | 164.2758 | 285.9379 | 199.2967 | 148.5745 | 237.8738 | 131.1221 | 196.493 | 184.602 | 179.8397 | 405.3986 | 108.7838 | 126.6148 | 231.9906 | 319.5431 | 196.1662 | 156.8553 | 312.6329 | 125.7838 | 464.2735 | 304.8739 | 203.2785 | 196.5362 | 121.1845 | 315.161 | 96.3028 | 226.3829 | 125.7229 | 123.3001 | 317.3181 | 159.9637 | 452.6791 | 73.8184 | 237.7295 | 165.4289 | 164.8206 | 190.128 | 397.5528 | 144.1409 | 210.7652 | 223.479 | 208.4746 | 163.4014 | 288.4804 | 241.685 | 302.5546 | 166.4507 | 163.1674 | 188.6296 | 131.6968 | 276.4416 | 255.3906 | 292.8933 | 200.5578 | 294.9494 | 130.7607 | 178.964 | 243.5346 | 155.8289 | 192.7396 | 180.9239 | 28.2873 | 328.2942 | 110.0035 | 464.5664 | 178.5239 | 143.7093 | 299.5955 | 189.845 | 323.2293 | 216.2705 | 221.0195 | 274.7335 | 160.7535 | 276.6043 | 218.7845 | 333.2001 | 109.9161 | 280.5022 | 252.7133 | 200.4612 | 295.7412 | 256.6655 | 204.6731 | 135.3025 | 180.7425 | 241.7466 | 138.4489 | 160.409 | 192.3714 | 29.1711 | 259.0596 | 155.7954 | 369.2397 | 315.8014 | 286.9542 | 305.5076 | 381.3398 | 181.1618 | 123.3259 | 301.0035 | 153.1292 | 145.0661 | 186.2328 | 351.2215 | 237.2798 | 257.7442 | 269.8439 | 118.2817 | 285.9679 | 320.9295 | 146.4989 | 77.6492 | 255.133 | 236.2342 | 218.3633 | 134.3615 | 353.8072 | 279.5362 | 315.077 | 59.2404 | 246.8824 | 186.486 | 167.1711 | 138.218 | 176.3232 | 257.015 | 230.9293 | 348.109 | 320.0945 | 202.9913 | 184.4269 | 283.3357 | 281.8355 | 110.4488 | 316.9287 | 59.411 | 297.9453 | 101.6983 | 337.8314 | 136.4238 | 174.2141 | 193.0802 | 158.8903 | 93.44 | 155.8874 | 283.9374 | 190.3651 | 295.5741 | 129.2018 | 242.1311 | 205.0405 | 276.5094 | 168.5085 | 165.9168 | 99.5466 | 212.6397 | 188.1632 | 211.2702 | 133.961 | 341.807 | 165.5246 | 331.3254 | 212.8677 | 106.9197 | 225.1705 | 405.2769 | 221.0684 | 82.6232 | 196.6987 | 201.9117 | 145.2774 | 58.6642 | 218.5588 | 219.9683 | 158.0853 | 175.881 | 211.4333 | 152.6112 | 174.0434 | 205.1842 | 156.8149 | 141.1061 | 290.8199 | 111.1374 | 332.2289 | 250.2701 | 112.3699 | 165.1445 | 174.1137 | 292.1049 | 411.3199 | 161.7714 | 188.3997 | 231.9168 | 101.7085 | 101.996 | 360.3353 | 148.5559 | 206.8652 | 184.5459 | 173.1454 | 129.0358 | 202.0059 | 154.3874 | 294.2247 | 237.6216 | 153.0078 | 120.2309 | 258.1832 | 151.9131 | 79.5048 | 214.5493 | 207.7108 | 105.6683 | 266.301 | 294.268 | 157.3548 | 329.6532 | 189.9456 | 445.1166 | 109.7677 | 256.6226 | 137.3795 | 307.7028 | 222.7441 | 90.4974 | 257.3151 | 113.4559 | 235.0304 | 260.7091 | 249.1727 | 320.6901 | 145.7987 | 469.2367 | 432.9847 | 257.8576 | 377.427 | 263.9547 | 180.893 | 314.9996 | 151.7605 | 149.9797 | 140.8272 | 80.1894 | 304.0772 | 230.6811 | 181.4939 | 233.4158 | 155.1666 | 136.429 | 79.7988 | 167.1183 | 145.1044 | 428.4398 | 186.8534 | 155.9623 | 348.5824 | 243.9129 | 305.1093 | 191.0933 | 316.3814 | 247.132 | 232.7106 | 289.8804 | 283.9264 | 175.5848 | 176.5847 | 95.6437 | 126.6337 | 160.3648 | 175.991 | 109.6545 | 167.1088 | 176.8017 | 293.4015 | 196.4983 | 156.8144 | 251.6365 | 178.4749 | 152.9892 | 184.8046 | 74.1576 | 160.028 | 136.2098 | 118.4103 | 190.5251 | 149.3323 | 654.7176 | 297.532 | 222.2072 | 144.4993 | 245.337 | 351.5311 | 130.6608 | 198.8472 | 240.9079 | 171.9871 | 291.4778 | 95.5727 | 201.5363 | 224.5357 | 150.1049 | 142.3751 | 137.5915 | 211.3212 | 210.6397 | 171.2194 | 191.8487 | 130.1751 | 203.774 | 178.4613 | 200.7079 | 196.2934 | 212.0589 | 184.0879 | 177.5954 | 155.6285 | 238.1528 | 202.252 | 154.6448 | 215.3553 | 101.0373 | 232.9498 | 90.5739 | 98.4065 | 165.846 | 328.0706 | 132.4435 | 156.104 | 144.44 | 332.6204 | 223.3774 | 216.4709 | 332.8772 | 183.0749 | 260.3692 | 101.9465 | 185.5158 | 178.413 | 84.267 | 249.4469 | 97.1223 | 114.1023 | 379.8367 | 177.9586 | 199.0143 | 171.7852 | 101.8097 | 305.4343 | 194.8309 | 257.238 | 169.7737 | 121.7483 | 120.9876 | 96.1819 | 253.4064 | 132.517 | 215.3167 | 336.5733 | 177.5119 | 339.118 | 239.3665 | 287.6458 | 188.5668 | 150.1612 | 174.9983 | 215.24 | 288.7045 | 100.4732 | 177.2666 | 211.6494 | 261.5473 | 333.3103 | 172.6154 | 147.076 | 119.3944 | 162.6947 | 214.5732 | 231.6884 | 224.9055 | 144.6312 | 224.6978 | 215.9471 | 141.6369 | 234.2317 | 200.1268 | 349.6296 | 189.5072 | 160.5298 | 130.9344 | 143.4053 | 153.932 | 320.3284 | 243.2088 | 233.9305 | 208.2557 | 160.454 | 227.3819 | 94.9753 | 125.0125 | 112.4009 | 283.2438 | 241.2592 | 141.0459 | 143.6705 | 130.2013 | 308.3925 | 257.2195 | 145.6773 | 188.9526 | 164.1578 | 269.2963 | 234.8389 | 215.4837 | 342.318 | 274.1037 | 210.4008 | 213.0849 | 217.6698 | 137.2493 | 106.5151 | 202.8774 | 170.82 | 214.7779 | 158.7715 | 228.4907 | 141.6025 | 230.6146 | 142.0031 | 124.3374 | 145.0993 | 223.0635 | 342.1636 | 312.9361 | 241.999 | 141.8416 | 120.4077 | 64.7086 | 175.7044 | 247.2042 | 128.3799 | 145.8556 | 255.232 | 133.4026 | 207.8002 | 112.0156 | 133.1488 | 332.0993 | 197.0438 | 221.0643 | 85.1811 | 218.1521 | 183.7537 | 161.846 | 177.8233 | 164.453 | 194.6829 | 127.7157 | 293.7178 | 109.1911 | 203.2966 | 102.0734 | 202.624 | 58.4874 | 166.0882 | 116.1036 | 300.6525 | 149.8367 | 149.0474 | 183.4926 | 150.4347 | 115.8816 | 170.2074 | 219.2388 | 195.4833 | 191.3023 | 158.5195 | 199.4485 | 154.4235 | 215.9033 | 202.6048 | 218.3003 | 256.0232 | 172.5463 | 371.5258 | 386.9347 | 323.2248 | 212.6193 | 357.2508 | 184.8506 | 211.3331 | 408.9296 | 270.1906 | 203.0045 | 271.1652 | 217.4091 | 206.3571 | 191.9797 | 178.2308 | 296.42 | 116.016 | 190.2692 | 103.8125 | 272.6385 | 238.0191 | 132.7185 | 199.7383 | 205.0925 | 86.4604 | 186.2355 | 328.7405 | 177.5364 | 142.8678 | 96.8822 | 118.5713 | 128.6653 | 83.1591 | 135.0188 | 281.1566 | 397.5815 | 61.8964 | 235.8296 | 233.0231 | 282.5905 | 292.3697 | 236.688 | 177.3627 | 274.7093 | 134.5413 | 128.2348 | 296.7474 | 404.5225 | 246.1289 | 197.1499 | 140.5113 | 236.3038 | 111.5859 | 181.6331 | 286.0793 | 224.4449 | 139.347 | 250.9773 | 145.6702 | 156.5441 | 251.2461 | 215.7949 | 213.4922 | 161.1783 | 179.9542 | 262.5404 | 268.6155 | 87.1398 | 240.5303 | 269.3733 | 70.3755 | 214.4725 | 223.862 | 150.891 | 183.9736 | 18.8419 | 171.3707 | 210.5127 | 275.3498 | 226.7149 | 251.3569 | 187.2819 | 299.4902 | 292.288 | 230.2685 | 262.7935 | 232.9911 | 140.1119 | 369.0485 | 189.4737 | 489.0853 | 181.9848 | 532.3679 | 212.3245 | 156.4404 | 300.2841 | 191.5567 | 161.2369 | 188.2861 | 106.7665 | 188.8826 | 339.2727 | 183.2811 | 115.0035 | 137.6163 | 98.1576 | 259.2733 | 304.8896 | 165.0007 | 406.0848 | 222.7722 | 140.6186 | 107.8806 | 225.8322 | 270.3699 | 182.8121 | 209.0388 | 169.9706 | 111.0568 | 351.9416 | 114.1226 | 92.9968 | 133.4357 | 121.2497 | 215.8153 | 244.7408 | 210.473 | 380.393 | 125.3039 | 314.9032 | 133.7189 | 113.0019 | 205.1474 | 151.1548 | 160.0771 | 115.3679 | 178.7271 | 169.4322 | 144.2178 | 133.9644 | 164.3273 | 163.9709 | 181.3639 | 162.3006 | 198.7884 | 346.2212 | 190.9435 | 223.7928 | 163.5689 | 175.2331 | 120.7645 | 257.7118 | 180.2129 | 265.5838 | 208.885 | 181.3417 | 353.6715 | 169.8602 | 190.8132 | 496.0731 | 161.8787 | 203.9229 | 146.1921 | 175.5533 | 262.6519 | 187.2636 | 317.861 | 96.1686 | 233.7545 | 256.243 | 137.4025 | 91.3836 | 182.7509 | 324.8702 | 167.2209 | 255.0658 | 122.5566 | 191.1438 | 188.1031 | 156.3757 | 247.7843 | 386.9075 | 196.0818 | 259.8871 | 209.5294 | 304.407 | 91.7691 | 223.3649 | 194.4105 | 117.3954 | 346.1538 | 255.0362 | 121.3904 | 242.7739 | 238.1488 | 265.2867 | 163.9564 | 415.7815 | 291.1996 | 97.9932 | 134.8208 | 287.8178 | 208.9675 | 286.6643 | 226.4826 | 138.9805 | 257.5695 | 136.5713 | 120.6324 | 281.0727 | 100.3526 | 336.272 | 194.0041 | 181.7145 | 242.9836 | 245.0694 | 186.4936 | 185.3684 | 154.3336 | 141.4794 | 225.4871 | 410.0882 | 256.4274 | 234.2968 | 266.5913 | 228.1057 | 164.8221 | 149.202 | 158.2297 | 231.5186 | 104.9324 | 278.7024 | 181.9158 | 169.1428 | 189.6304 | 433.8057 | 180.0928 | 75.4996 | 170.0136 | 201.9728 | 199.1235 | 224.1632 | 126.8433 | 185.2238 | 141.5917 | 114.3262 | 179.9694 | 237.5665 | 161.7413 | 241.0368 | 23.6277 | 184.8062 | 98.9648 | 89.9174 | 261.1205 | 193.5241 | 277.8485 | 143.5915 | 167.9427 | 237.4262 | 313.0354 | 134.7384 | 194.5562 | 150.9457 | 272.0731 | 107.6826 | 194.9929 | 251.7284 | 137.1785 | 248.2961 | 217.9133 | 165.811 | 339.5049 | 272.057 | 124.3794 | 226.3612 | 237.9874 | 174.4371 | 173.507 | 142.0692 | 322.1275 | 162.7615 | 170.6203 | 78.8616 | 231.4637 | 187.9468 | 308.4091 | 305.338 | 226.8299 | 233.2687 | 155.8622 | 148.1045 | 172.8476 | 332.651 | 220.1569 | 317.6515 | 325.2749 | 145.4624 | 207.519 | 226.0275 | 212.6517 | 258.2773 | 119.709 | 201.9592 | 67.4424 | 273.3519 | 136.2953 | 234.6339 | 443.493 | 150.0705 | 288.9901 | 89.33 | 282.0694 | 184.7239 | 131.3875 | 130.6008 | 265.1945 | 175.4666 | 186.8201 | 135.5585 | 217.4621 | 215.2408 | 283.4552 | 173.4885 | 207.5388 | 192.194 | 207.315 | 379.8107 | 148.4331 | 415.6396 | 167.3234 | 193.0817 | 162.4335 | 123.6863 | 239.1738 | 197.3834 | 307.6841 | 222.2659 | 159.7504 | 208.945 | 240.516 | 205.6597 | 541.8655 | 264.4496 | 231.876 | 197.2809 | 210.6157 | 367.7744 | 295.0168 | 120.5009 | 123.5352 | 83.0302 | 97.2119 | 296.2755 | 235.6096 | 230.4587 | 244.5702 | 230.314 | 141.9439 | 207.5243 | 133.5733 | 122.7323 | 284.4944 | 374.696 | 78.0641 | 249.0557 | 240.3144 | 165.6181 | 268.359 | 218.0661 | 239.5617 | 215.712 | 282.7058 | 112.4549 | 172.1465 | 95.6865 | 121.5702 | 187.5586 | 119.9595 | 148.2465 | 137.9223 | 235.8575 | 197.486 | 183.3607 | 341.4554 | 111.956 | 199.7067 | 269.6244 | 301.9279 | 136.6149 | 169.6728 | 230.0857 | 233.2066 | 241.0027 | 245.0374 | 277.2883 | 166.8479 | 212.9843 | 148.3112 | 200.8239 | 111.8585 | 333.9837 | 122.0286 | 81.9853 | 143.9398 | 123.5586 | 168.3079 | 245.0687 | 90.305 | 240.5935 | 193.1803 | 355.8774 | 369.0346 | 260.88 | 287.744 | 323.8246 | 227.1232 | 158.4145 | 230.1145 | 223.1432 | 219.8507 | 354.5798 | 368.9093 | 183.806 | 141.283 | 149.9969 | 169.1684 | 207.6197 | 199.8778 | 146.4068 | 233.726 | 118.6518 | 188.4941 | 140.6835 | 100.5338 | 217.9824 | 152.9899 | 287.8116 | 237.9928 | 114.9057 | 251.6291 | 174.3948 | 230.1011 | 116.1259 | 106.2187 | 209.8385 | 223.3618 | 339.8574 | 341.9627 | 176.5788 | 164.2082 | 133.3895 | 171.4731 | 239.3622 | 230.0396 | 158.413 | 218.4967 | 86.4462 | 168.7223 | 129.4478 | 154.6722 | 363.6426 | 193.1993 | 322.047 | 369.0499 | 257.1986 | 142.8027 | 318.9846 | 215.4158 | 340.5699 | 149.7496 | 202.528 | 226.3494 | 283.267 | 131.5927 | 188.4626 | 451.1946 | 207.7871 | 155.1293 | 160.976 | 305.7718 | 314.5895 | 149.0312 | 242.8931 | 210.3785 | 52.1101 | 278.0821 | 153.276 | 136.7488 | 238.9073 | 133.4997 | 234.505 | 189.0251 | 156.5758 | 194.971 | 183.5426 | 132.0461 | 225.696 | 233.2535 | 130.571 | 84.5041 | 280.0342 | 140.3896 | 207.478 | 142.9746 | 218.4476 | 84.2726 | 352.5797 | 369.4714 | 245.3959 | 217.2633 | 268.7249 | 213.0025 | 198.5753 | 134.1831 | 255.5783 | 179.0174 | 146.0475 | 294.7219 | 111.3347 | 433.5346 | 172.7902 | 228.0565 | 194.233 | 245.7007 | 350.7609 | 197.7333 | 142.9767 | 141.1403 | 133.4204 | 149.0823 | 121.0274 | 173.6772 | 130.7116 | 104.7552 | 163.0532 | 295.2453 | 175.8995 | 165.9529 | 162.5533 | 218.6852 | 159.0186 | 140.3663 | 301.5934 | 122.1137 | 238.0986 | 171.7576 | 258.7407 | 106.3385 | 203.9391 | 178.0868 | 211.1224 | 257.0725 | 111.7489 | 106.6819 | 204.3457 | 162.7923 | 165.2687 | 247.6036 | 121.8762 | 190.833 | 203.7362 | 146.912 | 197.9002 | 272.6168 | 176.0606 | 111.2211 | 346.0654 | 224.8903 | 189.8241 | 223.0533 | 183.0141 | 261.7274 | 261.1818 | 195.4693 | 290.2213 | 280.6703 | 121.7932 | 268.2709 | 156.5301 | 134.4011 | 243.6497 | 132.088 | 178.8819 | 285.3571 | 89.4618 | 365.8946 | 243.9104 | 158.7791 | 247.1633 | 158.6936 | 196.8648 | 189.5997 | 177.6357 | 111.3176 | 185.4441 | 277.0362 | 323.2425 | 251.5708 | 121.1283 | 97.4846 | 110.7972 | 117.944 | 86.4643 | 180.6303 | 170.5202 | 335.8241 | 120.0191 | 188.4126 | 281.7837 | 186.8577 | 105.9266 | 190.2047 | 329.4111 | 231.1466 | 217.9242 | 125.1864 | 246.9876 | 153.0724 | 178.464 | 249.5634 | 139.7271 | 183.2585 | 278.8717 | 210.9056 | 238.5833 | 118.3114 | 83.7662 | 192.3711 | 175.6484 | 236.1572 | 148.969 | 262.6263 | 271.1081 | 162.7036 | 178.5943 | 147.4798 | 171.0522 | 194.0103 | 154.9686 | 186.2276 | 253.6535 | 131.1323 | 135.4956 | 227.9702 | 257.0691 | 135.0672 | 151.7552 | 163.5941 | 168.8535 | 175.6916 | 259.94 | 191.1036 | 111.6281 | 102.9693 | 213.3417 | 248.3326 | 197.2104 | 93.738 | 195.5261 | 136.6709 | 179.5574 | 79.2235 | 312.9299 | 102.2342 | 116.5051 | 205.7943 | 129.7321 | 260.0351 | 299.0504 | 148.7832 | 143.46 | 143.7774 | 142.9811 | 124.0202 | 189.0595 | 147.319 | 162.2822 | 204.4696 | 87.1209 | 257.9803 | 180.8169 | 247.4826 | 121.2051 | 115.0522 | 163.1455 | 215.7193 | 107.2183 | 164.5548 | 329.2912 | 105.1019 | 265.7451 | 161.669 | 178.7388 | 217.189 | 191.0989 | 203.6868 | 246.3979 | 146.8243 | 209.7725 | 192.0651 | 99.3275 | 275.4118 | 307.8485 | 289.5971 | 241.0809 | 178.7543 | 282.6953 | 188.877 | 240.1879 | 179.6201 | 93.1857 | 283.2227 | 211.858 | 291.4548 | 15.8184 | 292.5172 | 186.4361 | 231.4922 | 152.3167 | 237.7638 | 131.928 | 132.6979 | 341.9434 | 216.75 | 261.933 | 63.2571 | 434.1461 | 130.1666 | 116.5608 | 224.0662 | 224.1223 | 300.7872 | 153.4301 | 431.395 | 370.0838 | 168.5255 | 132.2551 | 283.7691 | 79.0524 | 211.9912 | 198.6783 | 231.1062 | 250.3886 | 144.8783 | 296.4376 | 159.439 | 119.9988 | 158.3991 | 225.0829 | 166.7382 | 480.4109 | 203.6392 | 158.339 | 138.359 | 193.4851 | 220.1131 | 164.3931 | 239.5757 | 137.9622 | 162.7629 | 187.0703 | 109.7686 | 178.8407 | 108.7037 | 208.002 | 193.324 | 246.4011 | 535.932 | 251.0584 | 188.7589 | 151.6796 | 84.587 | 162.5614 | 217.1543 | 143.8421 | 122.673 | 106.8266 | 164.8125 | 179.3303 | 181.1463 | 265.4033 | 196.9401 | 357.6993 | 243.7077 | 156.0567 | 306.9847 | 160.3835 | 209.7293 | 119.1421 | 102.5854 | 286.4699 | 184.2661 | 166.8296 | 279.5893 | 91.1344 | 98.252 | 276.6583 | 367.4816 | 136.8534 | 124.8759 | 404.332 | 171.4979 | 261.3078 | 210.3823 | 267.7721 | 116.4925 | 206.5322 | 204.1402 | 201.9204 | 192.6403 | 160.5223 | 284.7546 | 128.9832 | 286.1092 | 199.7995 | 311.0623 | 224.1592 | 300.0487 | 255.7245 | 292.5097 | 250.0399 | 245.3596 | 194.9543 | 213.8953 | 182.8992 | 323.3761 | 283.5687 | 174.9271 | 173.132 | 321.2671 | 410.9908 | 281.4066 | 148.5464 | 161.8481 | 185.3252 | 192.7914 | 133.3137 | 279.6156 | 172.7506 | 142.3719 | 193.61 | 169.0486 | 223.5114 | 155.3821 | 172.3539 | 114.8095 | 366.6356 | 118.9781 | 334.6921 | 179.0431 | 149.4196 | 276.7479 | 225.6358 | 127.1405 | 290.2789 | 138.4123 | 125.0628 | 160.4369 | 177.5808 | 257.3963 | 106.1968 | 151.5519 | 201.3856 | 420.4781 | 157.236 | 308.0115 | 136.3733 | 272.1319 | 152.2088 | 113.9361 | 313.9999 | 193.9917 | 291.6411 | 68.3283 | 240.8751 | 132.9969 | 230.0617 | 332.5328 | 155.2459 | 195.6122 | 110.6887 | 386.9734 | 156.5294 | 133.0572 | 185.9513 | 293.5141 | 207.765 | 237.0422 | 178.9424 | 114.1806 | 332.0847 | 176.8784 | 317.2338 | 216.3721 | 113.9919 | 111.9358 | 216.9966 | 128.1597 | 86.9912 | 179.6609 | 194.5356 | 126.005 | 72.5509 | 157.9497 | 215.5517 | 209.8906 | 261.0844 | 218.4319 | 152.5409 | 175.4095 | 130.6111 | 257.8777 | 148.822 | 111.9208 | 117.6269 | 180.6787 | 226.754 | 226.6766 | 215.5421 | 149.6526 | 228.9404 | 349.4927 | 229.2264 | 100.8769 | 206.7288 | 115.2943 | 179.1387 | 169.0719 | 311.4288 | 279.1207 | 251.9494 | 61.9209 | 228.3453 | 423.0866 | 203.0423 | 323.102 | 258.0542 | 287.7549 | 156.7785 | 326.4839 | 433.1279 | 210.4939 | 312.4499 | 285.7636 | 249.5453 | 187.7805 | 236.6149 | 230.1034 | 284.7019 | 277.5977 | 126.0528 | 98.9768 | 158.8896 | 162.2211 | 177.8557 | 87.7822 | 289.9241 | 278.6405 | 13.3963 | 109.371 | 168.7093 | 334.367 | 230.0809 | 154.19 | 157.4807 | 213.2996 | 87.5938 | 255.7403 | 190.773 | 257.4731 | 305.6552 | 127.6755 | 115.6565 | 356.9165 | 161.5695 | 260.5874 | 285.3333 | 192.9376 | 158.0821 | 375.459 | 228.0785 | 163.3733 | 149.2718 | 125.5126 | 135.4741 | 136.7786 | 147.6986 | 282.7704 | 139.6684 | 163.2019 | 248.2754 | 162.1724 | 258.648 | 154.4581 | 181.4943 | 192.2184 | 76.489 | 326.728 | 121.9327 | 131.8839 | 174.7064 | 109.2741 | 207.5759 | 167.6048 | 266.6151 | 193.7136 | 270.2639 | 206.8575 | 254.1711 | 267.148 | 105.4886 | 152.0032 | 310.8634 | 249.0846 | 68.1347 | 202.7283 | 351.0256 | 22.7553 | 103.0838 | 102.8811 | 375.2906 | 105.3199 | 182.7692 | 152.1489 | 186.5278 | 88.9429 | 207.5997 | 246.6395 | 224.3731 | 159.7075 | 208.6322 | 174.3878 | 225.9236 | 173.7209 | 194.1812 | 180.6042 | 223.7026 | 172.2782 | 242.0928 | 173.4374 | 227.5786 | 210.7109 | 132.3745 | 220.3071 | 156.7459 | 158.7475 | 273.21 | 185.7192 | 177.4918 | 536.7442 | 264.5217 | 208.1142 | 144.3954 | 145.8486 | 118.6693 | 102.9457 | 206.0803 | 269.9151 | 186.6673 | 202.1526 | 206.841 | 165.5006 | 254.147 | 209.5978 | 222.2674 | 118.6412 | 186.9059 | 237.5293 | 245.5246 | 117.4208 | 109.5933 | 93.8504 | 169.7379 | 271.9329 | 268.7634 | 153.1841 | 135.7676 | 203.7884 | 193.9029 | 184.8786 | 332.181 | 272.7762 | 199.7909 | 114.4782 | 164.4271 | 320.0978 | 152.1918 | 97.6465 | 144.2889 | 141.4693 | 143.0142 | 254.388 | 244.5679 | 252.3157 | 266.4108 | 215.6154 | 222.025 | 211.8421 | 302.8213 | 71.5119 | 84.215 | 180.8109 | 158.8902 | 174.4336 | 172.9482 | 115.7969 | 261.6232 | 157.6986 | 137.5732 | 185.8111 | 540.688 | 122.7319 | 92.4917 | 277.4851 | 207.6072 | 217.1842 | 170.2584 | 241.2866 | 252.5856 | 127.9889 | 297.9413 | 307.4876 | 184.5729 | 155.5265 | 249.7991 | 250.5359 | 178.4636 | 103.3726 | 165.4588 | 259.2856 | 217.551 | 328.4846 | 135.6282 | 245.2103 | 120.708 | 350.1227 | 219.9423 | 228.351 | 218.5063 | 344.5379 | 227.0108 | 239.757 | 232.2465 | 167.3859 | 143.3231 | 86.7824 | 121.3421 | 204.9199 | 309.6126 | 290.0014 | 291.9897 | 119.6907 | 130.9713 | 140.5682 | 227.2349 | 151.7055 | 144.0691 | 164.6454 | 337.1251 | 154.3477 | 205.5571 | 207.5436 | 301.105 | 320.8425 | 215.55 | 117.129 | 166.717 | 156.4862 | 108.6386 | 144.3911 | 242.4534 | 402.6491 | 108.0854 | 291.6942 | 256.0493 | 183.9599 | 260.217 | 188.1427 | 171.6424 | 439.2145 | 116.4658 | 231.022 | 332.5726 | 147.6054 | 102.4183 | 104.1392 | 207.4753 | 156.1073 | 125.3328 | 245.5618 | 115.1563 | 185.8226 | 293.6255 | 263.2483 | 194.1769 | 167.3227 | 184.7924 | 107.3093 | 245.9811 | 278.9764 | 131.5522 | 117.5588 | 162.0919 | 222.8927 | 195.5362 | 145.815 | 124.1578 | 159.1025 | 214.3282 | 182.9722 | 104.5773 | 60.6308 | 155.9051 | 277.4732 | 151.2169 | 346.8527 | 204.6459 | 215.5371 | 214.6652 | 155.2571 | 151.5097 | 132.1025 | 310.8312 | 212.1354 | 221.5871 | 159.6041 | 318.1138 | 192.1911 | 227.6103 | 195.7988 | 190.5994 | 128.4098 | 372.9888 | 131.0818 | 181.6526 | 138.404 | 153.1639 | 228.3776 | 182.7323 | 287.8383 | 252.465 | 192.9267 | 283.5408 | 221.7787 | 221.5162 | 192.6216 | 279.9516 | 314.9577 | 101.4955 | 183.837 | 122.4268 | 383.1991 | 106.1866 | 156.4005 | 160.7801 | 334.3801 | 245.9618 | 105.0205 | 137.2694 | 207.5566 | 266.5861 | 203.8288 | 138.5684 | 252.6793 | 105.3547 | 124.0245 | 321.9723 | 251.9922 | 115.8464 | 360.2511 | 210.8563 | 178.3144 | 320.2797 | 56.3811 | 309.3945 | 100.7555 | 344.2078 | 169.9564 | 176.5365 | 109.5391 | 163.5764 | 81.0735 | 285.8199 | 247.4327 | 264.3625 | 162.0623 | 224.9026 | 245.7481 | 172.2035 | 185.4871 | 210.4132 | 168.2338 | 198.3588 | 290.9222 | 200.7574 | 149.6099 | 51.5779 | 184.065 | 273.0283 | 188.751 | 275.15 | 134.0899
Probability of infection | % | % |  |  |  |  | % | 9.982% | 0.3957% | 1.671% | 0.5254% | 5.929% | 3.024% | 1.081% | 1.655% | 1.539% | 3.251% | 0.5584% | 6.307% | 1.235% | 3.908% | 3.211% | 1.058% | 0.9126% | 4.793% | 3.241% | 3.228% | 2.327% | 5.183% | 1.301% | 2.061% | 5.104% | 2.741% | 1.979% | 0.6221% | 0.4349% | 1.022% | 2.339% | 1.411% | 5.006% | 3.686% | 0.7419% | 2.611% | 0.7914% | 5.231% | 7.037% | 2.498% | 1.453% | 5.256% | 2.155% | 1.599% | 4.929% | 1.716% | 2.399% | 0.8209% | 1.821% | 0.8471% | 1.201% | 2.947% | 2.304% | 1.633% | 3.658% | 7.332% | 4.976% | 4.256% | 2.999% | 5.323% | 2.607% | 2.852% | 2.611% | 4.05% | 0.9332% | 1.47% | 5.605% | 1.905% | 1.672% | 0.3881% | 4.679% | 2.449% | 1.824% | 5.406% | 0.5199% | 1.503% | 3.285% | 4.013% | 4.222% | 2.801% | 1.443% | 1.696% | 0.8736% | 3.739% | 1.246% | 1.563% | 2.939% | 2.318% | 4.903% | 4.571% | 1.542% | 0.6035% | 1.618% | 3.358% | 3.706% | 1.806% | 6.619% | 0.7327% | 0.641% | 0.5829% | 2.097% | 2.472% | 1.463% | 1.756% | 6.718% | 2.251% | 3.054% | 1.436% | 2.616% | 1.468% | 0.5391% | 1.451% | 5.068% | 0.6985% | 2.249% | 2.623% | 2.444% | 6.708% | 0.3994% | 3.358% | 2.712% | 1.696% | 4.824% | 2.668% | 1.788% | 3.887% | 4.103% | 0.3965% | 3.708% | 5.913% | 2.231% | 2.93% | 1.242% | 2.158% | 1.506% | 3.185% | 5.404% | 3.418% | 1.899% | 2.123% | 2.552% | 3.847% | 4.339% | 3.429% | 5.006% | 10.96% | 4.152% | 2.083% | 1.705% | 1.346% | 1.079% | 2.059% | 0.9574% | 0.4589% | 2.463% | 1.926% | 0.7027% | 0.6775% | 1.266% | 0.7167% | 7.931% | 3.794% | 5.029% | 2.202% | 3.385% | 5.162% | 2.958% | 4.529% | 4.319% | 5.156% | 0.6714% | 3.949% | 3.241% | 3.926% | 0.9702% | 2.821% | 2.611% | 0.7753% | 2.715% | 3.02% | 4.372% | 1.715% | 5.543% | 4.601% | 5.02% | 5.099% | 1.716% | 4.485% | 5.395% | 0.4171% | 2.907% | 2.392% | 5.348% | 5.783% | 0.5229% | 3.224% | 4.96% | 0.822% | 1.527% | 0.7852% | 1.98% | 6.234% | 6.028% | 1.404% | 0.4294% | 1.143% | 3.985% | 0.8077% | 2.379% | 4.335% | 4.908% | 1.591% | 3.95% | 10.59% | 1.637% | 3.269% | 4.542% | 2.973% | 4.475% | 0.7908% | 3.601% | 2.148% | 3.242% | 0.3848% | 2.478% | 1.089% | 1.039% | 2.989% | 2.046% | 0.7194% | 0.6189% | 1.376% | 0.5767% | 1.404% | 1.457% | 6.588% | 4.164% | 2.021% | 2.197% | 4.248% | 2.757% | 1.023% | 2.388% | 1.401% | 0.8038% | 5.549% | 1.463% | 4.806% | 1.371% | 2.113% | 2.743% | 1.115% | 4.216% | 2.179% | 4.945% | 6.34% | 0.6271% | 0.4286% | 1.326% | 2.676% | 1.731% | 1.651% | 2.462% | 1.736% | 3.475% | 3.068% | 8.022% | 2.257% | 2.496% | 2.841% | 4.094% | 4.013% | 2.838% | 4.372% | 1.507% | 0.5315% | 1.114% | 1.503% | 1.499% | 1.654% | 2.221% | 4.046% | 2.23% | 2.637% | 3.059% | 2.644% | 1.175% | 1.711% | 1.706% | 5.956% | 1.237% | 1.124% | 2.096% | 2.429% | 4.255% | 1.187% | 0.7893% | 3.901% | 1.14% | 3.886% | 3.189% | 1.873% | 7.12% | 0.7481% | 2.326% | 0.7268% | 2.348% | 3.502% | 2.336% | 0.7785% | 1.766% | 4.411% | 3.965% | 4.669% | 1.905% | 3.307% | 0.799% | 2.395% | 1.423% | 3.756% | 2.767% | 1.656% | 1.803% | 1.06% | 1.122% | 0.738% | 2.835% | 7.01% | 3.03% | 9.272% | 1.976% | 5.854% | 2.892% | 0.4486% | 1.722% | 1.715% | 0.8009% | 4.863% | 2.351% | 0.3826% | 2.942% | 3.208% | 2.06% | 0.6132% | 2.94% | 4.122% | 1.495% | 1.442% | 0.9107% | 1.229% | 2.622% | 1.556% | 3.735% | 1.122% | 2.872% | 2.734% | 0.4739% | 0.3139% | 3.207% | 2.763% | 1.814% | 5.746% | 0.4246% | 0.6062% | 1.79% | 2.794% | 2.026% | 4.164% | 4.23% | 2.428% | 5.51% | 4.025% | 2.397% | 0.4157% | 1.832% | 1.666% | 2.426% | 1.293% | 2.418% | 3.82% | 0.8673% | 1.501% | 4.327% | 2.458% | 0.5682% | 2.675% | 3.097% | 2.457% | 4.068% | 2.849% | 0.6879% | 5.196% | 3.137% | 3.6% | 1.217% | 1.364% | 3.649% | 6.058% | 0.3428% | 0.4379% | 1.423% | 2.314% | 1.872% | 1.564% | 2.801% | 1.506% | 0.8263% | 3.259% | 1.101% | 0.8216% | 1.904% | 5.863% | 0.589% | 2.329% | 1.433% | 2.97% | 2.216% | 1.266% | 1.239% | 2.842% | 3.033% | 2.057% | 3.826% | 5.404% | 2.953% | 1.185% | 2.363% | 4.125% | 0.8931% | 0.7798% | 3.656% | 0.7681% | 1.597% | 1.087% | 2.078% | 1.984% | 2.894% | 3.206% | 1.801% | 3.056% | 7.534% | 1.71% | 3.065% | 4.181% | 0.9131% | 0.8053% | 2.206% | 3.557% | 2.086% | 2.815% | 4.489% | 2.57% | 0.3761% | 2.484% | 2.354% | 1.561% | 4.295% | 4.182% | 4.734% | 5.004% | 1.126% | 4.59% | 0.9276% | 0.6494% | 2.047% | 0.6787% | 2.994% | 5.674% | 2.11% | 3.24% | 2.524% | 2.562% | 3.117% | 1.342% | 1.457% | 6.762% | 7.519% | 2.353% | 3.558% | 1.375% | 2.11% | 4.566% | 1.533% | 4.998% | 2.57% | 0.8095% | 1.463% | 4.517% | 1.538% | 2.347% | 2.626% | 0.9293% | 7.537% | 2.034% | 1.696% | 3.455% | 1.895% | 1.719% | 2.647% | 3.895% | 1.686% | 1.522% | 2.091% | 2.364% | 1.661% | 2.953% | 3.359% | 2.041% | 3.411% | 1.437% | 8.005% | 2.428% | 3.539% | 0.7687% | 1.012% | 3.262% | 2.006% | 0.9432% | 3.052% | 0.5251% | 1.65% | 3.375% | 0.6503% | 1.227% | 3.267% | 2.354% | 0.7699% | 0.3336% | 3.899% | 2.183% | 0.8799% | 5.633% | 5.19% | 1.04% | 1.91% | 4.527% | 2.409% | 1.081% | 1.523% | 2.908% | 1.282% | 0.8768% | 0.6359% | 2.328% | 0.5008% | 3.752% | 1.991% | 4.328% | 2.263% | 4.294% | 2.876% | 3.621% | 0.6181% | 0.8557% | 3.198% | 5.537% | 2.357% | 5.314% | 1.159% | 0.6013% | 1.862% | 0.8344% | 3.566% | 1.337% | 3.361% | 1.225% | 2.379% | 1.082% | 1.033% | 3.476% | 3.891% | 4.956% | 5.467% | 1.846% | 1.513% | 0.709% | 3.5% | 3.848% | 2.048% | 2.713% | 3.116% | 1.848% | 1.946% | 1.909% | 1.852% | 1.151% | 6.972% | 4.069% | 1.34% | 1.753% | 2.208% | 2.384% | 0.8302% | 4.829% | 1.828% | 0.8093% | 1.69% | 1.835% | 4.041% | 2.335% | 1.765% | 0.792% | 2.188% | 4.146% | 4.165% | 1.764% | 2.528% | 1.447% | 4.777% | 3.825% | 3.154% | 2.739% | 4.041% | 6.082% | 1.448% | 0.9994% | 2.252% | 0.5715% | 2.747% | 3.778% | 2.386% | 1.81% | 3.518% | 4.308% | 4.301% | 4.62% | 4.136% | 1.43% | 0.527% | 1.296% | 0.8822% | 1.471% | 3.036% | 0.2405% | 3.203% | 3.64% | 5.107% | 1.771% | 2.17% | 0.6682% | 1.315% | 3.49% | 2.697% | 5.639% | 2.624% | 1.23% | 3.667% | 3.954% | 4.103% | 5.284% | 2.858% | 2.76% | 5.763% | 4.144% | 2.918% | 1.294% | 6.085% | 1.877% | 3.597% | 2.859% | 3.199% | 2.472% | 2.847% | 2.279% | 1.432% | 3.742% | 2.473% | 1.25% | 2.339% | 1.384% | 2.484% | 3.676% | 2.955% | 1.953% | 3.56% | 0.1792% | 2.256% | 2.728% | 3.494% | 5.455% | 2.847% | 1.078% | 1.715% | 2.411% | 1.69% | 1.075% | 0.8891% | 5.897% | 1.351% | 4.423% | 3.39% | 3.474% | 2.145% | 0.8237% | 2.495% | 3.749% | 2.145% | 3.294% | 1.375% | 2.979% | 4.217% | 0.4518% | 4.679% | 3.898% | 1.846% | 4.185% | 1.719% | 1.586% | 1.099% | 5.914% | 1.413% | 5.075% | 2.869% | 2.862% | 1.562% | 1.561% | 3.13% | 2.208% | 4.794% | 0.2506% | 2.458% | 2.151% | 1.465% | 3.818% | 4.78% | 2.398% | 2.584% | 2.887% | 4.201% | 0.5489% | 1.124% | 2.156% | 2.513% | 2.993% | 3.028% | 2.927% | 3.709% | 1.172% | 8.707% | 3.359% | 0.3581% | 5.894% | 2.279% | 2.156% | 1.003% | 1.187% | 0.6173% | 2.093% | 1.273% | 3.72% | 1.002% | 1.439% | 3.867% | 1.972% | 4.597% | 0.8606% | 7.047% | 1.615% | 3.651% | 2.306% | 1.183% | 1.31% | 5.607% | 4.146% | 2.641% | 1.276% | 2.495% | 2.064% | 4.09% | 1.706% | 3.134% | 2.013% | 4.588% | 3.176% | 2.017% | 2.399% | 0.3343% | 2.931% | 6.183% | 3.11% | 2.002% | 2.388% | 5.873% | 0.8194% | 2.583% | 3.911% | 3.985% | 2.501% | 4.136% | 2.965% | 0.809% | 0.7413% | 1.784% | 0.7975% | 0.7447% | 2.428% | 2.244% | 4.556% | 4.243% | 3.702% | 2.201% | 0.9969% | 2.958% | 0.4085% | 0.8514% | 4.291% | 2.908% | 2.393% | 0.7928% | 2.028% | 2.932% | 3.405% | 1.645% | 0.9362% | 5.549% | 3.552% | 2.775% | 0.9221% | 3.863% | 1.434% | 3.028% | 1.292% | 1.643% | 5.021% | 2.691% | 3.443% | 2.525% | 1.099% | 0.583% | 4.865% | 5.121% | 1.896% | 3.924% | 6.407% | 5.722% | 2.813% | 0.8063% | 2.131% | 1.172% | 0.8753% | 1.752% | 3.372% | 0.538% | 0.8022% | 1.919% | 3.001% | 1.293% | 2.295% | 2.13% | 0.5972% | 1.404% | 1.006% | 1.41% | 4.345% | 3.348% | 2.89% | 1.66% | 2.18% | 4.271% | 2.649% | 1.063% | 3.564% | 5.007% | 1.548% | 2.11% | 4.608% | 2.455% | 1.665% | 2.352% | 7.021% | 2.023% | 4.054% | 3.9% | 0.8153% | 5.353% | 4.619% | 1.233% | 0.6822% | 9.619% | 5.024% | 2.213% | 3.151% | 3.125% | 2.077% | 2.31% | 4.033% | 2.628% | 3.309% | 1.198% | 3.303% | 4.746% | 1.747% | 2.723% | 1.514% | 4.042% | 0.7845% | 0.9761% | 0.8356% | 2.036% | 3.092% | 5.496% | 5.724% | 1.717% | 3.036% | 8.357% | 3.371% | 1.48% | 3.747% | 3.939% | 3.051% | 7.978% | 3.575% | 7.208% | 1.271% | 0.4547% | 5.271% | 1.772% | 4.907% | 0.417% | 1.072% | 1.086% | 1.75% | 2.662% | 3.124% | 2.934% | 0.6181% | 0.6014% | 2.984% | 4.493% | 2.535% | 4.205% | 0.8134% | 5.769% | 0.4623% | 2.281% | 0.626% | 1.367% | 3.627% | 4.38% | 3.519% | 3.646% | 2.509% | 0.3856% | 3.143% | 1.568% | 2.364% | 3.07% | 7.465% | 0.7749% | 3.108% | 2.337% | 3.869% | 2.591% | 3.461% | 0.9589% | 2.176% | 2.816% | 1.148% | 1.952% | 4.259% | 2.272% | 3.316% | 0.7046% | 1.284% | 1.286% | 0.9783% | 4.05% | 1.906% | 2.055% | 3.132% | 6.355% | 3.547% | 2.102% | 2.396% | 4.624% | 0.9909% | 3.078% | 3.994% | 1.973% | 2.952% | 1.925% | 3.538% | 2.685% | 4.579% | 3.175% | 3.574% | 2.788% | 2.642% | 2.447% | 4.383% | 2.512% | 1.853% | 3.563% | 2.317% | 1.677% | 1.344% | 0.457% | 0.9621% | 1.196% | 0.7577% | 2.994% | 5.392% | 2.237% | 4.412% | 4.159% | 2.071% | 1.001% | 3.133% | 0.7369% | 3.002% | 1.095% | 0.9467% | 2.934% | 4.883% | 2.18% | 1.562% | 1.276% | 0.6342% | 1.974% | 3.7% | 7.197% | 2.243% | 4.594% | 1.674% | 2.05% | 3.707% | 3.114% | 1.577% | 1.598% | 2.647% | 2.445% | 2.035% | 3.912% | 2.637% | 2.409% | 4.047% | 2.139% | 1.802% | 3.042% | 3.659% | 2.308% | 1.006% | 1.178% | 1.27% | 2.553% | 2.909% | 0.5181% | 3.095% | 3.033% | 1.522% | 2.727% | 2.085% | 2.737% | 2.588% | 1.899% | 1.923% | 3.195% | 2.289% | 4.096% | 1.699% | 2.643% | 1.935% | 3.771% | 4.528% | 6.95% | 2.839% | 1.381% | 0.1132% | 2.758% | 2.518% | 3.679% | 3.382% | 2.596% | 1.653% | 1.805% | 2.172% | 0.9322% | 2.204% | 1.149% | 6.916% | 2.807% | 5.798% | 1.649% | 2.699% | 4.286% | 1.719% | 2.388% | 1.72% | 0.2521% | 3.848% | 0.4144% | 4.194% | 2.757% | 3.68% | 2.522% | 1.013% | 4.001% | 0.8873% | 4.007% | 1.378% | 2.406% | 1.947% | 3.488% | 1.601% | 0.8936% | 2.306% | 2.688% | 2.214% | 1.678% | 1.421% | 2.103% | 4.687% | 1.681% | 2.098% | 5.608% | 1.357% | 1.429% | 4.39% | 1.134% | 5.407% | 1.51% | 4.009% | 3.267% | 4.992% | 0.9337% | 1.235% | 0.7844% | 1.27% | 1.513% | 0.4488% | 1.251% | 7.636% | 0.9059% | 4.429% | 1.579% | 2.108% | 1.884% | 2.557% | 3.978% | 1.406% | 3.177% | 1.172% | 2.1% | 2.364% | 4.862% | 2.069% | 2.88% | 2.63% | 1.65% | 1.024% | 2.402% | 3.358% | 4.028% | 2.051% | 2.835% | 2.374% | 0.8697% | 2.085% | 4.549% | 2.992% | 4.363% | 2.98% | 3.06% | 1.525% | 1.589% | 4.009% | 2.533% | 1.863% | 1.388% | 3.048% | 3.355% | 2.221% | 1.955% | 1.08% | 1.623% | 0.4143% | 3.231% | 0.7203% | 1.281% | 2.244% | 1.599% | 5.172% | 1.365% | 1.823% | 4.464% | 0.6952% | 3.374% | 2.646% | 2.296% | 1.447% | 0.5214% | 1.333% | 3.244% | 2.452% | 1.041% | 5.785% | 2.031% | 3.443% | 2.938% | 1.484% | 0.7097% | 0.9951% | 3.912% | 0.7894% | 4.038% | 0.4271% | 3.704% | 3.937% | 3.514% | 3.835% | 6.372% | 2.298% | 3.367% | 2.013% | 7.113% | 2.901% | 2.346% | 6.826% | 1.948% | 2.448% | 2.139% | 0.7128% | 1.592% | 1.715% | 0.7618% | 0.811% | 5.656% | 2.653% | 1.705% | 3.822% | 1.97% | 2.918% | 1.126% | 3.965% | 3.845% | 2.353% | 1.249% | 2.824% | 1.69% | 2.237% | 1.782% | 5.337% | 5.866% | 0.979% | 1.724% | 2.855% | 5.49% | 2.89% | 0.6603% | 2.719% | 3.409% | 2.761% | 1.562% | 0.6761% | 4.723% | 2.521% | 4.942% | 4.045% | 0.8686% | 3.981% | 2.045% | 2.79% | 2.497% | 4.142% | 3.502% | 1.254% | 4.533% | 0.7345% | 2.256% | 4.029% | 1.01% | 6.931% | 2.634% | 3.892% | 2.242% | 1.023% | 1.226% | 5.724% | 3.828% | 2.047% | 2.035% | 3.142% | 1.539% | 1.075% | 1.594% | 6.4% | 2.66% | 3.634% | 3.279% | 2.356% | 3.604% | 6.286% | 4.956% | 1.158% | 6.501% | 2.374% | 0.4552% | 3.585% | 2.635% | 3.696% | 2.432% | 1.608% | 1.755% | 1.94% | 3.973% | 1.112% | 1.702% | 2.056% | 2.774% | 2.516% | 0.9581% | 5.69% | 3.025% | 4.564% | 1.23% | 0.2735% | 5.094% | 1.442% | 4.06% | 1.844% | 2.754% | 6.298% | 1.434% | 5.64% | 2.371% | 3.502% | 2.821% | 3.22% | 0.5641% | 2.919% | 2.62% | 1.614% | 3.633% | 1.171% | 3.2% | 3.362% | 3.224% | 3.859% | 1.28% | 2.266% | 1.821% | 0.4477% | 4.447% | 4.724% | 5.77% | 3.445% | 1.755% | 1.832% | 3.169% | 3.935% | 1.844% | 2.842% | 2.758% | 7.267% | 3.078% | 4.575% | 0.5175% | 1.213% | 1.924% | 3.523% | 2.47% | 0.7614% | 0.4998% | 4.238% | 5.752% | 5.153% | 3.529% | 0.1823% | 2.209% | 3.715% | 1.156% | 1.491% | 1.846% | 2.584% | 0.8175% | 5.297% | 9.733% | 8.36% | 0.2282% | 1.335% | 1.663% | 3.589% | 5.191% | 5.849% | 3.44% | 2.514% | 0.4001% | 1.06% | 2.021% | 2.729% | 1.535% | 2.065% | 2.592% | 3.682% | 2.436% | 1.506% | 2.232% | 1.625% | 3.414% | 3.098% | 2.022% | 2.118% | 3.017% | 0.803% | 5.546% | 2.91% | 0.8944% | 1.912% | 5.359% | 1.496% | 4.402% | 2.82% | 2.491% | 2.287% | 1.332% | 4.63% | 1.731% | 2.22% | 4.093% | 5.25% | 5.093% | 0.333% | 2.817% | 4.154% | 3.348% | 4.916% | 0.5899% | 3.921% | 1.974% | 2.896% | 0.3399% | 2.584% | 2.75% | 0.5433% | 2.065% | 5.778% | 1.445% | 1.144% | 1.87% | 3.86% | 4.063% | 7.547% | 0.3802% | 1.571% | 4.324% | 2.584% | 2.629% | 2.812% | 8.166% | 1.46% | 1.587% | 3.111% | 0.4557% | 1.018% | 0.7019% | 1.241% | 2.703% | 0.9538% | 0.4469% | 5.458% | 2.046% | 4.775% | 2.148% | 1.103% | 1.915% | 3.303% | 0.9152% | 6.589% | 2.634% | 3.851% | 1.73% | 0.8742% | 4.065% | 2.118% | 4.36% | 1.394% | 0.8198% | 5.529% | 0.3387% | 2.97% | 4.712% | 1.915% | 1.577% | 7.094% | 2.343% | 3.49% | 1.357% | 1.777% | 1.589% | 4.709% | 0.964% | 5.318% | 0.7048% | 3.992% | 2.5% | 1.437% | 2.433% | 1.156% | 3.03% | 3.178% | 1.44% | 1.356% | 4.159% | 1.693% | 1.249% | 4.6% | 1.469% | 1.016% | 0.4692% | 2.509% | 5.352% | 4.348% | 0.9974% | 2.752% | 1.915% | 0.6881% | 2.026% | 6.574% | 4.579% | 3.7% | 2.594% | 4.27% | 0.9341% | 2.606% | 1.285% | 6.748% | 0.629% | 4.086% | 1.131% | 4.72% | 0.5654% | 2.719% | 2.555% | 5.797% | 1.44% | 4.851% | 5.636% | 6.866% | 6.763% | 4.591% | 7.599% | 3.738% | 3.222% | 1.202% | 2.296% | 4.472% | 2.822% | 1.952% | 0.73% | 0.6723% | 4.822% | 3.842% | 2.572% | 3.304% | 2.082% | 0.3768% | 4.661% | 2.09% | 2.841% | 2.118% | 5.129% | 2.274% | 6.436% | 1.658% | 2.884% | 1.94% | 2.07% | 2.772% | 2.879% | 4.238% | 4.161% | 4.144% | 1.704% | 0.8939% | 1.663% | 6.455% | 0.6664% | 1.631% | 2.818% | 3.418% | 0.858% | 3.476% | 3.676% | 0.7312% | 1.743% | 3.103% | 1.228% | 3.291% | 1.067% | 1.477% | 3.288% | 2.229% | 0.8366% | 3.155% | 5.596% | 0.732% | 0.7231% | 5.119% | 1.981% | 4.822% | 1.645% | 3.33% | 2.042% | 6.434% | 0.8489% | 1.179% | 1.975% | 3.151% | 4.929% | 5.912% | 0.8051% | 3.673% | 1.451% | 0.5017% | 4.29% | 0.5479% | 1.415% | 0.8225% | 1.232% | 1.503% | 3.193% | 5.093% | 3.401% | 4.053% | 1.077% | 0.839% | 5.302% | 5.71% | 1.341% | 4.881% | 1.843% | 6.051% | 2.707% | 4.143% | 7.296% | 3.015% | 2.364% | 1.309% | 4.699% | 0.618% | 0.4524% | 2.213% | 1.069% | 4.357% | 4.908% | 5.957% | 2.777% | 0.9545% | 6.387% | 2.314% | 2.094% | 3.849% | 4.929% | 0.7741% | 2.954% | 0.5759% | 0.8827% | 4.759% | 1.86% | 3.131% | 3.382% | 3.304% | 0.6536% | 3.314% | 1.949% | 1.116% | 4.388% | 2.263% | 4.343% | 1.479% | 4.025% | 1.964% | 2.363% | 4.478% | 0.4243% | 4.439% | 2.455% | 2.031% | 0.7284% | 1.653% | 0.7616% | 5.958% | 4.42% | 0.5478% | 7.105% | 3.26% | 1.847% | 0.6719% | 3.928% | 4.59% | 1.46% | 6.479% | 2.992% | 4.23% | 4.023% | 0.8543% | 3.27% | 0.4176% | 0.9307% | 2.009% | 0.4915% | 1.134% | 3.884% | 3.825% | 3.518% | 3.074% | 0.4675% | 2.857% | 6.218% | 1.011% | 1.886% | 3.055% | 0.9709% | 3.443% | 3.706% | 3.455% | 2.389% | 4.613% | 3.308% | 3.735% | 7.97% | 7.88% | 2.475% | 3.945% | 1.707% | 1.165% | 4.972% | 0.6253% | 5.878% | 0.9901% | 1.023% | 2.637% | 5.591% | 3.511% | 4.442% | 0.505% | 3.392% | 2.57% | 2.033% | 2.592% | 3.247% | 1.176% | 2.23% | 0.5666% | 2.72% | 1.083% | 6.434% | 3.978% | 1.642% | 2.506% | 3.086% | 1.27% | 2.989% | 1.045% | 3.364% | 3.091% | 3.072% | 2.349% | 2.54% | 3.065% | 3.147% | 3.809% | 1.597% | 0.9621% | 1.236% | 4.015% | 4.324% | 6.172% | 3.631% | 1.614% | 3.03% | 0.7768% | 0.7991% | 1.209% | 1.754% | 1.866% | 4.648% | 3.519% | 1.361% | 0.06134% | 2.013% | 1.944% | 1.836% | 4.222% | 3.447% | 3.366% | 1.793% | 0.5933% | 2.052% | 2.209% | 2.67% | 2.67% | 4.418% | 1.604% | 3.21% | 0.7428% | 1.949% | 0.6161% | 3.053% | 3.625% | 4.136% | 5.404% | 2.766% | 0.9317% | 0.6825% | 1.806% | 1.945% | 3.631% | 1.511% | 2.03% | 4.171% | 5.508% | 1.997% | 1.133% | 1.631% | 1.441% | 1.704% | 0.4954% | 3.03% | 2.542% | 2.17% | 2.95% | 0.4497% | 3.792% | 6.061% | 2.292% | 1.755% | 4.526% | 4.261% | 0.9998% | 2.614% | 6.967% | 3.449% | 1.851% | 3.649% | 2.459% | 3.297% | 4.361% | 3.037% | 0.7714% | 0.7256% | 7.096% | 4.477% | 0.9602% | 3.38% | 2.666% | 2.942% | 2.342% | 1.724% | 5.428% | 0.4468% | 5.655% | 0.7565% | 1.57% | 1.811% | 5.025% | 0.4121% | 4.896% | 0.3201% | 3.052% | 0.4172% | 2.297% | 3.414% | 2.039% | 1.364% | 1.265% | 1.001% | 4.442% | 5.472% | 1.994% | 0.9305% | 2.588% | 1.41% | 2.479% | 3.907% | 4.094% | 2.34% | 3.211% | 2.139% | 1.837% | 7.007% | 1.993% | 3.799% | 0.5688% | 1.536% | 1.635% | 4.257% | 4.127% | 4.104% | 1.684% | 2.26% | 2.703% | 3.64% | 2.04% | 2.573% | 0.9988% | 3.063% | 0.7307% | 3.571% | 2.074% | 3.314% | 2.494% | 1.049% | 3.641% | 1.428% | 0.5701% | 2.23% | 1.143% | 1.883% | 2.383% | 2.629% | 3.28% | 3.468% | 1.04% | 0.4204% | 5.222% | 2.962% | 0.8583% | 1.176% | 1.547% | 1.74% | 2.957% | 2.181% | 1.856% | 1.122% | 1.461% | 0.885% | 3.045% | 3.982% | 3.808% | 0.8907% | 2.547% | 3.1% | 1.527% | 0.863% | 2.723% | 2.819% | 1.537% | 3.481% | 1.928% | 0.9002% | 0.5361% | 1.346% | 1.281% | 1.301% | 4.364% | 1.78% | 3.336% | 1.282% | 3.196% | 2.334% | 2.468% | 2.228% | 3.771% | 2.764% | 0.871% | 0.4069% | 0.782% | 4.347% | 1.938% | 5.516% | 1.775% | 0.36% | 0.4304% | 5.764% | 2.607% | 1.703% | 1.317% | 1.117% | 2.465% | 4.089% | 1.079% | 5.566% | 1.317% | 9.926% | 3.558% | 7.527% | 3.075% | 2.025% | 1.34% | 1.047% | 1.362% | 4.872% | 0.9931% | 4.884% | 1.799% | 4.206% | 4.742% | 5.69% | 0.6961% | 4.275% | 2.198% | 4.201% | 2.716% | 1.744% | 1.504% | 4.483% | 2.656% | 3.173% | 6.19% | 3.51% | 2.355% | 4.969% | 2.908% | 2.435% | 3.431% | 1.778% | 1.92% | 0.6657% | 1.249% | 2.999% | 1.126% | 0.9023% | 3.669% | 0.717% | 3.871% | 4.56% | 5.174% | 2.113% | 2.729% | 1.804% | 1.253% | 2.125% | 2.94% | 7.166% | 1.042% | 3.628% | 1.621% | 0.5381% | 1.609% | 2.702% | 2.403% | 6.002% | 5.842% | 0.3322% | 2.554% | 4.3% | 4.109% | 3.974% | 3.496% | 1.849% | 2.768% | 2.106% | 2.626% | 4.01% | 1.882% | 0.9233% | 5.824% | 6.276% | 2.303% | 2.966% | 2.261% | 7.273% | 2.392% | 0.8579% | 7.092% | 5.479% | 1.028% | 4.048% | 3.344% | 2.892% | 0.8244% | 0.7133% | 2.614% | 1.291% | 4.231% | 3.957% | 3.963% | 1.132% | 6.926% | 0.6901% | 2.103% | 1.172% | 0.9085% | 0.9125% | 1.475% | 0.8161% | 1.786% | 0.7532% | 2.063% | 0.7501% | 1.494% | 4.166% | 2.064% | 5.283% | 1.433% | 1.297% | 5.166% | 5.507% | 2.247% | 4.924% | 1.405% | 2.828% | 3.448% | 0.9474% | 6.943% | 1.064% | 2.25% | 5.453% | 2.882% | 3.218% | 4.055% | 1.933% | 1.89% | 0.7987% | 1.856% | 1.455% | 4.219% | 1.987% | 3.651% | 1.592% | 3.033% | 2.367% | 0.796% | 3.381% | 0.8852% | 4.588% | 2.956% | 4.727% | 0.9105% | 2.987% | 0.9501% | 4.558% | 0.685% | 1.285% | 6.007% | 1.536% | 7.646% | 0.9574% | 1.928% | 2.811% | 1.937% | 4.941% | 1.314% | 0.7357% | 3.078% | 3.677% | 4.239% | 1.739% | 2.062% | 1.393% | 1.417% | 1.972% | 1.853% | 2.441% | 2.71% | 1.599% | 7.456% | 0.7583% | 3.075% | 4.481% | 1.506% | 1.975% | 2.163% | 5.083% | 3.52% | 3.202% | 2.273% | 6.069% | 1.447% | 0.6917% | 1.393% | 2.286% | 2.625% | 2.546% | 2.078% | 2.209% | 2.301% | 4.489% | 0.4239% | 0.3685% | 3.215% | 5.137% | 4.593% | 0.5838% | 3.131% | 1.569% | 2.632% | 3.139% | 5.463% | 2.461% | 1.677% | 0.588% | 4.157% | 4.598% | 1.724% | 2.989% | 2.581% | 2.434% | 1.068% | 1.583% | 4.069% | 1.317% | 2.483% | 1.838% | 1.814% | 4.362% | 2.462% | 1.813% | 0.4496% | 3.149% | 2.003% | 5.674% | 6.176% | 2.517% | 3.856% | 1.526% | 1.298% | 0.9615% | 0.7839% | 3.24% | 2.538% | 5.848% | 1.58% | 4.777% | 5.646% | 5.043% | 2.663% | 0.9353% | 1.406% | 0.8931% | 4.248% | 0.5467% | 0.3714% | 1.154% | 3.873% | 1.413% | 2.302% | 5.803% | 2.333% | 2.306% | 5.536% | 2.32% | 1.462% | 1.157% | 2.841% | 2.566% | 5.026% | 2.683% | 1.844% | 2.457% | 1.725% | 1.762% | 4.722% | 0.9564% | 4.234% | 3.059% | 3.065% | 2.22% | 2.665% | 0.7676% | 1.611% | 2.5% | 6.876% | 5.362% | 2.961% | 4.423% | 0.804% | 3.685% | 1.041% | 4.253% | 1.647% | 0.8659% | 1.584% | 1.883% | 3.687% | 6.189% | 5.369% | 3.307% | 2.509% | 1.511% | 1.614% | 2.892% | 3.173% | 3.133% | 4.161% | 1.668% | 1.697% | 1.689% | 1.195% | 1.404% | 1.375% | 1.543% | 2.277% | 5.434% | 0.4495% | 1.035% | 3.561% | 1.017% | 4.408% | 10.97% | 1.394% | 6.808% | 2.189% | 5.556% | 1.431% | 1.512% | 1.358% | 2.055% | 0.9994% | 0.8196% | 3.594% | 3.621% | 0.9191% | 1.807% | 2.125% | 0.683% | 1.118% | 4.932% | 2.063% | 3.585% | 1.713% | 3.709% | 2.02% | 1.257% | 5.781% | 4.746% | 0.2316% | 0.6999% | 4.229% | 1.871% | 3.549% | 3.71% | 1.293% | 3.97% | 1.996% | 2.396% | 0.3623% | 1.234% | 1.418% | 1.702% | 0.7145% | 2.601% | 2.504% | 1.885% | 3.998% | 5.454% | 3.728% | 2.351% | 1.161% | 4.613% | 2.804% | 1.357% | 0.2505% | 4.411% | 3.15% | 5.248% | 1.76% | 1.095% | 1.28% | 1.886% | 1.61% | 1.909% | 4.144% | 2.543% | 1.506% | 1.284% | 3.088% | 3.421% | 1.419% | 4.072% | 5.596% | 5.131% | 3.041% | 0.4318% | 2.019% | 2.111% | 2.466% | 2.069% | 7.455% | 3.308% | 1.651% | 3.198% | 1.526% | 0.6323% | 4.968% | 0.4226% | 0.3367% | 1.315% | 1.665% | 0.525% | 1.905% | 0.7162% | 0.7496% | 0.705% | 3.298% | 1.274% | 6.508% | 0.9898% | 3.37% | 2.491% | 1.717% | 0.8176% | 4.474% | 1.116% | 9.569% | 2.208% | 2.779% | 3.113% | 2.428% | 2.491% | 2.821% | 1.438% | 0.5609% | 4.578% | 3.623% | 4.008% | 2.276% | 1.727% | 2.733% | 0.9863% | 1.9% | 3.169% | 1.621% | 3.733% | 4.343% | 0.5594% | 1.52% | 1.637% | 2.034% | 3.272% | 3.343% | 1.32% | 2.445% | 2.01% | 5.156% | 1.863% | 1.657% | 2.056% | 1.464% | 0.8762% | 4.17% | 4.667% | 0.951% | 2.051% | 3.546% | 0.162% | 3.167% | 0.7565% | 1.599% | 0.5192% | 3.689% | 1.608% | 4.073% | 2.263% | 0.8874% | 3.712% | 3.595% | 4.396% | 4.002% | 3.482% | 2.006% | 5.275% | 1.906% | 5.99% | 1.331% | 0.368% | 3.735% | 4.879% | 4.495% | 3.019% | 3.471% | 1.969% | 3.46% | 4.556% | 1.496% | 4.699% | 2.777% | 5.716% | 0.6826% | 1.571% | 4.923% | 0.5649% | 3.22% | 3.05% | 3.533% | 2.191% | 2.523% | 1.31% | 3.261% | 0.7932% | 0.9119% | 5.427% | 1.684% | 1.624% | 3.795% | 1.168% | 3.841% | 2.145% | 0.3055% | 4.017% | 1.177% | 5.167% | 3.227% | 2.209% | 2.494% | 1.916% | 0.4678% | 1.072% | 2.778% | 2.225% | 5.529% | 2.244% | 4.494% | 2.556% | 0.8068% | 3.459% | 3.98% | 2.858% | 1.594% | 8.951% | 4.121% | 0.8441% | 5.976% | 1.001% | 2.096% | 0.5031% | 3.636% | 3.798% | 3.801% | 1.553% | 2.649% | 0.6082% | 1.631% | 4.114% | 1.807% | 0.561% | 0.9308% | 2.084% | 0.869% | 2.993% | 1.037% | 1.685% | 1.019% | 7.145% | 1.828% | 0.785% | 1.843% | 3.179% | 1.008% | 3.53% | 2.47% | 5.693% | 1.168% | 3.424% | 1.368% | 3.427% | 0.6569% | 2.675% | 1.779% | 0.8033% | 2.526% | 2.16% | 5.206% | 0.8736% | 0.3037% | 1.164% | 1.62% | 1.938% | 1.59% | 2.567% | 2.407% | 6.893% | 3.895% | 1.975% | 0.7898% | 3.889% | 7.023% | 1.726% | 1.441% | 1.942% | 3.051% | 5.14% | 0.8136% | 2.629% | 2.376% | 3.318% | 0.958% | 4.845% | 6.327% | 1.478% | 2.474% | 1.139% | 1.326% | 0.6849% | 2.407% | 1.208% | 1.5% | 3.145% | 5.185% | 5.249% | 3.911% | 2.328% | 3.606% | 0.8907% | 0.6772% | 1.701% | 5.402% | 2.578% | 2.42% | 5.58% | 0.4227% | 3.74% | 2.591% | 0.5241% | 5.13% | 2.307% | 3.406% | 2.888% | 3.101% | 0.7477% | 2.301% | 2.992% | 3.072% | 6.133% | 4.458% | 1.613% | 2.077% | 3.093% | 1.26% | 2.641% | 3.256% | 3.993% | 0.694% | 1.124% | 1.201% | 1.893% | 2.494% | 1.821% | 0.7529% | 4.824% | 3.598% | 3.865% | 0.6573% | 4.397% | 3.749% | 3.498% | 2.351% | 4.737% | 1.197% | 3.151% | 3.985% | 2.326% | 2.345% | 3.31% | 1.445% | 2.016% | 5.169% | 0.6592% | 5.548% | 1.069% | 1.844% | 2.085% | 2.958% | 1.289% | 4.283% | 2.907% | 2.509% | 1.495% | 2.593% | 1.216% | 2.666% | 1.412% | 2.202% | 1.725% | 0.9135% | 1.448% | 4.866% | 0.3715% | 2.075% | 3.846% | 2.676% | 1.686% | 1.551% | 0.6233% | 0.8503% | 1.674% | 5.626% | 1.86% | 3.616% | 2.106% | 2.628% | 2.172% | 2.947% | 3.09% | 2.12% | 0.33% | 4.635% | 4.87% | 2.023% | 1.33% | 3.467% | 2.867% | 3.608% | 2.798% | 2.17% | 1.554% | 4.886% | 4.832% | 2.86% | 1.367% | 0.8021% | 0.7714% | 4.916% | 3.24% | 3.857% | 2.33% | 1.951% | 1.356% | 2.65% | 1.321% | 4.827% | 3.911% | 1.228% | 3.256% | 1.989% | 2.692% | 0.8081% | 0.6963% | 3.79% | 2.284% | 2.882% | 5.771% | 4.255% | 2.279% | 0.5222% | 1.003% | 2.928% | 2.895% | 1.247% | 2.063% | 0.9928% | 2.272% | 3.135% | 1.297% | 5.149% | 1.844% | 4.332% | 3.984% | 2.397% | 2.924% | 2.48% | 1.018% | 3.089% | 4.213% | 1.759% | 1.565% | 0.8432% | 2.247% | 2.477% | 3.77% | 3.894% | 4.188% | 0.8955% | 3.86% | 2.525% | 5.786% | 2.519% | 1.171% | 1.468% | 6.057% | 3.611% | 2.408% | 3.752% | 3.878% | 4.248% | 0.5234% | 5.208% | 3.026% | 0.6447% | 0.5545% | 3.468% | 0.7763% | 1.704% | 2.837% | 2.754% | 2.889% | 3.425% | 3.008% | 1.8% | 3.724% | 4.464% | 7.504% | 2.66% | 4.612% | 5.301% | 8.853% | 2.471% | 3.161% | 5.935% | 5.175% | 3.657% | 2.912% | 1.951% | 2.523% | 0.6916% | 4.97% | 4.559% | 2.613% | 2.693% | 5.398% | 1.071% | 0.5549% | 3.351% | 2.155% | 5.206% | 0.5392% | 0.5842% | 0.1503% | 0.7584% | 6.157% | 3.024% | 5.879% | 2.896% | 1.574% | 2.696% | 2.536% | 0.4323% | 3.597% | 0.4831% | 5.342% | 3.525% | 0.2941% | 1.798% | 3.017% | 0.9143% | 3.559% | 3.118% | 2.742% | 6.524% | 3.257% | 3.103% | 4.279% | 1.205% | 2.681% | 0.797% | 3.226% | 3.722% | 5.595% | 2.159% | 5.69% | 0.5685% | 1.704% | 1.777% | 0.7369% | 1.63% | 7.832% | 6.016% | 0.6745% | 5.952% | 2.721% | 4.352% | 2.634% | 5.887% | 1.829% | 6.364% | 6.217% | 1.248% | 1.203% | 3.887% | 1.281% | 5.973% | 2.806% | 2.337% | 1.712% | 3.984% | 0.9246% | 2.215% | 2.482% | 6.441% | 2.877% | 2.081% | 1.614% | 2.884% | 1.331% | 4.099% | 1.565% | 0.5% | 2.408% | 3.662% | 4.282% | 3.64% | 3.303% | 0.2772% | 1.252% | 3.946% | 0.6274% | 1.704% | 5.056% | 1.454% | 1.34% | 3.277% | 0.9577% | 6.655% | 4.965% | 3.86% | 1.249% | 3.019% | 6.153% | 2.67% | 2.053% | 2.952% | 2.548% | 1.858% | 2.718% | 0.9189% | 2.543% | 0.4696% | 1.633% | 1.845% | 0.5295% | 1.007% | 1.107% | 1.717% | 1.551% | 3.7% | 6.486% | 4.314% | 5.418% | 3.699% | 4.222% | 3.175% | 1.534% | 2.657% | 1.885% | 4.337% | 0.4444% | 2.631% | 0.8596% | 2.117% | 2.783% | 2.997% | 3.859% | 0.4949% | 0.3767% | 2.425% | 1.82% | 1.294% | 3.342% | 1.807% | 1.241% | 1.828% | 5.446% | 2.335% | 5.125% | 0.7186% | 4.516% | 1.756% | 2.133% | 4.053% | 1.119% | 4.564% | 3.052% | 4.704% | 3.101% | 1.906% | 0.696% | 1.074% | 1.893% | 1.627% | 2.201% | 5.588% | 0.6037% | 0.2489% | 2.644% | 0.4936% | 3.105% | 1.447% | 4.402% | 1.687% | 1.701% | 1.253% | 2.544% | 3.824% | 3.423% | 2.069% | 2.265% | 2.244% | 3.019% | 1.27% | 3.248% | 4.04% | 6.114% | 1.386% | 0.9206% | 2.294% | 1.906% | 2.793% | 3.492% | 1.734% | 2.422% | 2.119% | 2.234% | 3.633% | 3.932% | 1.78% | 0.715% | 2.513% | 1.427% | 2.729% | 4.195% | 8.723% | 2.662% | 4.444% | 2.122% | 1.31% | 1.879% | 1.943% | 1.15% | 4.632% | 2.115% | 0.7954% | 2.656% | 1.856% | 2.332% | 1.675% | 4.285% | 7.09% | 1.872% | 1.788% | 7.58% | 2.46% | 1.555% | 0.9269% | 3.324% | 3.667% | 0.7589% | 1.084% | 3.175% | 3.665% | 0.784% | 1.214% | 2.548% | 1.241% | 6.7% | 2.034% | 2.479% | 3.813% | 0.7212% | 1.398% | 3.057% | 0.4952% | 0.9581% | 4.472% | 0.3743% | 3.602% | 4.214% | 4.471% | 0.5422% | 1.121% | 3.176% | 4.549% | 4.097% | 3.449% | 2.708% | 3.109% | 4.356% | 0.8844% | 2.747% | 3.33% | 4.236% | 1.018% | 0.0659% | 7.097% | 4.428% | 2.875% | 6.766% | 3.246% | 3.515% | 3.865% | 5.61% | 1.876% | 1.895% | 2.71% | 1.289% | 0.695% | 2.087% | 4.091% | 5.056% | 7.08% | 2.205% | 3.978% | 3.676% | 4.168% | 2.114% | 1.329% | 0.8077% | 2.632% | 2.108% | 0.5382% | 3.607% | 3.068% | 1.009% | 4.023% | 1.239% | 1.092% | 0.6418% | 1.446% | 1.699% | 3.576% | 1.468% | 7.159% | 1.126% | 3.178% | 1.439% | 3.287% | 2.289% | 3.331% | 5.323% | 3.416% | 0.6705% | 3.018% | 1.986% | 0.8801% | 1.521% | 2.457% | 0.5789% | 4.793% | 5.721% | 2.708% | 2.433% | 3.984% | 1.407% | 1.197% | 5.275% | 1.098% | 3.962% | 1.014% | 0.09606% | 4.891% | 2.007% | 0.6248% | 1.712% | 2.104% | 0.9446% | 4.229% | 5.251% | 3.171% | 1.316% | 0.3509% | 2.338% | 1.757% | 2.074% | 5.384% | 2.365% | 2.874% | 1.421% | 2.401% | 0.9475% | 3.609% | 0.7749% | 0.7579% | 2.885% | 9.765% | 2.622% | 2.874% | 1.241% | 0.3649% | 4.197% | 3.278% | 2.746% | 3.243% | 7.165% | 0.7933% | 4.884% | 0.9313% | 0.7938% | 0.9262% | 2.233% | 0.8179% | 3.488% | 4.433% | 1.762% | 2.083% | 1.106% | 3.152% | 4.961% | 2.844% | 3.65% | 5.753% | 5.336% | 1.571% | 3.703% | 1.769% | 0.4871% | 2.112% | 1.865% | 1.848% | 3.776% | 3.353% | 0.4136% | 2.338% | 2.617% | 4.258% | 0.7083% | 6.298% | 2.58% | 3.866% | 2.604% | 0.6349% | 2.045% | 1.653% | 1.809% | 2.04% | 1.659% | 2.723% | 4.479% | 1.569% | 4.889% | 1.533% | 3.432% | 0.5731% | 0.9542% | 1.672% | 1.832% | 2.822% | 1.528% | 1.958% | 1.858% | 1.273% | 2.428% | 1.847% | 3.697% | 1.129% | 0.4295% | 2.946% | 2.063% | 3.996% | 0.606% | 0.5769% | 1.437% | 3.255% | 1.654% | 7.754% | 1.429% | 3.979% | 4.191% | 1.926% | 1.199% | 4.609% | 2.86% | 4.626% | 2.794% | 1.587% | 2.106% | 4.921% | 3.679% | 1.451% | 6.002% | 0.9829% | 5.175% | 1.569% | 2.735% | 1.819% | 2.843% | 1.877% | 5.123% | 1.692% | 1.984% | 1.501% | 4.944% | 5.69% | 3.372% | 4.559% | 0.5522% | 5.19% | 2.2% | 2.101% | 2.189% | 4.78% | 4.362% | 3.073% | 3.468% | 1.69% | 2.856% | 3.439% | 3.662% | 1.895% | 3.075% | 2.265% | 2.648% | 3.913% | 3.116% | 3.03% | 3.677% | 5.969% | 1.962% | 2.853% | 3.118% | 2.987% | 0.8601% | 3.1% | 3.7% | 3.529% | 2.794% | 3.021% | 1.444% | 0.3705% | 1.424% | 3.176% | 0.7763% | 5.321% | 1.496% | 2.58% | 1.449% | 0.5518% | 0.6448% | 2.394% | 1.247% | 1.325% | 5.983% | 4.847% | 5.658% | 0.7917% | 2.293% | 4.113% | 1.701% | 3.308% | 0.7157% | 0.7188% | 2.464% | 3.375% | 2.37% | 2.195% | 1.687% | 9.139% | 0.4725% | 6.902% | 2.413% | 1.945% | 2.879% | 3.774% | 5.693% | 2.408% | 4.225% | 3.267% | 2.808% | 3.176% | 2.053% | 2.743% | 1.131% | 3.889% | 1.192% | 3.686% | 3.804% | 1.762% | 3.137% | 2.548% | 6.538% | 0.4256% | 6.496% | 1.332% | 4.124% | 1.448% | 2.036% | 0.5889% | 4.635% | 4.704% | 7.451% | 4.33% | 4.824% | 3.988% | 1.252% | 3.596% | 2.093% | 0.9958% | 6.019% | 3.153% | 0.6957% | 1.643% | 1.054% | 3.367% | 1.818% | 1.333% | 1.956% | 2.399% | 3.56% | 4.366% | 3.166% | 5.72% | 4.044% | 1.987% | 2.373% | 1.415% | 3.466% | 7.688% | 2.361% | 5.224% | 2.106% | 6.158% | 1.615% | 4.571% | 1.449% | 4.715% | 0.287% | 2.353% | 1.488% | 4.607% | 8.233% | 1.102% | 0.6457% | 1.42% | 2.377% | 5.531% | 3.249% | 2.156% | 2.484% | 2.235% | 1.764% | 2.237% | 2.263% | 0.7266% | 0.9101% | 5.8% | 2.853% | 1.956% | 1.317% | 0.7541% | 0.931% | 0.9639% | 2.142% | 5.452% | 4.773% | 6.022% | 0.4961% | 1.614% | 2.199% | 3.556% | 0.8029% | 2.102% | 3.438% | 0.4214% | 2.894% | 0.8727% | 6.866% | 0.07246% | 2.601% | 4.423% | 1.365% | 2.271% | 6.282% | 2.016% | 1.175% | 3.192% | 0.8025% | 6.401% | 0.5901% | 1.953% | 3.565% | 1.89% | 3.479% | 1.949% | 2.809% | 4.504% | 0.6109% | 0.9929% | 2.393% | 0.3797% | 1.501% | 6.787% | 0.6886% | 3.415% | 2.452% | 1.175% | 3.431% | 2.807% | 6.862% | 4.029% | 0.6473% | 4.015% | 5.778% | 1.206% | 1.056% | 0.449% | 0.6279% | 3.728% | 4.697% | 4.404% | 0.5568% | 0.8387% | 5.231% | 4.441% | 1.895% | 1.196% | 3.165% | 2.741% | 1.186% | 1.635% | 1.067% | 5.72% | 6.583% | 3.203% | 0.9213% | 0.9824% | 3.564% | 2.163% | 4.126% | 0.6989% | 2.708% | 2.788% | 1.302% | 0.5786% | 3.155% | 1.518% | 1.681% | 1.116% | 1.831% | 3.431% | 3.943% | 0.8577% | 1.108% | 2.209% | 1.091% | 4.091% | 0.6618% | 1.165% | 1.468% | 2.484% | 1.542% | 2.759% | 1.338% | 0.9342% | 5.176% | 4.586% | 2.728% | 2.183% | 2.852% | 4.689% | 1.812% | 2.85% | 3.95% | 2.152% | 1.291% | 2.558% | 6.2% | 0.9845% | 2.677% | 7.453% | 3.495% | 4.354% | 0.8652% | 2.058% | 4.372% | 1.011% | 2.02% | 3.586% | 0.6844% | 0.5023% | 1.315% | 2.439% | 0.3949% | 1.526% | 1.95% | 6.574% | 3.184% | 2.013% | 1.007% | 1.014% | 1.299% | 3.814% | 9.834% | 4.984% | 0.7409% | 3.236% | 2.901% | 2.081% | 3.944% | 0.6238% | 4.161% | 0.6335% | 2.127% | 1.588% | 2.847% | 2.679% | 1.888% | 5.886% | 3.073% | 1.625% | 2.597% | 0.5822% | 3.684% | 3.907% | 3.15% | 3.8% | 1.715% | 2.204% | 2.267% | 0.5514% | 4.563% | 0.1022% | 2.478% | 0.6669% | 1.353% | 3.458% | 0.9904% | 4.546% | 4.025% | 3.254% | 0.5445% | 1.392% | 3.061% | 2.939% | 0.7995% | 2.606% | 1.817% | 1.323% | 1.874% | 1.359% | 0.9214% | 2.009% | 3.967% | 1.381% | 2.903% | 4.39% | 6.401% | 1.365% | 2.615% | 0.7955% | 2.412% | 3.812% | 3.444% | 0.9598% | 1.374% | 0.8701% | 1.334% | 5.68% | 2.221% | 2.294% | 0.6276% | 1.431% | 0.9103% | 0.5425% | 1.463% | 1.81% | 4.12% | 5.251% | 3.867% | 3.407% | 2.934% | 3.192% | 5.222% | 1.189% | 0.584% | 0.4974% | 1.119% | 2.898% | 1.754% | 5.007% | 3.583% | 3.175% | 3.064% | 4.035% | 1.144% | 3.804% | 1.81% | 3.309% | 3.44% | 2.108% | 5.685% | 1.04% | 0.3712% | 2.839% | 1.985% | 0.884% | 1.038% | 1.924% | 2.019% | 2.548% | 4.417% | 2.146% | 3.129% | 5.291% | 1.58% | 3.284% | 0.7239% | 0.9353% | 2.499% | 1.758% | 1.123% | 3.13% | 0.7637% | 3.014% | 2.294% | 3.847% | 2.762% | 2.335% | 0.9565% | 3.145% | 1.598% | 0.5851% | 3.998% | 0.454% | 1.152% | 2.929% | 6.203% | 1.583% | 2.338% | 1.372% | 6.323% | 0.5279% | 1.449% | 1.226% | 2.008% | 0.8886% | 3.576% | 3.495% | 2.799% | 1.259% | 1.997% | 2.316% | 0.9445% | 1.414% | 1.059% | 7.459% | 2.159% | 3.75% | 6.999% | 0.8362% | 1.724% | 3.771% | 0.4515% | 3.896% | 3.534% | 2.785% | 3.705% | 2.555% | 2.709% | 2.809% | 3.402% | 2.006% | 0.5624% | 4.437% | 0.9054% | 4.197% | 2.608% | 2.832% | 3.979% | 0.3013% | 2.282% | 3.208% | 1.805% | 0.3873% | 2.549% | 0.602% | 1.201% | 0.7105% | 2.15% | 2.039% | 2.431% | 1.449% | 3.313% | 3.081% | 0.611% | 1.117% | 1.128% | 8.129% | 2.422% | 4.294% | 1.586% | 2.426% | 3.728% | 1.268% | 2.19% | 1.858% | 3.958% | 2.676% | 1.816% | 1.804% | 5.235% | 1.649% | 3.401% | 0.7921% | 1.362% | 1.566% | 1.663% | 2.127% | 2.641% | 2.214% | 5.505% | 4.088% | 1.931% | 1.366% | 4.427% | 1.854% | 3.215% | 3.605% | 0.934% | 0.4698% | 1.077% | 1.615% | 2.272% | 0.4566% | 2.484% | 1.893% | 2.481% | 2.706% | 0.3612% | 3.828% | 2.303% | 7.127% | 3.288% | 4.371% | 0.912% | 3.825% | 0.3125% | 5.792% | 1.321% | 2.497% | 4.692% | 7.148% | 6.423% | 1.569% | 2.171% | 4.56% | 3.272% | 3.293% | 1.909% | 0.4455% | 2.434% | 3.973% | 3.494% | 5.442% | 4.597% | 3.125% | 1.875% | 0.5984% | 4.561% | 0.8432% | 0.936% | 2.365% | 2.447% | 1.015% | 4.047% | 0.9755% | 6.494% | 3.418% | 1.19% | 3.282% | 3.626% | 1.628% | 1.791% | 1.649% | 4.426% | 1.093% | 2.02% | 0.9379% | 10.33% | 2.885% | 0.8029% | 7.349% | 0.9644% | 3.711% | 1.834% | 2.061% | 3.152% | 3.019% | 4.785% | 0.9656% | 4.775% | 3.969% | 1.82% | 5.467% | 0.9341% | 1.414% | 3.756% | 4.075% | 1.323% | 2.799% | 0.7027% | 3.114% | 4.11% | 4.609% | 4.588% | 0.9017% | 4.763% | 1.16% | 1.023% | 0.424% | 3.329% | 0.937% | 0.5704% | 2.793% | 3.412% | 1.534% | 3.265% | 4.716% | 2.731% | 4.787% | 5.49% | 4.635% | 1.031% | 1.24% | 1.214% | 3.676% | 1.555% | 2.288% | 3.262% | 2.796% | 0.5595% | 3.221% | 1.637% | 1.025% | 3.193% | 2.428% | 0.5567% | 4.109% | 0.7088% | 3.42% | 1.528% | 3.956% | 4.957% | 2.116% | 6.447% | 1.95% | 1.68% | 2.473% | 2.152% | 0.6871% | 3.198% | 2.379% | 0.5258% | 0.5558% | 3.403% | 2.71% | 2.223% | 3.539% | 5.965% | 1.175% | 1.817% | 2.128% | 1.183% | 2.423% | 0.9987% | 0.73% | 3.581% | 4.153% | 3.552% | 1.628% | 4.991% | 3.65% | 2.288% | 4.813% | 1.286% | 2.86% | 4.276% | 4.273% | 3.19% | 5.297% | 3.079% | 5.763% | 0.5175% | 5.129% | 2.29% | 1.601% | 2.966% | 1.44% | 2.909% | 3.308% | 3.348% | 4.121% | 2.204% | 3.397% | 1.776% | 3.364% | 4.982% | 3.596% | 1.419% | 2.444% | 1.03% | 4.978% | 5.152% | 2.243% | 2.885% | 2.365% | 3.783% | 0.6812% | 3.383% | 2.42% | 1.003% | 1.193% | 1.91% | 1.247% | 0.6067% | 1.021% | 1.807% | 1.516% | 2.111% | 4.904% | 4.352% | 0.7085% | 0.8846% | 2.6% | 1.787% | 2.024% | 2.383% | 6.991% | 6.056% | 2.114% | 7.727% | 2.514% | 3.261% | 1.993% | 3.051% | 4.059% | 2.624% | 2.803% | 2.199% | 2.56% | 2.679% | 2.039% | 0.5404% | 2.384% | 4.967% | 4.433% | 2.35% | 1.137% | 3.621% | 3.979% | 0.9655% | 7.148% | 3.91% | 5.176% | 2.132% | 3.787% | 0.4569% | 2.429% | 3.787% | 2.338% | 2.793% | 6.813% | 2.11% | 1.514% | 3.462% | 1.325% | 1.059% | 1.279% | 1.706% | 0.5261% | 1.849% | 4.796% | 2.478% | 1.047% | 3.834% | 1.171% | 3.705% | 3.175% | 1.907% | 0.7687% | 3.178% | 7.05% | 2.758% | 3.071% | 3.711% | 2.707% | 3.265% | 3.281% | 2.001% | 3.578% | 1.344% | 2.613% | 3.768% | 3.052% | 2.176% | 3.569% | 1.498% | 2.42% | 2.783% | 2.219% | 1.043% | 10.93% | 1.334% | 3.829% | 1.094% | 5.213% | 1.775% | 3.304% | 2.239% | 0.4987% | 1.102% | 0.9794% | 2.865% | 0.7703% | 4.099% | 3.322% | 2.074% | 5.29% | 1.358% | 2.036% | 1.182% | 6.783% | 1.305% | 2.357% | 0.8628% | 3.764% | 2.42% | 4.392% | 2.259% | 0.7592% | 2.158% | 2.35% | 3.317% | 0.5991% | 2.893% | 3.098% | 2.41% | 1.196% | 4.505% | 3.648% | 2.592% | 1.638% | 4.403% | 4.894% | 0.5849% | 1.659% | 7.688% | 0.8834% | 1.589% | 0.6% | 4.539% | 0.5607% | 1.14% | 2.44% | 2% | 2.227% | 0.7614% | 0.9757% | 1.099% | 6.866% | 1.774% | 1.576% | 2.318% | 2.511% | 1.46% | 2.353% | 0.6829% | 1.086% | 4.852% | 3.562% | 5.691% | 2.403% | 1.6% | 5.698% | 1.272% | 4.785% | 3.541% | 0.7823% | 1.786% | 2.101% | 5.769% | 4.819% | 2.305% | 3.118% | 1.697% | 0.7336% | 5.687% | 0.854% | 1.98% | 2.972% | 0.7709% | 0.9845% | 5.39% | 3.924% | 1.929% | 2.084% | 2.293% | 1.756% | 5.708% | 3.535% | 0.7928% | 1.302% | 5.094% | 1.8% | 5.199% | 1.408% | 4.18% | 4.773% | 3.407% | 4.496% | 1.211% | 3.501% | 1.323% | 0.8414% | 3.968% | 0.4782% | 0.5968% | 1.125% | 1.039% | 1.932% | 1.788% | 1.962% | 2.376% | 1.77% | 1.012% | 0.9087% | 5.024% | 5.48% | 3.614% | 2.197% | 2.323% | 5.359% | 2.422% | 3.95% | 4.27% | 1.166% | 1.713% | 0.9228% | 6.042% | 1.726% | 6.372% | 2.715% | 3.177% | 1.061% | 0.6918% | 4.792% | 2.55% | 1.121% | 2.502% | 3.725% | 4.854% | 2.395% | 3.701% | 0.6855% | 2.382% | 5.771% | 1.244% | 1.639% | 2.365% | 0.03997% | 2.807% | 3.345% | 3.02% | 2.759% | 1.257% | 0.6714% | 1.133% | 4.097% | 0.8143% | 4.199% | 1.137% | 2.063% | 6.349% | 2.662% | 0.8282% | 3.717% | 0.782% | 0.6943% | 3.101% | 0.9807% | 5.316% | 2.775% | 4.542% | 3.812% | 1.196% | 3.329% | 6.24% | 1.073% | 3.512% | 1.103% | 3.767% | 1.369% | 2.55% | 1.68% | 1.034% | 1.498% | 4.738% | 3.418% | 3.113% | 2.733% | 4.536% | 6.82% | 2.068% | 1.277% | 2.779% | 1.604% | 1.353% | 0.7178% | 0.8027% | 1.039% | 8.159% | 2.736% | 0.6833% | 0.5943% | 2.795% | 3.036% | 4.473% | 3.346% | 4.365% | 1.313% | 1.848% | 0.8513% | 5.934% | 1.735% | 3.325% | 1.054% | 4.521% | 3.439% | 2.119% | 1.488% | 2.09% | 2.854% | 4.218% | 0.8988% | 1.962% | 3.665% | 1.497% | 2.112% | 4.835% | 0.687% | 1.363% | 3.919% | 2.453% | 0.8552% | 0.6972% | 4.381% | 6.246% | 1.199% | 0.4687% | 0.9738% | 4.419% | 0.8751% | 3.099% | 1.315% | 3.064% | 3.612% | 4.471% | 1.594% | 1.075% | 2.146% | 1.138% | 1.871% | 3.609% | 0.6356% | 0.583% | 1.883% | 2.039% | 1.163% | 1.532% | 4.389% | 4.065% | 5.846% | 1.379% | 3.372% | 1.114% | 7.179% | 2.362% | 3.893% | 4.756% | 2.196% | 1.05% | 1.103% | 0.7821% | 2.155% | 4.026% | 1.536% | 4.25% | 2.679% | 0.8028% | 6.259% | 0.5354% | 5.492% | 4.091% | 0.8131% | 1.063% | 5.76% | 2.204% | 2.434% | 3.8% | 4.53% | 2.581% | 3.714% | 4.3% | 7.425% | 3.347% | 2.238% | 4.299% | 0.8717% | 1.639% | 0.8112% | 2.354% | 0.6123% | 2.376% | 3.749% | 0.8903% | 4.368% | 3.123% | 3.014% | 2.741% | 2.54% | 2.067% | 2.463% | 2.678% | 2.243% | 2.356% | 1.232% | 3.807% | 5.233% | 1.462% | 8.863% | 3.504% | 1.509% | 0.4626% | 3.073% | 3.465% | 3.331% | 3.805% | 2.26% | 1.776% | 2.047% | 0.4887% | 2.192% | 3.391% | 2.565% | 1.504% | 6.306% | 0.7095% | 2.733% | 0.8089% | 3.788% | 2.664% | 5.172% | 2.067% | 0.2374% | 5.142% | 2.808% | 1.487% | 4.117% | 3.867% | 6.525% | 3.819% | 2.537% | 1.954% | 1.684% | 6.025% | 0.9144% | 2.772% | 3.035% | 1.768% | 0.6388% | 5.398% | 3.779% | 0.5959% | 4.927% | 2.815% | 3.109% | 3.052% | 0.3347% | 6.28% | 3.399% | 5.656% | 3.695% | 0.6604% | 2.256% | 2.604% | 1.797% | 1.507% | 1.193% | 4.118% | 1.737% | 0.8734% | 6.078% | 2.655% | 2.133% | 1.923% | 0.4469% | 7.353% | 3.736% | 1.819% | 2.546% | 2.227% | 1.543% | 1.294% | 2.295% | 1.151% | 2.887% | 1.251% | 5.33% | 3.134% | 3.844% | 0.3272% | 4.392% | 2.699% | 3.676% | 3.148% | 1.128% | 4.736% | 3.13% | 1.343% | 1.554% | 0.8684% | 0.7764% | 1.289% | 4.766% | 2.427% | 2.64% | 4.343% | 4.326% | 0.9833% | 1.354% | 1.144% | 1.102% | 1.518% | 0.6804% | 4.071% | 1.668% | 1.601% | 2.071% | 0.725% | 1.525% | 4.945% | 5.814% | 2.137% | 3.475% | 1.205% | 1.103% | 3.797% | 2.106% | 3.055% | 3.194% | 1.089% | 4.88% | 2.275% | 1.898% | 0.9751% | 1.942% | 1.946% | 5.207% | 2.754% | 3.021% | 7.165% | 1.425% | 2.194% | 2.026% | 4.512% | 4.028% | 3.636% | 2.164% | 2.4% | 1.444% | 1.801% | 3.301% | 4.588% | 2.147% | 4.019% | 2.778% | 3.926% | 1.213% | 4.789% | 2.95% | 3.706% | 1.536% | 3.879% | 2.802% | 6.314% | 0.9507% | 3.513% | 3.21% | 2.609% | 1.124% | 2.263% | 0.711% | 1.571% | 2.15% | 2.331% | 0.3677% | 0.6757% | 5.325% | 4.058% | 1.491% | 2.699% | 3.487% | 3.742% | 4.595% | 1.952% | 6.252% | 1.863% | 3.057% | 5.179% | 2.158% | 1.677% | 3.378% | 0.6971% | 2.563% | 1.561% | 4.591% | 2.956% | 1.622% | 1.549% | 1.555% | 7.03% | 5.872% | 2.351% | 1.49% | 1.254% | 5.509% | 4.663% | 1.224% | 2.509% | 1.444% | 5.762% | 5.081% | 2.578% | 2.829% | 0.7994% | 1.233% | 3.636% | 1.671% | 1.75% | 6.23% | 2.194% | 2.153% | 7.493% | 2.488% | 0.4124% | 4.331% | 4.511% | 2.297% | 2.22% | 1.054% | 3.403% | 1.762% | 3.31% | 4.978% | 0.7111% | 1.193% | 0.7152% | 3.477% | 2.404% | 3.937% | 1.677% | 3.336% | 2.937% | 2.636% | 3.03% | 1.24% | 1.999% | 3.27% | 0.9685% | 2.424% | 2.645% | 1.381% | 2.516% | 2.47% | 4.935% | 3.545% | 0.8466% | 0.318% | 0.9609% | 1.348% | 8.074% | 7.478% | 3.373% | 1.266% | 4.22% | 1.301% | 3.06% | 2.205% | 1.491% | 1.198% | 4.826% | 1.469% | 3.334% | 2.124% | 1.964% | 6.525% | 0.7996% | 1.778% | 1.859% | 2.582% | 1.059% | 1.048% | 4.011% | 3.569% | 2.69% | 3.692% | 2.018% | 3.038% | 3.475% | 1.596% | 4.396% | 0.2764% | 4.794% | 0.9083% | 1.533% | 3.212% | 4.558% | 1.555% | 3.563% | 1.334% | 3.617% | 2.037% | 3.292% | 5.558% | 0.5205% | 2.969% | 2.128% | 5.267% | 2.27% | 0.6503% | 2.194% | 1.43% | 0.4418% | 1.341% | 2.978% | 4.53% | 2.549% | 1.273% | 1.942% | 0.2522% | 1.724% | 2.538% | 3.231% | 1.911% | 3.17% | 1.951% | 1.186% | 1.247% | 0.8205% | 1.065% | 2.101% | 2.988% | 4.288% | 1.643% | 4.107% | 3.44% | 1.576% | 6.302% | 3.602% | 0.853% | 3.921% | 1.128% | 2.885% | 2.94% | 2.961% | 0.7307% | 3.507% | 2.724% | 5.663% | 1.11% | 2.898% | 2.373% | 0.6017% | 0.3636% | 0.5649% | 1.397% | 2.377% | 0.8342% | 7.575% | 2.87% | 1.902% | 2.629% | 1.387% | 3.029% | 1.113% | 8.957% | 2.404% | 1.621% | 0.375% | 1.371% | 5.182% | 0.9668% | 1.226% | 1.95% | 1.988% | 2.083% | 1.144% | 0.8926% | 5.332% | 0.9984% | 3.937% | 1.535% | 0.9966% | 0.7869% | 3.065% | 2.986% | 2.867% | 0.8196% | 1.359% | 2.494% | 7.576% | 3.248% | 2.084% | 1.274% | 1.2% | 1.921% | 3.23% | 1.87% | 1.024% | 2.283% | 1.548% | 3.879% | 2.912% | 2.979% | 0.7135% | 0.9722% | 2.194% | 2.75% | 1.936% | 1.541% | 0.2984% | 4.096% | 1.63% | 4.077% | 4.357% | 0.5758% | 2.249% | 2.454% | 2.626% | 2.731% | 2.778% | 1.754% | 2.491% | 1.498% | 1.875% | 4.563% | 1.073% | 3.301% | 3.863% | 0.9452% | 4.389% | 4.077% | 4.39% | 2.862% | 4.254% | 1.487% | 0.9745% | 0.52% | 0.8266% | 2.421% | 1.482% | 2.242% | 3.983% | 2.456% | 1.157% | 4.306% | 1.001% | 4.551% | 3.709% | 1.397% | 5.193% | 3.006% | 2.001% | 7.704% | 1.401% | 0.786% | 2.88% | 3.49% | 1.101% | 3.902% | 4.316% | 2.295% | 1.028% | 2.905% | 2.207% | 1.308% | 1.092% | 1.492% | 5.323% | 2.765% | 4.151% | 0.91% | 3.742% | 3.968% | 3.653% | 3.342% | 3.431% | 1.071% | 3.538% | 4.092% | 2.263% | 6.028% | 2.65% | 2.2% | 0.4778% | 4.349% | 3.044% | 2.7% | 2.529% | 2.983% | 2.291% | 4.811% | 3.197% | 1.146% | 1.068% | 4.039% | 2.993% | 5.023% | 3.414% | 2.332% | 8.375% | 3.215% | 2.74% | 1.073% | 4.016% | 3.907% | 6.132% | 2.493% | 5.908% | 1.026% | 4.215% | 0.9816% | 0.6316% | 0.7847% | 3.462% | 1.655% | 1.403% | 6.267% | 1.437% | 3.236% | 1.468% | 3.189% | 3.85% | 4.242% | 1.438% | 3.76% | 1.628% | 4.048% | 4.653% | 2.986% | 0.7729% | 3.485% | 3.882% | 3.827% | 1.271% | 2.731% | 1.986% | 9.012% | 3.123% | 1.703% | 2.73% | 3.238% | 3.895% | 0.9984% | 4.35% | 4.631% | 1.162% | 3.143% | 2.454% | 5.85% | 3.534% | 3.973% | 0.778% | 1.973% | 1.05% | 4.146% | 0.676% | 2.312% | 1.266% | 4.774% | 2.128% | 0.6267% | 2.007% | 2.327% | 2.421% | 2.74% | 1.629% | 4.192% | 1.859% | 9.585% | 1.874% | 0.7912% | 0.9306% | 6.111% | 4.703% | 2.638% | 3.454% | 1.644% | 5.023% | 0.8935% | 3.73% | 0.826% | 0.9246% | 1.512% | 2.097% | 0.6503% | 0.9228% | 1.275% | 3.318% | 1.347% | 2.459% | 5.508% | 2.866% | 4.172% | 1.911% | 1.748% | 0.4638% | 3.833% | 0.3678% | 4.855% | 1.326% | 3.033% | 3.465% | 2.975% | 4.064% | 1.944% | 4.379% | 1.384% | 4.791% | 2.62% | 2.496% | 0.4302% | 3.74% | 0.8706% | 1.775% | 1.673% | 0.9938% | 3.816% | 2.541% | 3.753% | 3.366% | 2.84% | 2.584% | 5.778% | 1.341% | 4.666% | 1.451% | 0.6365% | 2.848% | 3.024% | 3.724% | 1.861% | 3.46% | 9.076% | 2.435% | 3.731% | 1.47% | 1.333% | 4.066% | 3.107% | 2.804% | 3.058% | 4.475% | 1.319% | 0.9806% | 2.034% | 4.502% | 3.115% | 4.52% | 1.445% | 4.646% | 1.704% | 4.103% | 2.832% | 0.3354% | 3.335% | 2.628% | 2.984% | 2.598% | 0.6287% | 2.716% | 2.861% | 3.311% | 1.055% | 3.483% | 1.331% | 1.046% | 1.453% | 5.066% | 5.985% | 4.179% | 1.44% | 2.962% | 2.822% | 2.435% | 0.4504% | 1.031% | 1.621% | 0.5255% | 1.671% | 4.785% | 1.42% | 1.508% | 4.659% | 0.793% | 2.04% | 1.086% | 1.171% | 8.608% | 0.2177% | 3.814% | 2.619% | 2.753% | 1.186% | 4.545% | 2.328% | 5.302% | 4.677% | 1.079% | 2.334% | 0.7121% | 3.815% | 2.571% | 1.702% | 2.742% | 2.622% | 3.469% | 2.89% | 0.6716% | 3.959% | 4.99% | 1.689% | 0.9288% | 1.114% | 1.733% | 3.938% | 4.635% | 3.869% | 3.09% | 1.209% | 0.1263% | 3.048% | 1.804% | 2.544% | 2.055% | 1.28% | 1.827% | 1.259% | 3.448% | 2.699% | 0.7508% | 2.757% | 2.329% | 1.732% | 5.852% | 1.541% | 0.5299% | 3.112% | 0.3971% | 1.77% | 1.415% | 2.627% | 1.299% | 0.8577% | 4.345% | 4.269% | 0.6543% | 1.501% | 1.855% | 4.844% | 1.239% | 1.569% | 1.498% | 2.376% | 0.3044% | 2.809% | 0.2962% | 1.616% | 1.175% | 0.3392% | 1.457% | 2.052% | 1.432% | 0.7113% | 4.655% | 5.503% | 3.298% | 0.7447% | 2.64% | 4.054% | 2.208% | 1.959% | 3.631% | 1.452% | 4.49% | 3.29% | 1.073% | 2.261% | 1.798% | 0.4216% | 5.285% | 4.305% | 1.385% | 0.625% | 1.609% | 5.882% | 0.6917% | 3.848% | 0.601% | 1.909% | 4.425% | 6.642% | 2.695% | 1.456% | 1.865% | 0.5763% | 1.615% | 1.241% | 2.047% | 0.8507% | 3.49% | 2.612% | 2.348% | 0.6761% | 10.64% | 1.519% | 5.821% | 2.292% | 1.923% | 5.017% | 0.2764% | 0.5359% | 0.4138% | 3.505% | 1.059% | 2.067% | 1.583% | 1.061% | 3.118% | 5.677% | 2.423% | 1.961% | 5.05% | 2.64% | 2.177% | 1.042% | 2.588% | 3.526% | 7.932% | 1.657% | 4.914% | 1.714% | 2.863% | 1.78% | 0.7406% | 0.9628% | 1.062% | 2.236% | 3.831% | 0.9802% | 1.913% | 2.195% | 2.643% | 0.4364% | 5.781% | 0.8763% | 2.827% | 1.347% | 1.746% | 0.726% | 3.745% | 3.281% | 2.834% | 1.672% | 2.546% | 2.082% | 0.4822% | 0.5958% | 2.196% | 0.4458% | 3.294% | 0.5588% | 3.018% | 3.022% | 4.056% | 0.8892% | 3.436% | 1.995% | 3.666% | 4.684% | 2.636% | 1.543% | 5.414% | 3.574% | 3.848% | 1.215% | 2.384% | 2.041% | 2.027% | 3.486% | 1.813% | 0.8001% | 4.836% | 2.949% | 1.82% | 1.677% | 0.3774% | 1.571% | 3.43% | 2.627% | 4.706% | 4.764% | 0.4073% | 2.231% | 5.316% | 1.285% | 1.327% | 0.7352% | 2.673% | 0.2702% | 1.677% | 4.14% | 0.6183% | 2.914% | 1.036% | 3.389% | 3.366% | 5.253% | 0.6544% | 1.178% | 0.5377% | 0.6715% | 2.703% | 2.7% | 2.639% | 1.366% | 5.654% | 2.331% | 1.718% | 0.958% | 8.517% | 4.432% | 0.7913% | 2.146% | 4.198% | 2.644% | 1.21% | 3.131% | 3.266% | 2.867% | 0.6844% | 3.583% | 3.16% | 0.6689% | 0.5325% | 0.8663% | 0.5074% | 4.558% | 5.507% | 4.688% | 1.628% | 1.699% | 1.208% | 3.523% | 2.775% | 3.364% | 0.6359% | 0.7061% | 2.432% | 1.174% | 2.254% | 0.6883% | 1.606% | 3.626% | 3.787% | 2.542% | 4.611% | 3.165% | 3.324% | 0.6564% | 1.302% | 3.019% | 3.839% | 1.987% | 2.321% | 2.941% | 1.129% | 5.146% | 6.072% | 3.182% | 1.457% | 0.2514% | 1.57% | 0.9594% | 2.488% | 2.972% | 0.4312% | 1.146% | 3.601% | 1.48% | 2.305% | 1.445% | 0.5273% | 1.689% | 1.975% | 6.354% | 1.11% | 2.648% | 1.018% | 2.813% | 4.27% | 3.085% | 3.955% | 1.598% | 1.337% | 3.606% | 0.5967% | 1.443% | 0.6171% | 1.146% | 1.973% | 0.959% | 2.713% | 2.033% | 4.488% | 0.6491% | 4.052% | 4.006% | 0.7419% | 1.593% | 3.707% | 3.452% | 1.327% | 0.8859% | 4.023% | 4.723% | 3.628% | 5.112% | 0.7626% | 4.674% | 3.671% | 1.572% | 2.982% | 1.984% | 3.33% | 4.867% | 2.192% | 4.392% | 0.685% | 3.611% | 5.466% | 1.221% | 1.27% | 0.7663% | 1.975% | 3.825% | 1.869% | 3.768% | 2.159% | 1.105% | 1.984% | 2.703% | 1.066% | 4.061% | 1.138% | 1.826% | 2.807% | 2.878% | 4.285% | 2.99% | 1.763% | 1.307% | 4.053% | 1.023% | 2.638% | 2.715% | 2.35% | 1.899% | 6.924% | 4.28% | 5.785% | 3.683% | 2.37% | 1.367% | 0.8559% | 1.17% | 4.136% | 3.956% | 2.371% | 3.582% | 1.018% | 2.566% | 0.7436% | 2.704% | 0.9033% | 4.79% | 1.172% | 6.353% | 2.345% | 1.683% | 0.5837% | 1.07% | 2.9% | 2.103% | 2.735% | 1.089% | 1.339% | 2.905% | 1.139% | 1.771% | 6.48% | 0.4094% | 4.75% | 3.512% | 2.185% | 6.181% | 3.12% | 5.072% | 5.426% | 3.158% | 0.6089% | 2.407% | 1.369% | 5.319% | 3.767% | 4.829% | 0.3346% | 1.56% | 3.688% | 1.591% | 0.8533% | 4.736% | 4.635% | 5.993% | 1.11% | 3.459% | 4.549% | 2.774% | 3.309% | 3.489% | 0.2508% | 4.136% | 1.87% | 2.299% | 0.3907% | 0.2899% | 4.761% | 6.207% | 2.063% | 2.381% | 1.672% | 1.615% | 0.6916% | 1.121% | 4.96% | 1.1% | 4.458% | 2.129% | 2.436% | 2.144% | 1.912% | 3.653% | 1.825% | 2.201% | 2.481% | 1.469% | 4.952% | 3.134% | 1.478% | 1.779% | 3.601% | 3.748% | 2.733% | 1.497% | 5.366% | 0.2092% | 4.374% | 2.29% | 2.619% | 1.926% | 2.573% | 3.583% | 5.146% | 1.466% | 3.264% | 2.765% | 4.18% | 6.274% | 8.993% | 1.985% | 2.087% | 2.985% | 2.003% | 1.364% | 0.6684% | 0.7001% | 3.923% | 0.3626% | 6.274% | 1.656% | 3.174% | 3.224% | 3.538% | 1.841% | 1.462% | 4.771% | 0.5815% | 0.5798% | 3.663% | 2.123% | 3.016% | 5.055% | 5.851% | 8.146% | 2.754% | 1.224% | 2.29% | 4.533% | 2.881% | 0.6871% | 0.1895% | 1.635% | 2.21% | 2.813% | 2.477% | 4.541% | 2.517% | 0.651% | 1.354% | 3.84% | 2.963% | 1.923% | 1.308% | 2.743% | 1.238% | 3.329% | 0.3915% | 2.968% | 2.868% | 2.387% | 1.621% | 3.055% | 1.404% | 4.727% | 1.473% | 3.235% | 2.942% | 2.393% | 1.211% | 1.857% | 1.496% | 1.605% | 1.576% | 3.782% | 1.252% | 5.158% | 3.699% | 2.58% | 3.756% | 0.9349% | 0.9156% | 2.798% | 2.622% | 0.5504% | 2.283% | 2.033% | 2.322% | 3.211% | 1.028% | 4.036% | 4.493% | 3.753% | 2.929% | 2.16% | 4.124% | 4.714% | 2.785% | 6.274% | 4.239% | 0.63% | 1.562% | 1.411% | 4.883% | 1.629% | 3.912% | 1.877% | 2.062% | 1.487% | 2.525% | 1.9% | 1.794% | 0.6878% | 4.23% | 1.324% | 1.86% | 5.128% | 2.032% | 2.088% | 1.529% | 1.983% | 1.329% | 2.156% | 1.712% | 1.433% | 0.8673% | 1.1% | 2.037% | 2.267% | 6.844% | 2.689% | 1.011% | 2.349% | 3.128% | 2% | 4.7% | 0.6909% | 2.424% | 1.836% | 5.056% | 1.563% | 1.938% | 1.577% | 2.127% | 3.932% | 2.369% | 6.804% | 0.924% | 3.168% | 3.671% | 1.867% | 1.416% | 1.118% | 0.8164% | 0.7356% | 2.491% | 3.201% | 2.638% | 3.909% | 3.406% | 2.327% | 2.724% | 2.995% | 1.583% | 1.604% | 2.087% | 2.313% | 3.271% | 3.525% | 7.62% | 2.35% | 6.766% | 4.745% | 4.87% | 1.714% | 2.678% | 6.051% | 1.977% | 2.316% | 3.311% | 0.9593% | 1.536% | 4.592% | 1.835% | 0.5023% | 1.179% | 1.141% | 1.495% | 4.39% | 1.856% | 0.7908% | 2.272% | 1.214% | 1.355% | 4.392% | 1.719% | 5.57% | 3.324% | 3.235% | 4.446% | 0.8126% | 1.441% | 3.065% | 2.917% | 2.862% | 4.158% | 1.976% | 2.852% | 0.2995% | 2.484% | 1.044% | 4.275% | 3.989% | 0.4103% | 1.668% | 0.5774% | 2.957% | 1.654% | 1.477% | 2.254% | 2.052% | 6.054% | 6.927% | 1.763% | 5.617% | 1.019% | 2.918% | 1.228% | 7.672% | 1.161% | 2.144% | 1.043% | 4.035% | 1.322% | 6.6% | 2.439% | 0.5297% | 1.522% | 0.8039% | 1.831% | 0.6556% | 0.4478% | 5.048% | 4.331% | 3.145% | 1.244% | 2.346% | 0.964% | 1.644% | 0.8654% | 3.888% | 4.619% | 1.005% | 2.567% | 5.641% | 1.756% | 2.886% | 1.857% | 2.528% | 0.5859% | 1.021% | 3.342% | 1.094% | 0.9617% | 0.9111% | 4.842% | 1.565% | 1.698% | 3.654% | 1.287% | 3.554% | 4.076% | 4.745% | 0.5782% | 2.191% | 0.656% | 2.878% | 0.8817% | 7.171% | 1.459% | 4.677% | 1.177% | 1.795% | 3.897% | 0.8297% | 3.382% | 2.601% | 3.015% | 0.3688% | 1.659% | 3.627% | 1.27% | 0.003131% | 0.9285% | 1.028% | 2.49% | 2.15% | 5.513% | 2.088% | 1.063% | 2.818% | 5.869% | 3.847% | 3.517% | 2.387% | 2.335% | 1.095% | 7.648% | 2.815% | 2.028% | 3.108% | 1.147% | 0.3885% | 2.626% | 0.4063% | 1.363% | 1.62% | 2.674% | 4.156% | 1.682% | 6.426% | 2.543% | 0.909% | 1.412% | 0.9536% | 3.608% | 1.795% | 2.585% | 0.5381% | 1.034% | 3.369% | 5.707% | 4.704% | 1.471% | 0.6098% | 1.145% | 0.7996% | 1.993% | 3.344% | 7.107% | 2.79% | 5.874% | 0.9782% | 2.026% | 1.151% | 0.4634% | 0.6134% | 1.365% | 1.305% | 1.761% | 2.259% | 2.845% | 4.602% | 3.181% | 2.957% | 5.92% | 0.8712% | 4.76% | 5.035% | 1.061% | 2.442% | 2.725% | 2.37% | 3.069% | 5.065% | 1.283% | 4.451% | 2.874% | 7.263% | 5.704% | 2.083% | 2.362% | 0.6186% | 2.657% | 2.035% | 3.747% | 1.106% | 1.968% | 4.033% | 5.001% | 5.145% | 1.088% | 4.036% | 1.557% | 4.286% | 1.693% | 3.663% | 5.05% | 3.225% | 1.445% | 5.021% | 5.894% | 0.6392% | 3.717% | 2.462% | 5.835% | 4.788% | 5.889% | 1.84% | 4.097% | 1.359% | 2.406% | 3.784% | 1.426% | 0.7239% | 2.246% | 1.612% | 2.043% | 2.133% | 2.829% | 2.138% | 1.281% | 3.986% | 2.423% | 3.546% | 1.175% | 3.242% | 7.704% | 3.144% | 4.288% | 5.03% | 4.335% | 2.352% | 2.327% | 1.376% | 0.5939% | 0.8263% | 1.887% | 1.375% | 0.5631% | 3.106% | 6.503% | 3.069% | 2.052% | 1.309% | 0.8242% | 5.787% | 2.508% | 1.193% | 1.345% | 2.716% | 3.095% | 2.253% | 1.239% | 0.7087% | 4.853% | 3.44% | 1.336% | 3.478% | 6.415% | 3.264% | 3.561% | 1.371% | 2.079% | 6.706% | 4.469% | 2.621% | 2.462% | 4.345% | 2.143% | 6.835% | 2.869% | 1.607% | 1.445% | 2.588% | 1.737% | 3.916% | 0.5506% | 2.863% | 0.3968% | 1.142% | 6.191% | 4.586% | 0.7025% | 3.461% | 1.237% | 0.735% | 4.741% | 0.695% | 1.068% | 4.325% | 0.3668% | 5.341% | 4.46% | 2.576% | 4.33% | 0.5338% | 3.663% | 1.25% | 1.417% | 3.294% | 1.053% | 6.134% | 1.937% | 2.304% | 2.106% | 3.005% | 1.812% | 2.023% | 3.089% | 3.524% | 4.26% | 0.9516% | 3.509% | 3.938% | 1.293% | 2.361% | 3.448% | 4.683% | 5.694% | 1.124% | 0.4892% | 0.272% | 2.084% | 0.7182% | 3.201% | 0.9374% | 2.482% | 1.675% | 0.6648% | 1.052% | 2.022% | 1.435% | 1.951% | 2.154% | 5.081% | 3.303% | 2.091% | 1.826% | 1.457% | 1.09% | 4.174% | 1.368% | 2.098% | 0.6368% | 0.9969% | 0.6304% | 1.239% | 3.46% | 3.75% | 1.837% | 5.436% | 3.122% | 0.6834% | 1.8% | 1.455% | 3.88% | 2.661% | 1.661% | 0.898% | 3.463% | 1.933% | 3.215% | 4.209% | 4.026% | 2.146% | 2.7% | 3.02% | 1.864% | 3.918% | 5.051% | 1.638% | 5.694% | 2.183% | 5.356% | 0.5376% | 3.779% | 1.468% | 3.312% | 4.398% | 2.535% | 0.6095% | 1.932% | 4.345% | 1.248% | 1.495% | 1.958% | 3.59% | 5.692% | 1.973% | 1.543% | 0.483% | 1.434% | 5.262% | 2.928% | 5.084% | 4.797% | 0.861% | 3.875% | 3.185% | 0.593% | 1.423% | 0.7481% | 0.8786% | 2.075% | 1.482% | 4.876% | 0.4239% | 2.802% | 0.7531% | 1.527% | 2.346% | 1.068% | 0.5154% | 2.445% | 1.397% | 2.101% | 1.309% | 3.293% | 0.9512% | 2.033% | 5.004% | 7.248% | 0.04884% | 1.084% | 1.675% | 3.983% | 0.9674% | 1.287% | 3.253% | 3.286% | 6.141% | 2.462% | 4.502% | 3.804% | 1.955% | 2.391% | 1.652% | 2.546% | 1.225% | 1.032% | 4.188% | 8.365% | 1.268% | 3.044% | 4.157% | 2.439% | 1.374% | 2.26% | 2.303% | 0.5009% | 2.734% | 0.5702% | 1.48% | 2.759% | 4.983% | 0.8862% | 2.738% | 4.813% | 3.279% | 0.6182% | 1.156% | 2.335% | 3.924% | 3.558% | 6.754% | 3.303% | 0.7609% | 0.6418% | 0.5929% | 4.109% | 0.5738% | 1.441% | 2.26% | 2.08% | 5.3% | 3.478% | 1.576% | 2.166% | 0.8915% | 7.493% | 0.7667% | 1.98% | 0.4006% | 2.925% | 4.829% | 0.7921% | 2.672% | 1.743% | 3.033% | 2.382% | 0.8214% | 1.377% | 2.544% | 6.858% | 2.044% | 5.052% | 1.667% | 0.4476% | 0.3785% | 3.238% | 1.511% | 3.541% | 3.094% | 3.1% | 2.478% | 7.836% | 6.243% | 1.204% | 1.379% | 2.627% | 1.248% | 2.51% | 2.315% | 0.8235% | 2.815% | 1.912% | 2.943% | 4.263% | 3.723% | 0.7625% | 2.983% | 1.813% | 3.77% | 6.33% | 2.135% | 1.779% | 0.3431% | 4.029% | 4.324% | 1.213% | 1.328% | 2.296% | 2.335% | 5.744% | 1.101% | 1.685% | 1.292% | 2.904% | 2.056% | 0.6179% | 2.732% | 2.992% | 1.346% | 5.426% | 5.171% | 1.78% | 1.058% | 2.862% | 2.972% | 1.01% | 5.772% | 3.402% | 1.337% | 0.9991% | 1.781% | 6.05% | 0.7384% | 0.5388% | 2.451% | 3.46% | 3.946% | 0.3577% | 1.318% | 1.452% | 2.233% | 1.387% | 2.681% | 4.869% | 2.721% | 1.905% | 1.833% | 3.511% | 3.462% | 2.874% | 2.31% | 3.715% | 2.816% | 0.9253% | 3.725% | 3.287% | 5.345% | 1.247% | 2.566% | 1.603% | 2.547% | 1.265% | 5.25% | 1.86% | 2.721% | 6.724% | 3.158% | 3.631% | 3.489% | 2.305% | 7.796% | 1.217% | 1.228% | 0.9857% | 0.9065% | 1.849% | 1.339% | 0.8175% | 3.401% | 1.462% | 3.09% | 5.211% | 0.3597% | 1.659% | 1.927% | 4.531% | 2.573% | 3.649% | 2.451% | 6.774% | 2.411% | 4.534% | 2.411% | 2.57% | 0.8768% | 2.742% | 0.4307% | 1.403% | 4.827% | 2.165% | 3.248% | 0.3611% | 4.507% | 3.966% | 3.67% | 3.567% | 2.958% | 3.139% | 4.141% | 2.934% | 4.755% | 3.628% | 2.711% | 2.032% | 1.36% | 3.988% | 1.015% | 2.244% | 4.659% | 2.402% | 1.599% | 5.638% | 1.973% | 0.8424% | 4.758% | 2.301% | 9.504% | 3.384% | 6.745% | 3.571% | 1.36% | 0.2955% | 1.589% | 2.112% | 3.474% | 2.667% | 3.352% | 2.335% | 4.76% | 4.408% | 3.02% | 0.207% | 2.224% | 5.342% | 2.661% | 0.7669% | 5.195% | 1.762% | 2.62% | 3.752% | 1.43% | 1.416% | 1.761% | 3.508% | 8.569% | 1.751% | 2.811% | 2.023% | 2.125% | 3.887% | 1.012% | 3.205% | 1.914% | 4.457% | 4.538% | 3.631% | 1.509% | 2.377% | 1.757% | 0.535% | 0.5648% | 3.623% | 2.869% | 2.047% | 0.1371% | 9.206% | 3.143% | 1.886% | 0.2272% | 6.517% | 2.119% | 2.227% | 7.925% | 0.4419% | 3.59% | 1.643% | 3.146% | 2.69% | 2.203% | 4.206% | 1.027% | 0.614% | 3.53% | 1.295% | 2.542% | 0.6067% | 0.8759% | 3.048% | 1.573% | 6.753% | 1.811% | 3.167% | 2.01% | 1.425% | 4.906% | 1.365% | 1.064% | 1.903% | 2.055% | 1.218% | 1.097% | 0.1623% | 1.608% | 4.245% | 4.159% | 1.327% | 1.628% | 4.338% | 4.088% | 2.21% | 3.282% | 1.517% | 2.073% | 0.6842% | 1.422% | 4.807% | 1.518% | 1.247% | 0.8818% | 7.601% | 4.974% | 3.733% | 2.589% | 2.762% | 4.49% | 1.186% | 2.608% | 2.624% | 3.907% | 0.6834% | 2.162% | 4.489% | 2.62% | 2.314% | 1.578% | 5.871% | 4.508% | 1.5% | 0.8721% | 1.806% | 4.595% | 8.325% | 1.25% | 3.425% | 0.526% | 4.022% | 4.102% | 5.264% | 2.998% | 1.363% | 2.172% | 2.911% | 4.362% | 1.685% | 2.125% | 5.933% | 2.192% | 1.171% | 4.754% | 2.33% | 1.985% | 0.9855% | 3.655% | 5.385% | 2.635% | 0.2886% | 1.05% | 1.638% | 2.746% | 3.663% | 1.061% | 2.933% | 2.049% | 2.5% | 7.952% | 0.749% | 2.369% | 0.8838% | 0.9014% | 2.486% | 2.058% | 3.32% | 0.9752% | 1.605% | 4.816% | 4.33% | 3.089% | 1.947% | 0.937% | 5.638% | 2.069% | 2.871% | 3.185% | 1.608% | 1.823% | 2.823% | 1.99% | 2.228% | 3.786% | 3.018% | 4.133% | 3.974% | 1.481% | 0.415% | 5.159% | 5.096% | 1.145% | 1.598% | 3.841% | 4.007% | 4.905% | 6.764% | 0.4705% | 1.455% | 3.879% | 0.5643% | 0.1011% | 3.399% | 2.547% | 2.444% | 1.13% | 5.573% | 2.376% | 0.9907% | 4.258% | 2.737% | 2.154% | 3.034% | 2.814% | 4.728% | 1.975% | 2.281% | 4.488% | 3.096% | 4.164% | 3.237% | 1.784% | 1.21% | 0.3489% | 1.95% | 3.453% | 3.527% | 0.4656% | 1.707% | 2.699% | 4.841% | 3.092% | 6.493% | 1.413% | 1.928% | 5.064% | 1.691% | 5.54% | 3.966% | 4.422% | 4.454% | 2.409% | 2.372% | 1.611% | 3.746% | 1.253% | 0.9396% | 0.466% | 0.7276% | 3.43% | 2.806% | 2.662% | 4.751% | 3.881% | 3.178% | 2.984% | 0.6284% | 1.466% | 1.384% | 1.182% | 1.28% | 3.894% | 1.907% | 3.926% | 4.842% | 3.978% | 5.476% | 1.635% | 4.185% | 0.7462% | 1.958% | 2.41% | 1.745% | 2.42% | 3.599% | 1.989% | 4.191% | 6.235% | 0.7639% | 2.541% | 2.179% | 2.349% | 5.969% | 0.9767% | 3.018% | 3.263% | 1.448% | 11.61% | 1.931% | 1.288% | 2.463% | 1.178% | 2.219% | 3.8% | 1.492% | 1.184% | 1.833% | 0.6927% | 2.293% | 2.015% | 1.858% | 0.8129% | 1.331% | 0.7265% | 3.57% | 1.188% | 2.61% | 1.084% | 2.884% | 3.8% | 1.5% | 1.098% | 5.638% | 6.194% | 2.157% | 3.578% | 0.9414% | 2.874% | 0.6167% | 3.468% | 1.187% | 0.8889% | 1.571% | 1.511% | 1.65% | 1.503% | 3.741% | 3.846% | 0.7214% | 1.753% | 2.328% | 3.642% | 3.144% | 0.4452% | 2.161% | 1.222% | 4.788% | 3.132% | 3.146% | 0.825% | 1.118% | 3.501% | 4.419% | 1.834% | 4.565% | 3.357% | 2.015% | 2.042% | 2.08% | 2.89% | 3.421% | 3.389% | 5.079% | 2.504% | 1.299% | 2.458% | 2.279% | 1.65% | 0.8326% | 0.6463% | 0.5193% | 3.677% | 2.93% | 4.617% | 3.081% | 5.785% | 7.256% | 4.913% | 3.3% | 2.433% | 0.2741% | 1.504% | 1.8% | 2.841% | 4.135% | 1.375% | 1.672% | 0.5635% | 0.3804% | 0.8937% | 4.323% | 3.204% | 2.192% | 0.9078% | 3.525% | 5.162% | 3.371% | 2.169% | 2.452% | 0.155% | 5.823% | 3.538% | 2.279% | 4.827% | 2.085% | 3.168% | 7.069% | 4.187% | 5.76% | 2.9% | 1.124% | 3.431% | 2.715% | 0.5684% | 3.196% | 0.6814% | 2.339% | 1.717% | 1.966% | 4.204% | 3.347% | 0.7566% | 4.093% | 1.361% | 4.019% | 1.909% | 0.5273% | 1.095% | 3.851% | 1.759% | 3.589% | 7.391% | 4.034% | 1.991% | 4.802% | 3.629% | 4.981% | 2.038% | 0.8969% | 5.503% | 4.525% | 1.625% | 2.802% | 1.791% | 1.497% | 2.47% | 1.397% | 3.379% | 3.391% | 1.296% | 3.312% | 1.463% | 3.128% | 1.493% | 1.378% | 4.82% | 1.351% | 2.336% | 1.884% | 2.422% | 4.411% | 2.254% | 1.411% | 3.781% | 3.14% | 2.266% | 1.182% | 5.628% | 1.161% | 3.072% | 1.927% | 2.501% | 1.019% | 3.724% | 1.309% | 2.229% | 0.4924% | 9.104% | 4.269% | 1.85% | 3.092% | 1.944% | 2.379% | 1.964% | 4.95% | 0.6421% | 3.238% | 5.296% | 2.125% | 3.45% | 2.954% | 0.9435% | 1.841% | 0.7543% | 4.117% | 1.735% | 4.388% | 2.444% | 2.115% | 6.124% | 4.309% | 0.8887% | 0.8556% | 3.242% | 3.358% | 2.234% | 5.011% | 0.7433% | 2.572% | 2.163% | 3.764% | 1.762% | 2.149% | 4.646% | 0.6813% | 3.398% | 1.604% | 1.13% | 1.148% | 1.866% | 2.033% | 0.5393% | 3.906% | 2.436% | 4.352% | 5.959% | 0.8207% | 2.039% | 0.5214% | 7.122% | 2.999% | 3.256% | 4.879% | 2.443% | 2.518% | 2.948% | 0.4413% | 2.955% | 3.161% | 7.19% | 3.382% | 0.7411% | 6.401% | 5.115% | 2.568% | 0.9855% | 4.082% | 5.597% | 0.506% | 0.8688% | 1.976% | 6.543% | 1.048% | 3.515% | 2.517% | 3.487% | 0.3496% | 5.045% | 0.4547% | 3.478% | 2.451% | 0.7383% | 7.002% | 2.918% | 3.583% | 0.7498% | 1.965% | 3.986% | 3.07% | 1.734% | 0.6832% | 0.6512% | 4.022% | 5.025% | 1.97% | 1.247% | 2.566% | 2.93% | 4.323% | 4.109% | 0.3945% | 0.7075% | 3.343% | 3.625% | 3.354% | 1.419% | 2.358% | 8.416% | 2.804% | 2.265% | 1.637% | 3.797% | 0.8159% | 2.78% | 3.704% | 1.648% | 4.877% | 0.9569% | 5.717% | 3.472% | 2.234% | 5.587% | 8.138% | 1.341% | 1.967% | 3.328% | 2.503% | 2.337% | 0.7162% | 4.523% | 0.4591% | 2.466% | 1.757% | 6.107% | 3.401% | 3.361% | 0.6585% | 0.678% | 0.8968% | 3.674% | 2.352% | 2.523% | 3.523% | 2.859% | 2.261% | 1.3% | 1.318% | 4.136% | 8.842% | 3.961% | 0.8869% | 1.514% | 0.8742% | 0.9764% | 2.009% | 3.136% | 2.054% | 3.948% | 1.305% | 2.414% | 3.873% | 3.055% | 3.269% | 4.401% | 3.447% | 1.843% | 0.8022% | 3.236% | 2.576% | 0.553% | 3.5% | 4.582% | 2.523% | 5.094% | 2.641% | 3.786% | 5.248% | 0.9817% | 2.929% | 2.208% | 1.304% | 3.215% | 1.571% | 2.171% | 2.677% | 1.541% | 4.299% | 2.764% | 0.4972% | 1.243% | 4.951% | 0.59% | 0.7111% | 3.51% | 3.755% | 2.185% | 2.68% | 2.743% | 3.899% | 1.295% | 3.965% | 3.786% | 2.234% | 3.44% | 2.79% | 3.377% | 3.811% | 2.314% | 1.947% | 1.204% | 2.262% | 2.546% | 1.049% | 2.077% | 6.573% | 4.622% | 2.315% | 1.314% | 1.524% | 2.277% | 3.363% | 3.649% | 3.634% | 1.608% | 1.711% | 4.506% | 2.063% | 1.492% | 3.401% | 4.309% | 1.932% | 2.26% | 2.027% | 2.79% | 0.6859% | 1.552% | 3.301% | 1.843% | 1.465% | 2.627% | 1.349% | 0.9019% | 3.17% | 4.424% | 1.827% | 3.257% | 3.107% | 0.4464% | 1.862% | 2.792% | 2.268% | 3.002% | 5.133% | 1.614% | 2.508% | 4.688% | 2.649% | 0.994% | 3.792% | 3.823% | 3.257% | 6.777% | 3.444% | 0.497% | 3.373% | 0.5781% | 8.171% | 4.806% | 1.091% | 2.654% | 2.339% | 2.188% | 2.867% | 2.735% | 3.523% | 2.884% | 2.418% | 7.837% | 3.622% | 3% | 4.205% | 2.493% | 0.7621% | 3.482% | 3.832% | 2.504% | 3.398% | 4.626% | 3.209% | 3.883% | 1.806% | 0.6952% | 3.95% | 1.745% | 2.279% | 0.9433% | 3.115% | 0.978% | 1.46% | 8.144% | 2.505% | 2.2% | 5.501% | 2.511% | 4.253% | 2.235% | 2.113% | 5.12% | 1.468% | 4.282% | 6.711% | 4.442% | 5.069% | 2.332% | 1.601% | 0.4926% | 2.585% | 1.947% | 8.555% | 1.105% | 0.6175% | 4.97% | 3.555% | 1.186% | 0.7194% | 2.302% | 2.102% | 2.113% | 4.094% | 2.443% | 1.1% | 7.932% | 3.746% | 3.84% | 4.273% | 1.195% | 0.09982% | 2.013% | 7.052% | 0.5344% | 0.5933% | 1.909% | 2.561% | 0.8584% | 3.687% | 2.251% | 5.857% | 0.6922% | 0.8899% | 2.572% | 2.129% | 4.752% | 3.002% | 4.517% | 0.6325% | 3.112% | 2.59% | 2.138% | 4.194% | 3.694% | 0.7928% | 3.62% | 1.714% | 0.8264% | 3.837% | 1.119% | 4.023% | 1.179% | 4.457% | 1.545% | 2.26% | 0.6496% | 1.062% | 2.842% | 2.633% | 1.703% | 4.574% | 1.599% | 0.6911% | 1.413% | 7.262% | 2.058% | 3.579% | 1.835% | 4.101% | 4.605% | 0.379% | 0.6872% | 3.403% | 3.893% | 3.1% | 3.527% | 4.604% | 3.852% | 0.3819% | 3.751% | 1.866% | 1.441% | 2.374% | 1.084% | 3.74% | 5.654% | 2.369% | 0.6644% | 3.735% | 7.013% | 3.522% | 5.424% | 1.942% | 1.919% | 3.634% | 0.2039% | 4.432% | 4.061% | 2.098% | 2.028% | 4.127% | 4.836% | 2.98% | 1.526% | 3.461% | 2.946% | 4.167% | 4.116% | 0.793% | 1.841% | 3.517% | 0.7958% | 2.97% | 6.784% | 0.4315% | 0.5688% | 3.652% | 1.447% | 0.6507% | 1.36% | 1.431% | 1.085% | 3.913% | 4.965% | 5.04% | 0.892% | 0.8135% | 2.859% | 3.188% | 2.557% | 1.431% | 0.4332% | 1.802% | 2.172% | 2.646% | 0.8808% | 5.461% | 4.096% | 1.361% | 2.509% | 7.533% | 3.311% | 4.211% | 1.097% | 1.074% | 3.608% | 1.481% | 3.943% | 2.738% | 2.883% | 0.3896% | 2.465% | 3.818% | 1.485% | 4.818% | 1.488% | 2.966% | 3.702% | 2.117% | 0.9204% | 1.64% | 1.095% | 2.852% | 6.798% | 3.703% | 0.9554% | 5.491% | 3.462% | 3.451% | 4.409% | 0.6169% | 2% | 2.548% | 1.928% | 0.9929% | 1.867% | 2.631% | 2.886% | 1.025% | 5.629% | 3.435% | 0.6462% | 1.399% | 3.666% | 3.569% | 3.205% | 3.673% | 4.149% | 5.004% | 7.036% | 1.421% | 1.622% | 0.8916% | 4.846% | 3.794% | 1.188% | 3.524% | 1.906% | 8.511% | 3.791% | 3.134% | 0.7428% | 2.812% | 0.9569% | 2.271% | 0.8734% | 1.737% | 4.979% | 4.392% | 2.498% | 7.226% | 2.879% | 2.685% | 4.732% | 1.584% | 2.506% | 2.416% | 2.066% | 3.732% | 6.325% | 3.196% | 1.288% | 5.816% | 4.672% | 7.13% | 0.4408% | 0.7351% | 0.9722% | 1.759% | 0.3574% | 2.496% | 2.664% | 0.6817% | 3.085% | 3.287% | 1.539% | 1.331% | 4.015% | 2.285% | 1.408% | 4.917% | 0.9185% | 1.074% | 1.457% | 5.047% | 3.67% | 3.517% | 1.578% | 5.596% | 2.867% | 5.392% | 1.783% | 3.696% | 1.31% | 1.616% | 3.702% | 3.812% | 0.4017% | 2.068% | 1.317% | 3.959% | 4.464% | 2.92% | 1.87% | 1.496% | 1.324% | 1.129% | 2.929% | 1.448% | 1.715% | 1.775% | 1.177% | 0.4547% | 2.986% | 2.429% | 0.6367% | 5.223% | 3.218% | 1.125% | 0.1137% | 4.597% | 2.205% | 1.219% | 4.026% | 3.011% | 3.955% | 1.256% | 0.402% | 0.477% | 1.197% | 0.2474% | 0.7801% | 3.976% | 2.3% | 0.5216% | 3.897% | 2.065% | 4.579% | 2.697% | 0.2718% | 3.604% | 3.668% | 1.103% | 2.823% | 2.106% | 3.774% | 1.255% | 3.699% | 3.282% | 2.774% | 1.911% | 0.7268% | 1.332% | 4.911% | 0.7817% | 5.338% | 5.764% | 1.621% | 3.448% | 0.4362% | 1.068% | 4.523% | 0.5351% | 2.214% | 0.468% | 3.816% | 6.162% | 5.471% | 3.259% | 1.998% | 1.266% | 4.188% | 1.06% | 2.107% | 2.073% | 1.167% | 2.17% | 4.18% | 1.951% | 1.432% | 5.471% | 3.77% | 2.364% | 1.172% | 5.34% | 4.442% | 3.283% | 1.529% | 2.203% | 1.994% | 5.375% | 4.218% | 7.393% | 0.3503% | 4.321% | 1.944% | 1.871% | 8.68% | 1.467% | 0.3176% | 2.893% | 5.36% | 4.989% | 1.622% | 3.447% | 2.398% | 0.9781% | 3.833% | 2.794% | 1.365% | 1.765% | 1.737% | 2.616% | 5.809% | 1.101% | 1.302% | 2.787% | 0.9819% | 0.3868% | 1.171% | 2.722% | 5.076% | 4.505% | 2.945% | 3.183% | 1.034% | 2.658% | 1.806% | 2.103% | 5.138% | 4.95% | 3.227% | 1.419% | 2.294% | 3.542% | 7.241% | 2.042% | 1.847% | 4.547% | 1.967% | 2.526% | 1.454% | 2.335% | 1.023% | 0.6394% | 1.735% | 0.6813% | 0.9765% | 1.238% | 2.073% | 2.084% | 2.702% | 7.192% | 2.2% | 3.767% | 4.576% | 1.973% | 5.22% | 2.278% | 1.125% | 0.6751% | 3.626% | 0.5454% | 1.057% | 3.187% | 1.024% | 0.8249% | 0.768% | 4.141% | 2.893% | 4.765% | 2.329% | 0.6687% | 4.268% | 2.044% | 0.8719% | 0.42% | 6.641% | 3.13% | 2.037% | 7.592% | 3.687% | 1.535% | 5.54% | 0.7316% | 4.312% | 6.505% | 1.933% | 0.9751% | 4.431% | 2.169% | 1.282% | 1.86% | 3.953% | 2.863% | 2.073% | 1.406% | 2.787% | 1.769% | 1.877% | 1.356% | 0.8873% | 1.275% | 1.765% | 1.08% | 1.892% | 1.587% | 2.278% | 3.801% | 1.83% | 2.037% | 1.665% | 1.043% | 1.584% | 2.243% | 4.471% | 2.106% | 4.171% | 1.148% | 5.874% | 1.595% | 4.692% | 1.355% | 2.485% | 0.2418% | 2.9% | 0.7318% | 0.7749% | 2.921% | 2.102% | 4.104% | 2.205% | 3.212% | 0.7512% | 3.086% | 2.825% | 2.155% | 4.824% | 2.54% | 4.439% | 2.634% | 0.7072% | 1.166% | 0.628% | 1.601% | 3.625% | 4.723% | 1.838% | 2.615% | 2.363% | 3.406% | 2.796% | 4.323% | 0.4342% | 2.188% | 1.472% | 2.183% | 1.544% | 2.285% | 3.576% | 2.232% | 0.9022% | 2.163% | 1.203% | 1.098% | 1.077% | 3.092% | 2.722% | 2.689% | 0.4051% | 3.069% | 6.081% | 2.901% | 2.154% | 2.454% | 1.002% | 2.631% | 1.297% | 3.778% | 1.473% | 2.457% | 1.879% | 1.228% | 4.27% | 1.131% | 2.945% | 6.996% | 4.448% | 5.514% | 2.568% | 7.062% | 3.476% | 1.36% | 0.4641% | 2.218% | 2.098% | 2.529% | 1.189% | 1.454% | 3.537% | 8.336% | 2.807% | 1.416% | 5.406% | 0.5392% | 4.035% | 0.7533% | 3.527% | 10.73% | 3.473% | 1.599% | 4.038% | 1.672% | 2.376% | 3.26% | 5.234% | 2.147% | 2.448% | 3.869% | 2.394% | 4.242% | 1.834% | 2.148% | 1.893% | 3.18% | 3.437% | 4.623% | 4.006% | 0.6611% | 4.516% | 3.945% | 3.234% | 0.9105% | 2.62% | 1.251% | 5.007% | 0.6808% | 2.084% | 0.575% | 0.5516% | 6.426% | 1.058% | 3.112% | 6.497% | 3.531% | 1.592% | 3.02% | 3.602% | 2.137% | 1.216% | 1.347% | 0.6986% | 2.682% | 2.838% | 4.767% | 6.409% | 0.7754% | 1.367% | 3.578% | 2.501% | 2.592% | 2.081% | 1.247% | 0.8594% | 3.24% | 1.705% | 1.52% | 2.883% | 1.757% | 4.042% | 1.669% | 2.304% | 2.378% | 5.961% | 4.999% | 2.848% | 1.32% | 0.8881% | 2.466% | 2.771% | 2.476% | 0.712% | 1.544% | 3.301% | 0.7243% | 1.162% | 0.9266% | 2.893% | 3.227% | 4.405% | 1.895% | 2.875% | 1.38% | 2.924% | 1.066% | 1.919% | 1.072% | 5.737% | 1.553% | 2.553% | 4.344% | 3.16% | 6.93% | 3.805% | 0.5819% | 4.356% | 0.6761% | 2.595% | 0.283% | 2.816% | 0.8408% | 7.209% | 0.6845% | 1.6% | 6.38% | 3.238% | 2.806% | 3.912% | 2.598% | 4.187% | 0.6198% | 2.026% | 2.321% | 5.542% | 0.7388% | 0.6939% | 3.45% | 2.01% | 3.018% | 7.665% | 1.528% | 4.383% | 4.576% | 1.786% | 2.011% | 0.2514% | 1.658% | 1.162% | 4.863% | 2.682% | 1.254% | 0.4067% | 0.7717% | 2.306% | 0.4674% | 1.707% | 3.911% | 8.891% | 5.966% | 0.5563% | 2.57% | 1.6% | 0.5832% | 4.027% | 3.308% | 2.355% | 4.187% | 2.189% | 1.057% | 4.425% | 2.859% | 2.698% | 4.148% | 3.234% | 0.7618% | 3.333% | 1.817% | 2.243% | 0.8002% | 1.784% | 1.664% | 2.761% | 1.843% | 0.586% | 1.765% | 0.7686% | 1.925% | 4.051% | 4.101% | 0.4077% | 5.753% | 3.268% | 1.424% | 2.701% | 5.608% | 1.958% | 5.445% | 2.69% | 0.8898% | 1.951% | 3.785% | 4.381% | 1.212% | 0.6667% | 5.435% | 2.746% | 1.782% | 0.9743% | 6.171% | 1.676% | 1.582% | 1.702% | 2.877% | 1.811% | 1.023% | 2.865% | 4.87% | 5.569% | 4.025% | 0.8602% | 1.62% | 1.759% | 2.734% | 3.656% | 1.846% | 1.265% | 4.631% | 0.4322% | 1.488% | 0.6108% | 2.244% | 2.437% | 2.132% | 0.8478% | 2.773% | 3.055% | 1.501% | 5.772% | 1.393% | 3.96% | 4.292% | 3.902% | 3.068% | 3.238% | 3.202% | 0.8084% | 4.375% | 4.64% | 1.581% | 2.519% | 3.586% | 1.095% | 0.713% | 2.931% | 1.418% | 1.612% | 1.728% | 7.327% | 2.664% | 6.189% | 1.361% | 1.197% | 0.4156% | 3.324% | 2.996% | 0.6266% | 3.107% | 2.333% | 3.308% | 2.035% | 2.747% | 2.885% | 2.774% | 3.176% | 5.455% | 0.6794% | 3.989% | 2.381% | 0.947% | 1.999% | 4.057% | 0.7008% | 2.924% | 4.891% | 1.648% | 2.561% | 0.8444% | 0.7033% | 2.604% | 4.166% | 3.376% | 0.1867% | 3.571% | 0.632% | 1.769% | 2.569% | 0.4151% | 1.65% | 1.472% | 3.386% | 3.158% | 0.4645% | 1.063% | 1.405% | 1.078% | 3.03% | 1.549% | 4.498% | 5.62% | 2.393% | 1.595% | 2.472% | 7.702% | 1.561% | 0.4643% | 2.997% | 1.138% | 1.327% | 0.9816% | 2.161% | 0.8955% | 5.128% | 1.099% | 2.579% | 6.415% | 2.506% | 0.6031% | 3.337% | 3.342% | 3.29% | 4.74% | 3.311% | 0.9408% | 2.081% | 4.638% | 1.089% | 1.183% | 3.377% | 3.592% | 0.738% | 1.453% | 2.298% | 3.026% | 4.011% | 0.4102% | 3.062% | 4.004% | 1.204% | 3.837% | 2.785% | 0.7951% | 3.897% | 0.3883% | 2.136% | 2.378% | 3.764% | 1.231% | 3.954% | 3.224% | 3.786% | 0.3968% | 3.573% | 4.268% | 0.3734% | 1.221% | 1.943% | 2.538% | 1.494% | 2.372% | 4.35% | 3.806% | 3.33% | 3.612% | 3.974% | 1.815% | 5.058% | 1.974% | 2.558% | 1.245% | 1.476% | 4.11% | 2.567% | 3.079% | 1.041% | 1.655% | 3.915% | 0.6838% | 1.074% | 1.14% | 2.479% | 1.622% | 3.656% | 2.331% | 2.347% | 0.9665% | 7.228% | 1.962% | 1.006% | 2.177% | 2.652% | 3.961% | 1.506% | 1.323% | 3.427% | 0.9648% | 1.286% | 3.289% | 14.2% | 1.648% | 3.872% | 6.017% | 1.102% | 0.4391% | 2.825% | 0.8868% | 3.22% | 3.225% | 1.954% | 0.3151% | 4.049% | 2.675% | 2.894% | 6.583% | 3.362% | 4.768% | 1.875% | 3.298% | 5.43% | 3.214% | 4.956% | 1.795% | 1.928% | 0.659% | 1.285% | 3.565% | 1.37% | 3.773% | 4.506% | 1.099% | 4.868% | 2% | 2.094% | 2.77% | 4.217% | 2.363% | 2.682% | 2.084% | 5.368% | 3.015% | 2.767% | 0.7301% | 5.773% | 4.016% | 4.828% | 0.9654% | 0.5617% | 4.147% | 1.111% | 0.4433% | 0.9% | 1.237% | 2.653% | 3.767% | 1.934% | 3.354% | 3.835% | 2.005% | 2.555% | 3.748% | 2.82% | 5.632% | 5.362% | 1.89% | 1.408% | 4.909% | 5.733% | 3.151% | 2.984% | 1.033% | 2.418% | 1.785% | 2.584% | 0.6548% | 7.663% | 2.085% | 0.6688% | 1.64% | 2.056% | 2.162% | 1.144% | 0.8183% | 5.069% | 4% | 0.7693% | 4.483% | 2.42% | 3.582% | 4.214% | 1.439% | 8.38% | 1.973% | 2.903% | 0.9706% | 6.108% | 2.475% | 3.699% | 1.866% | 2.091% | 4.373% | 3.727% | 3.399% | 2.555% | 1.835% | 6.368% | 1.298% | 4.258% | 2.278% | 2.246% | 4.623% | 0.7218% | 9.898% | 0.7672% | 0.602% | 0.6483% | 0.573% | 2.054% | 7.02% | 2.694% | 2.205% | 2.421% | 3.314% | 3.006% | 2.181% | 4.06% | 1.935% | 0.4406% | 0.796% | 0.4968% | 2.501% | 2.025% | 3.632% | 6.297% | 1.848% | 3.758% | 3.091% | 3.702% | 3.701% | 2.987% | 3.093% | 2.881% | 0.6465% | 4.036% | 1.776% | 4.773% | 2.635% | 0.447% | 5.329% | 1.327% | 3.071% | 4.155% | 4.382% | 5.19% | 2.48% | 5.054% | 1.144% | 2.494% | 0.3903% | 2.671% | 0.6239% | 2.757% | 1.992% | 4.171% | 3.301% | 1.257% | 3.581% | 4.89% | 2.521% | 2.296% | 1.859% | 0.5597% | 2.58% | 3.541% | 7.484% | 3.469% | 3.735% | 6.343% | 3.357% | 3.86% | 0.6591% | 2.929% | 1.294% | 2.574% | 0.7591% | 6.977% | 4.337% | 4.155% | 3.991% | 1.967% | 3.238% | 7.306% | 0.5546% | 0.8449% | 2.408% | 4.085% | 4.436% | 1.371% | 1.049% | 1.572% | 5.521% | 0.6652% | 1.844% | 1.693% | 3.343% | 1.075% | 2.184% | 5.225% | 2.956% | 8.1% | 2.659% | 3.814% | 1.827% | 5.163% | 4.295% | 1.247% | 0.9658% | 0.972% | 3.289% | 1.124% | 4.208% | 0.7965% | 3.653% | 1.63% | 3.148% | 0.7938% | 2.195% | 6.538% | 3.713% | 2.533% | 0.6714% | 0.6562% | 4.86% | 3.314% | 3.713% | 2.139% | 1.145% | 0.9948% | 4.379% | 3.764% | 3.176% | 4.207% | 1.678% | 4.524% | 2.966% | 0.6169% | 2.617% | 8.217% | 4.832% | 0.6828% | 1.962% | 1.249% | 0.4234% | 0.8108% | 3.607% | 3.536% | 2.438% | 1.179% | 4.528% | 3.264% | 4.006% | 2.153% | 1.504% | 0.393% | 5.142% | 1.863% | 4.53% | 2.196% | 0.8467% | 3.93% | 1.595% | 3.882% | 1.858% | 1.018% | 2.71% | 0.8365% | 1.265% | 0.8652% | 5.969% | 3.173% | 0.574% | 3.753% | 3.295% | 2.587% | 4.467% | 2.551% | 3.594% | 2.386% | 2.173% | 2.018% | 0.7496% | 1.264% | 0.4819% | 2.292% | 3.469% | 1.077% | 3.262% | 1.683% | 3.44% | 1.196% | 2.067% | 8.983% | 0.3485% | 4.946% | 3.066% | 2.034% | 2.288% | 0.8694% | 2.415% | 1.784% | 0.8791% | 3.88% | 3.203% | 5.277% | 1.922% | 8.258% | 9.512% | 5.407% | 5.467% | 1.825% | 1.49% | 1.933% | 3.59% | 2.836% | 2.657% | 0.6314% | 5.532% | 3.726% | 2.301% | 4.157% | 0.8185% | 0.5843% | 1.23% | 2.163% | 0.9888% | 9.013% | 3.143% | 2.474% | 4.726% | 0.5989% | 2.007% | 1.648% | 6.179% | 3.815% | 4.375% | 2.684% | 6.552% | 4.124% | 4.175% | 0.7178% | 2.146% | 1.942% | 0.8494% | 2.042% | 3.154% | 2.36% | 1.225% | 1.636% | 0.8676% | 4.636% | 0.5644% | 1.758% | 3.052% | 0.3989% | 2.847% | 0.9724% | 1.345% | 2.352% | 0.7708% | 7.816% | 6.047% | 5.116% | 1.042% | 3.414% | 7.792% | 1.604% | 3.764% | 1.711% | 2.942% | 5.019% | 1.976% | 1.032% | 3.077% | 2.4% | 2.777% | 0.8249% | 3.016% | 4.681% | 2.925% | 2.993% | 1.659% | 3.369% | 1.014% | 1.915% | 0.9764% | 4.967% | 3.72% | 0.8675% | 2.995% | 4.788% | 3.7% | 2.49% | 3.623% | 1.398% | 2.953% | 0.3507% | 2.129% | 2.109% | 6.745% | 0.564% | 1.268% | 0.9003% | 7.713% | 3.05% | 3.899% | 3.304% | 2.63% | 1.711% | 2.406% | 0.6535% | 2.08% | 0.8894% | 3.381% | 1.355% | 2.174% | 2.556% | 1.376% | 4.034% | 2.491% | 1.697% | 5.216% | 2.767% | 2.784% | 1.074% | 1.839% | 1.539% | 0.251% | 0.7574% | 0.8912% | 3.433% | 1.46% | 4.071% | 3.44% | 0.7589% | 5.707% | 2.293% | 2.535% | 2.517% | 2.194% | 6.735% | 1.69% | 1.449% | 4.79% | 0.9765% | 6.935% | 1.916% | 2.729% | 2.189% | 3.639% | 3.075% | 5.408% | 3.062% | 0.9939% | 5.274% | 1.725% | 1.617% | 5.275% | 3.983% | 1.188% | 1.869% | 3.123% | 0.9738% | 3.037% | 2.136% | 4.704% | 4.897% | 3.798% | 2.256% | 0.4434% | 1.003% | 1.856% | 0.6626% | 0.7447% | 0.8152% | 5.035% | 1.031% | 1.559% | 1.232% | 1.193% | 5.334% | 3.463% | 2.054% | 0.8775% | 2.507% | 4.243% | 4.093% | 3.99% | 5.042% | 1.344% | 2.74% | 1.535% | 3.138% | 1.935% | 2.63% | 3.758% | 2.091% | 1.663% | 2.252% | 2.642% | 3.493% | 1.033% | 2.644% | 2.974% | 5.26% | 7.483% | 5.318% | 2.688% | 1.117% | 1.257% | 0.6805% | 3.202% | 4.659% | 1.542% | 2.107% | 4.391% | 2.371% | 1.689% | 2.08% | 2.491% | 4.615% | 2.157% | 3.414% | 2.03% | 3.206% | 4.203% | 3.393% | 4.011% | 3.129% | 1.802% | 2.93% | 0.9688% | 1.924% | 0.575% | 0.9882% | 2.471% | 0.2733% | 3.171% | 0.7015% | 6.434% | 1.005% | 1.792% | 4.216% | 2.016% | 2.662% | 3.657% | 3.713% | 2.389% | 3.54% | 2.162% | 3.141% | 3.561% | 0.8798% | 2.502% | 1.031% | 4.744% | 4.089% | 3.676% | 1.09% | 6.023% | 0.8187% | 5.622% | 0.4855% | 2.18% | 6.152% | 3.609% | 4.356% | 3.441% | 1.861% | 4.421% | 4.495% | 3.198% | 3.036% | 2.365% | 1.388% | 1.89% | 4.531% | 1.267% | 1.136% | 3.382% | 1.615% | 1.285% | 2.849% | 1.159% | 3.781% | 0.7712% | 0.511% | 2.183% | 1.68% | 1.285% | 3.225% | 2.723% | 3.167% | 0.442% | 3.961% | 5.459% | 1.806% | 6.777% | 1.562% | 1.096% | 4.739% | 1.508% | 1.301% | 5.167% | 7.642% | 4.381% | 3.955% | 0.8749% | 0.5783% | 2.313% | 1.916% | 2.715% | 3.744% | 1.069% | 3.785% | 2.528% | 2.723% | 5.579% | 1.992% | 0.7018% | 0.9208% | 1.759% | 1.98% | 1.286% | 1.536% | 5.502% | 4.749% | 0.3997% | 1.402% | 4.262% | 0.6002% | 3.826% | 0.1785% | 1.325% | 1.024% | 1.329% | 0.9572% | 0.7396% | 1.759% | 1.124% | 6.392% | 2.808% | 3.794% | 0.9527% | 3.265% | 6.665% | 4.09% | 11.06% | 0.5069% | 3.42% | 0.8219% | 1.56% | 2.316% | 2.022% | 1.924% | 1.273% | 1.541% | 2.156% | 2.192% | 1.958% | 1.178% | 3.024% | 0.3556% | 1.742% | 4.067% | 2.294% | 9.08% | 1.097% | 0.6061% | 0.8321% | 0.734% | 4.573% | 0.7423% | 2.368% | 2.511% | 1.902% | 1.763% | 1.607% | 0.695% | 1.965% | 1.494% | 4.647% | 1.809% | 4.072% | 4.215% | 1.735% | 5.018% | 0.6713% | 2.339% | 2.741% | 2.026% | 1.899% | 0.9641% | 2.324% | 3.252% | 1.324% | 1.028% | 2.583% | 2.443% | 3.352% | 0.5146% | 2.776% | 7.643% | 1.321% | 3.028% | 2.493% | 2.88% | 1.994% | 5.033% | 2.56% | 5.088% | 3.721% | 2.187% | 3.805% | 1.71% | 3.233% | 3.703% | 3.813% | 3.079% | 1.441% | 1.873% | 4.195% | 4.398% | 1.308% | 1.389% | 4.095% | 5.416% | 0.3547% | 0.4332% | 1.522% | 1.514% | 0.841% | 1.97% | 1.416% | 3.959% | 2.698% | 2.744% | 3.329% | 1.862% | 1.449% | 4.489% | 4.233% | 3.583% | 1.032% | 3.424% | 2.178% | 2.685% | 1.519% | 4.537% | 1.14% | 3.423% | 1.879% | 5.273% | 2.444% | 4.464% | 3.84% | 1.572% | 2.678% | 3.946% | 0.9449% | 2.119% | 2.675% | 0.8491% | 3.845% | 0.8137% | 1.688% | 0.8692% | 1.299% | 3.888% | 3.254% | 1.918% | 4.834% | 3.012% | 3.979% | 1.364% | 2.299% | 1.961% | 3.603% | 6.003% | 2.718% | 1.934% | 1.939% | 3.751% | 3.297% | 2.291% | 2.032% | 5.422% | 2.129% | 3.939% | 3.304% | 3.96% | 4.03% | 1.136% | 3.53% | 0.324% | 2.748% | 3.98% | 0.7608% | 3.719% | 2.618% | 1.879% | 2.727% | 2.709% | 0.7311% | 4.14% | 2.867% | 5.155% | 0.09412% | 1.144% | 1.78% | 2.041% | 1.327% | 3.356% | 4.67% | 1.275% | 1.738% | 1.404% | 2.491% | 2.555% | 3.746% | 3.288% | 2.089% | 0.2632% | 1.268% | 0.7961% | 1.642% | 5.616% | 4.273% | 0.5293% | 1.538% | 4.564% | 2.317% | 5.202% | 3.884% | 2.418% | 1.624% | 2.81% | 6.687% | 2.886% | 3.513% | 0.3243% | 2.505% | 3.847% | 6.472% | 2.889% | 1.523% | 1.784% | 0.9831% | 3.252% | 3.991% | 3.473% | 1.539% | 3.724% | 7.601% | 0.6289% | 1.481% | 3.004% | 4.252% | 0.9499% | 0.5181% | 3.841% | 0.9285% | 2.677% | 2.512% | 2.91% | 6.165% | 0.9782% | 6.561% | 1.256% | 2.827% | 1.534% | 0.4579% | 2.371% | 3.914% | 0.5944% | 3.823% | 0.8094% | 3.548% | 0.7939% | 5.949% | 3.48% | 3.985% | 2.996% | 4.829% | 1.109% | 2.995% | 4.763% | 2.823% | 2.482% | 2.806% | 1.59% | 5.092% | 3.981% | 3.654% | 4.707% | 1.128% | 1.026% | 5.115% | 2.746% | 6.752% | 4.333% | 2.406% | 3.996% | 1.355% | 3.083% | 6.096% | 2.526% | 1.002% | 1.184% | 0.9467% | 2.582% | 3.642% | 3.866% | 1.495% | 2.372% | 3.282% | 1.374% | 0.7185% | 1.963% | 5.824% | 5.916% | 0.5697% | 0.7946% | 2.355% | 0.7366% | 4.699% | 1.199% | 2.247% | 2.441% | 1.8% | 0.834% | 2.864% | 1.629% | 2.368% | 0.5296% | 2.055% | 3.504% | 2.414% | 3.092% | 2.27% | 1.583% | 1.836% | 1.76% | 2.458% | 1.676% | 6.102% | 2.943% | 1.758% | 1.657% | 1.456% | 4.094% | 3.249% | 1.85% | 0.9664% | 3.991% | 1.519% | 3.808% | 2.584% | 2.881% | 1.142% | 0.2799% | 1.022% | 0.9494% | 3.625% | 4.609% | 1.891% | 1.268% | 2.837% | 6.489% | 1.486% | 4.976% | 3.948% | 5.573% | 2.135% | 3.318% | 1.085% | 2.626% | 1.871% | 7.986% | 1.239% | 0.7284% | 2.043% | 0.7235% | 3.53% | 3.49% | 3.976% | 2.953% | 3.894% | 1.261% | 2.799% | 0.6635% | 1.895% | 2.452% | 2.266% | 4.196% | 4.985% | 0.9309% | 3.05% | 1.351% | 1.84% | 2.618% | 1.682% | 0.9311% | 1.222% | 1.947% | 1.728% | 1.285% | 2.138% | 2.9% | 0.7714% | 2.518% | 3.992% | 1.89% | 3.347% | 0.8083% | 3.965% | 0.3487% | 2.681% | 4.012% | 4.161% | 7.097% | 2.686% | 2.42% | 2.744% | 7.197% | 1.886% | 0.9097% | 1.637% | 4.496% | 3.442% | 1.84% | 1.89% | 1.96% | 1.752% | 1.981% | 1.816% | 3.705% | 6.37% | 3.646% | 2.242% | 1.417% | 3.704% | 0.4069% | 1.786% | 3.259% | 0.9314% | 5.157% | 2.922% | 2.621% | 2.378% | 1.826% | 2.018% | 1.881% | 2.917% | 4.449% | 2.319% | 2.067% | 1.074% | 3.247% | 1.569% | 3.541% | 1.622% | 3.659% | 1.696% | 1.773% | 5.969% | 3.815% | 3.945% | 5.251% | 0.833% | 2.844% | 2.893% | 2.57% | 1.382% | 0.6515% | 1.809% | 0.3101% | 8.287% | 3.254% | 2.623% | 4.189% | 5.385% | 7.764% | 0.8043% | 0.5139% | 1.526% | 2.809% | 3.182% | 2.738% | 0.6296% | 2.993% | 0.4952% | 0.4459% | 4.547% | 3.779% | 2.344% | 0.4469% | 4.518% | 0.5495% | 0.8978% | 4.675% | 0.5794% | 3.734% | 1.117% | 3.844% | 0.9487% | 4.089% | 3.836% | 1.341% | 3.917% | 2.575% | 0.8046% | 1.368% | 2.927% | 2.728% | 3.021% | 1.72% | 1.841% | 3.646% | 3.408% | 4.455% | 4.613% | 3.991% | 1.848% | 1.016% | 0.8611% | 1.884% | 4.817% | 4.165% | 3.569% | 3.801% | 4.254% | 1.471% | 1.649% | 2.379% | 4.876% | 0.8248% | 3.151% | 2.412% | 1.068% | 2.124% | 0.8554% | 0.917% | 3.64% | 5.71% | 2.807% | 1.78% | 3.693% | 3.742% | 4.215% | 1.113% | 2.178% | 2.008% | 4.339% | 1.623% | 4.565% | 1.103% | 0.6169% | 1.477% | 2.167% | 1.783% | 0.5332% | 2.371% | 4.322% | 0.376% | 1.12% | 4.981% | 4.304% | 1.21% | 1.169% | 4.09% | 1.039% | 2.525% | 2.591% | 2.124% | 2.555% | 1.854% | 2.535% | 2.869% | 3.396% | 3.97% | 2.028% | 2.487% | 0.532% | 1.63% | 3.406% | 0.7241% | 2.716% | 1.603% | 3.802% | 3.894% | 2.273% | 1.374% | 2.304% | 0.7074% | 2.652% | 2.49% | 3.583% | 1.399% | 0.6415% | 2.348% | 2.007% | 1.424% | 2.907% | 2.516% | 0.6603% | 2.7% | 2.191% | 5.533% | 1.497% | 1.027% | 1.991% | 4.675% | 3.468% | 1.55% | 1.734% | 4.347% | 1.247% | 3.993% | 1.08% | 4.337% | 1.878% | 2.468% | 0.8379% | 0.5704% | 2.901% | 4.68% | 2.617% | 1.915% | 3.43% | 1.464% | 2.276% | 0.9679% | 1.103% | 2.355% | 4.698% | 0.3604% | 1.56% | 1.085% | 2.236% | 1.465% | 1.961% | 3.874% | 1.017% | 1.884% | 2.889% | 7.557% | 2.301% | 3.125% | 0.7657% | 0.9489% | 4.305% | 1.559% | 3.43% | 1.356% | 2.996% | 2.417% | 4.27% | 1.681% | 5.79% | 3.884% | 2.743% | 1.926% | 1.223% | 1.459% | 3.831% | 2.251% | 3.618% | 0.6041% | 0.8497% | 2.198% | 2.164% | 0.2115% | 4.527% | 1.02% | 1.552% | 2.171% | 3.002% | 2.435% | 3.057% | 1.57% | 4.039% | 0.684% | 1.098% | 1.398% | 3.124% | 0.5961% | 2.926% | 3.643% | 1.406% | 1.57% | 3.166% | 4.143% | 3.972% | 1.538% | 4.995% | 0.5529% | 3.366% | 2.604% | 2.399% | 2.26% | 0.6638% | 0.8026% | 2.822% | 1.303% | 3.206% | 2.199% | 3.108% | 4.201% | 0.6221% | 3.587% | 2.738% | 0.6277% | 0.8428% | 2.445% | 3.312% | 0.9559% | 0.6607% | 1.733% | 1.691% | 2.93% | 2.572% | 4.909% | 4.037% | 4.996% | 4.688% | 5.255% | 2.393% | 2.444% | 0.6553% | 2.547% | 2.316% | 2.804% | 1.558% | 1.667% | 2.13% | 2.972% | 2.768% | 4.534% | 4.259% | 2.17% | 5.484% | 2.263% | 1.26% | 1.372% | 4.908% | 0.3072% | 0.999% | 3.994% | 3.632% | 2.952% | 3.622% | 0.4503% | 1.885% | 5.162% | 4.569% | 1.983% | 2.771% | 7.324% | 1.866% | 4.761% | 4.617% | 6.154% | 1.876% | 2.84% | 3.158% | 1.058% | 3.222% | 1.836% | 2.115% | 1.269% | 5.572% | 1.73% | 1.097% | 4.288% | 3.409% | 1.249% | 5.183% | 5.161% | 4.441% | 0.7463% | 1.813% | 3.507% | 6.485% | 3.816% | 2.493% | 1.369% | 6.711% | 6.627% | 5.323% | 0.5195% | 3.132% | 1.811% | 1.382% | 0.6818% | 0.802% | 1.21% | 2.368% | 2.192% | 3.626% | 4.65% | 1.458% | 1.823% | 0.3073% | 0.9041% | 1.986% | 3.806% | 1.543% | 3.284% | 5.809% | 1.442% | 2.176% | 6.264% | 0.4736% | 2.556% | 0.5572% | 2.772% | 4.035% | 1.865% | 2.01% | 4.117% | 4.663% | 2.77% | 4.621% | 0.359% | 6.219% | 1.904% | 0.5402% | 6.934% | 4.435% | 4.526% | 0.4405% | 1.913% | 0.7934% | 0.9182% | 1.207% | 2.912% | 4.604% | 1.762% | 1.048% | 1.926% | 2.245% | 3.535% | 2.016% | 1.336% | 3.3% | 4.182% | 1.682% | 5.388% | 0.6375% | 1.101% | 3.047% | 1.682% | 0.7661% | 1.942% | 0.4862% | 1.305% | 1.564% | 2.32% | 2.659% | 0.3292% | 1.384% | 3.889% | 3.334% | 2.944% | 2.432% | 3.302% | 3.192% | 1.741% | 3.434% | 1.88% | 0.4449% | 0.3553% | 1.152% | 2.628% | 3.255% | 2.876% | 3.375% | 2.341% | 4.356% | 0.7301% | 0.7427% | 1.679% | 1.061% | 3.55% | 2.914% | 1.222% | 5.897% | 5.018% | 0.1824% | 5.003% | 4.851% | 4.341% | 3.5% | 3.773% | 2.114% | 2.217% | 5.375% | 8.99% | 3.225% | 1.8% | 5.267% | 2.845% | 0.7771% | 4.506% | 3.874% | 3.165% | 1.218% | 0.7687% | 1.544% | 3.185% | 1.943% | 3.137% | 1.232% | 1.67% | 6.095% | 0.3205% | 1.396% | 3.376% | 2.709% | 3.586% | 1.367% | 2.25% | 4.19% | 0.4732% | 2.564% | 1.475% | 4.615% | 3.944% | 0.9958% | 1.843% | 2.315% | 0.9161% | 5.452% | 3.85% | 4.576% | 1.486% | 5.732% | 4.224% | 2.155% | 3.059% | 1.027% | 3.153% | 0.6233% | 2.034% | 0.9011% | 2.966% | 2.509% | 0.7112% | 0.5869% | 3.843% | 2.176% | 4.233% | 4.278% | 1.819% | 1.393% | 1.612% | 1.479% | 0.545% | 0.707% | 1.885% | 1.652% | 1.856% | 4.404% | 3.155% | 4.827% | 1.837% | 3.65% | 0.6639% | 0.6108% | 2.844% | 2.636% | 0.3043% | 1.602% | 3.292% | 0.2517% | 2.274% | 1.092% | 7.515% | 1.316% | 2.379% | 0.4385% | 0.7901% | 2.124% | 2.334% | 1.951% | 4.398% | 1.49% | 3.564% | 2.212% | 4.527% | 2.748% | 0.8151% | 3.382% | 4.449% | 0.777% | 5.356% | 3.731% | 2.294% | 2.168% | 2.284% | 1.653% | 0.7665% | 3.016% | 4.387% | 2.3% | 2.607% | 8.112% | 5.872% | 2.345% | 1.188% | 1.36% | 1.667% | 1.469% | 4.865% | 6.288% | 3.613% | 4.677% | 3.569% | 2.171% | 5.158% | 3.043% | 0.7651% | 0.8128% | 3.044% | 2.013% | 2.378% | 0.6883% | 1.199% | 0.9313% | 2.028% | 3.057% | 5.055% | 1.183% | 0.8317% | 4.385% | 2.696% | 3.538% | 3.67% | 3.011% | 2.596% | 2.495% | 1.283% | 5.294% | 3.249% | 2.231% | 1.546% | 2.192% | 2.306% | 5.571% | 4.662% | 5.934% | 2.421% | 1.487% | 2.303% | 1.941% | 5.844% | 1.126% | 1.543% | 3.321% | 2.165% | 3.451% | 3.862% | 0.5081% | 2.038% | 1.956% | 1.839% | 3.034% | 7.306% | 0.874% | 0.827% | 2.847% | 3.968% | 2.994% | 1.375% | 1.368% | 4.341% | 0.6755% | 5.815% | 1.8% | 0.9214% | 3.123% | 2.689% | 1.607% | 3.762% | 1.163% | 3.426% | 5.238% | 2.323% | 3.041% | 0.379% | 2.447% | 2.405% | 2.275% | 1.455% | 2.941% | 1.461% | 7.696% | 5.042% | 1.47% | 4.074% | 2.535% | 1.569% | 1.918% | 1.374% | 4.479% | 4.58% | 5.498% | 4.953% | 0.6209% | 2.584% | 2.459% | 3.792% | 0.7004% | 2.809% | 3.229% | 1.962% | 2.726% | 1.062% | 1.355% | 3.803% | 6.569% | 1.326% | 0.9487% | 1.799% | 3.563% | 1.317% | 2.472% | 3.206% | 6.503% | 0.5591% | 6.277% | 3.437% | 0.8478% | 0.9415% | 4.379% | 1.231% | 5.365% | 1.721% | 4.374% | 5.602% | 0.4932% | 0.7564% | 1.2% | 2.576% | 1.073% | 2.138% | 1.462% | 2.468% | 2.162% | 3.228% | 3.353% | 2.096% | 3.199% | 0.6712% | 1.234% | 1.585% | 1.109% | 2.672% | 0.5841% | 1.99% | 4.528% | 1.291% | 2.423% | 2.138% | 0.5126% | 2.778% | 3.673% | 0.4187% | 0.8914% | 2.971% | 5.162% | 1.816% | 2.547% | 3.441% | 0.8857% | 3.761% | 3.166% | 0.7157% | 2.932% | 2.619% | 2.004% | 3.299% | 3.46% | 2.001% | 3.984% | 0.7164% | 2.071% | 1.622% | 2.231% | 7.463% | 1.559% | 0.6627% | 1.857% | 2.073% | 5.296% | 0.6575% | 6.032% | 1.865% | 4.419% | 3.688% | 4.983% | 4.512% | 4.524% | 3.701% | 4.995% | 0.5427% | 2.18% | 1.148% | 7.303% | 1.242% | 2.065% | 2.407% | 3.708% | 2.058% | 2.502% | 0.9346% | 4.185% | 1.419% | 4.606% | 1.767% | 5.679% | 1.346% | 2.063% | 1.68% | 2.573% | 2.45% | 3.138% | 1.3% | 0.9425% | 4.993% | 0.6647% | 1.629% | 0.5433% | 3.917% | 3.5% | 3.43% | 0.4098% | 2.884% | 0.5712% | 6.252% | 5.505% | 1.436% | 3.061% | 1.718% | 1.56% | 1.404% | 1.437% | 0.8829% | 2.505% | 4.019% | 2.044% | 3.319% | 3.311% | 0.9852% | 2.702% | 3.008% | 3.207% | 1.9% | 1.621%
| Σn | centile | REI |  |  | Results of Monte-Carlo analysis
2.5 percentile REI value | 82.0544 | 2.5 | 0.42737 |  |  | Note that the value for the number of genome copies depositing in the respiratory tract is entirely dependent on the assumptions made with respect to viral load, so the absolute value is highly uncertain. This uncertainty is however cancelled out in the REI calculation. This value is useful for calculating the REI, but should not be used for other purposes due to its very high uncertainty. See Jones et al. (2021) for more information.
25 percentile REI value | 146.8422 | 25 | 0.7648
50 percentile REI value | 191.6536 | 50 | 0.9982
75 percentile REI value | 247.6405 | 75 | 1.2898
97.5 percentile REI value | 389.8676 | 97.5 | 2.0306
Mean REI value | 203.2262 | µ | 1.0585
Standard deviation REI value | 79.368 | σ | 0.41338
Q1 - Min | 0.33744 |  |  |  |  | These values are used to create the box whisker shown on the 'Input' tab
Q1 | 0.7648
Median-Q1 | 0.23339
Q3-Median | 0.2916
Max-Q3 | 0.74077
Cells in yellow can be edited, but should be altered only by advanced users with a good understanding of the methodology explained in Modelling uncertainty in the relative risk of exposure to the SARS-CoV-2 virus by airborne aerosol transmission in well mixed air in buildings (Jones et al., 2021).
Changes to the formulae could affect the accuracy of the results, so please use with care.
The inputs to columns E and F are dependent on the distribution selected in column D.
When a constant is chosen, only Column E needs an input.
When a normal or log normal distribution is chosen the Column E input is the mean value, and the Column F input is the standard deviation.
When a uniform distribution is chosen the Column E input is the minimum value, and the Column F input is the maximum value.

## Scenario 2
Scenario 2
Variable |  | Distribution | mu_min_const | sigma_max | Units | Notes |  | 1 | 2 | 3 | 4 | 5 | 6 | 7 | 8 | 9 | 10 | 11 | 12 | 13 | 14 | 15 | 16 | 17 | 18 | 19 | 20 | 21 | 22 | 23 | 24 | 25 | 26 | 27 | 28 | 29 | 30 | 31 | 32 | 33 | 34 | 35 | 36 | 37 | 38 | 39 | 40 | 41 | 42 | 43 | 44 | 45 | 46 | 47 | 48 | 49 | 50 | 51 | 52 | 53 | 54 | 55 | 56 | 57 | 58 | 59 | 60 | 61 | 62 | 63 | 64 | 65 | 66 | 67 | 68 | 69 | 70 | 71 | 72 | 73 | 74 | 75 | 76 | 77 | 78 | 79 | 80 | 81 | 82 | 83 | 84 | 85 | 86 | 87 | 88 | 89 | 90 | 91 | 92 | 93 | 94 | 95 | 96 | 97 | 98 | 99 | 100 | 101 | 102 | 103 | 104 | 105 | 106 | 107 | 108 | 109 | 110 | 111 | 112 | 113 | 114 | 115 | 116 | 117 | 118 | 119 | 120 | 121 | 122 | 123 | 124 | 125 | 126 | 127 | 128 | 129 | 130 | 131 | 132 | 133 | 134 | 135 | 136 | 137 | 138 | 139 | 140 | 141 | 142 | 143 | 144 | 145 | 146 | 147 | 148 | 149 | 150 | 151 | 152 | 153 | 154 | 155 | 156 | 157 | 158 | 159 | 160 | 161 | 162 | 163 | 164 | 165 | 166 | 167 | 168 | 169 | 170 | 171 | 172 | 173 | 174 | 175 | 176 | 177 | 178 | 179 | 180 | 181 | 182 | 183 | 184 | 185 | 186 | 187 | 188 | 189 | 190 | 191 | 192 | 193 | 194 | 195 | 196 | 197 | 198 | 199 | 200 | 201 | 202 | 203 | 204 | 205 | 206 | 207 | 208 | 209 | 210 | 211 | 212 | 213 | 214 | 215 | 216 | 217 | 218 | 219 | 220 | 221 | 222 | 223 | 224 | 225 | 226 | 227 | 228 | 229 | 230 | 231 | 232 | 233 | 234 | 235 | 236 | 237 | 238 | 239 | 240 | 241 | 242 | 243 | 244 | 245 | 246 | 247 | 248 | 249 | 250 | 251 | 252 | 253 | 254 | 255 | 256 | 257 | 258 | 259 | 260 | 261 | 262 | 263 | 264 | 265 | 266 | 267 | 268 | 269 | 270 | 271 | 272 | 273 | 274 | 275 | 276 | 277 | 278 | 279 | 280 | 281 | 282 | 283 | 284 | 285 | 286 | 287 | 288 | 289 | 290 | 291 | 292 | 293 | 294 | 295 | 296 | 297 | 298 | 299 | 300 | 301 | 302 | 303 | 304 | 305 | 306 | 307 | 308 | 309 | 310 | 311 | 312 | 313 | 314 | 315 | 316 | 317 | 318 | 319 | 320 | 321 | 322 | 323 | 324 | 325 | 326 | 327 | 328 | 329 | 330 | 331 | 332 | 333 | 334 | 335 | 336 | 337 | 338 | 339 | 340 | 341 | 342 | 343 | 344 | 345 | 346 | 347 | 348 | 349 | 350 | 351 | 352 | 353 | 354 | 355 | 356 | 357 | 358 | 359 | 360 | 361 | 362 | 363 | 364 | 365 | 366 | 367 | 368 | 369 | 370 | 371 | 372 | 373 | 374 | 375 | 376 | 377 | 378 | 379 | 380 | 381 | 382 | 383 | 384 | 385 | 386 | 387 | 388 | 389 | 390 | 391 | 392 | 393 | 394 | 395 | 396 | 397 | 398 | 399 | 400 | 401 | 402 | 403 | 404 | 405 | 406 | 407 | 408 | 409 | 410 | 411 | 412 | 413 | 414 | 415 | 416 | 417 | 418 | 419 | 420 | 421 | 422 | 423 | 424 | 425 | 426 | 427 | 428 | 429 | 430 | 431 | 432 | 433 | 434 | 435 | 436 | 437 | 438 | 439 | 440 | 441 | 442 | 443 | 444 | 445 | 446 | 447 | 448 | 449 | 450 | 451 | 452 | 453 | 454 | 455 | 456 | 457 | 458 | 459 | 460 | 461 | 462 | 463 | 464 | 465 | 466 | 467 | 468 | 469 | 470 | 471 | 472 | 473 | 474 | 475 | 476 | 477 | 478 | 479 | 480 | 481 | 482 | 483 | 484 | 485 | 486 | 487 | 488 | 489 | 490 | 491 | 492 | 493 | 494 | 495 | 496 | 497 | 498 | 499 | 500 | 501 | 502 | 503 | 504 | 505 | 506 | 507 | 508 | 509 | 510 | 511 | 512 | 513 | 514 | 515 | 516 | 517 | 518 | 519 | 520 | 521 | 522 | 523 | 524 | 525 | 526 | 527 | 528 | 529 | 530 | 531 | 532 | 533 | 534 | 535 | 536 | 537 | 538 | 539 | 540 | 541 | 542 | 543 | 544 | 545 | 546 | 547 | 548 | 549 | 550 | 551 | 552 | 553 | 554 | 555 | 556 | 557 | 558 | 559 | 560 | 561 | 562 | 563 | 564 | 565 | 566 | 567 | 568 | 569 | 570 | 571 | 572 | 573 | 574 | 575 | 576 | 577 | 578 | 579 | 580 | 581 | 582 | 583 | 584 | 585 | 586 | 587 | 588 | 589 | 590 | 591 | 592 | 593 | 594 | 595 | 596 | 597 | 598 | 599 | 600 | 601 | 602 | 603 | 604 | 605 | 606 | 607 | 608 | 609 | 610 | 611 | 612 | 613 | 614 | 615 | 616 | 617 | 618 | 619 | 620 | 621 | 622 | 623 | 624 | 625 | 626 | 627 | 628 | 629 | 630 | 631 | 632 | 633 | 634 | 635 | 636 | 637 | 638 | 639 | 640 | 641 | 642 | 643 | 644 | 645 | 646 | 647 | 648 | 649 | 650 | 651 | 652 | 653 | 654 | 655 | 656 | 657 | 658 | 659 | 660 | 661 | 662 | 663 | 664 | 665 | 666 | 667 | 668 | 669 | 670 | 671 | 672 | 673 | 674 | 675 | 676 | 677 | 678 | 679 | 680 | 681 | 682 | 683 | 684 | 685 | 686 | 687 | 688 | 689 | 690 | 691 | 692 | 693 | 694 | 695 | 696 | 697 | 698 | 699 | 700 | 701 | 702 | 703 | 704 | 705 | 706 | 707 | 708 | 709 | 710 | 711 | 712 | 713 | 714 | 715 | 716 | 717 | 718 | 719 | 720 | 721 | 722 | 723 | 724 | 725 | 726 | 727 | 728 | 729 | 730 | 731 | 732 | 733 | 734 | 735 | 736 | 737 | 738 | 739 | 740 | 741 | 742 | 743 | 744 | 745 | 746 | 747 | 748 | 749 | 750 | 751 | 752 | 753 | 754 | 755 | 756 | 757 | 758 | 759 | 760 | 761 | 762 | 763 | 764 | 765 | 766 | 767 | 768 | 769 | 770 | 771 | 772 | 773 | 774 | 775 | 776 | 777 | 778 | 779 | 780 | 781 | 782 | 783 | 784 | 785 | 786 | 787 | 788 | 789 | 790 | 791 | 792 | 793 | 794 | 795 | 796 | 797 | 798 | 799 | 800 | 801 | 802 | 803 | 804 | 805 | 806 | 807 | 808 | 809 | 810 | 811 | 812 | 813 | 814 | 815 | 816 | 817 | 818 | 819 | 820 | 821 | 822 | 823 | 824 | 825 | 826 | 827 | 828 | 829 | 830 | 831 | 832 | 833 | 834 | 835 | 836 | 837 | 838 | 839 | 840 | 841 | 842 | 843 | 844 | 845 | 846 | 847 | 848 | 849 | 850 | 851 | 852 | 853 | 854 | 855 | 856 | 857 | 858 | 859 | 860 | 861 | 862 | 863 | 864 | 865 | 866 | 867 | 868 | 869 | 870 | 871 | 872 | 873 | 874 | 875 | 876 | 877 | 878 | 879 | 880 | 881 | 882 | 883 | 884 | 885 | 886 | 887 | 888 | 889 | 890 | 891 | 892 | 893 | 894 | 895 | 896 | 897 | 898 | 899 | 900 | 901 | 902 | 903 | 904 | 905 | 906 | 907 | 908 | 909 | 910 | 911 | 912 | 913 | 914 | 915 | 916 | 917 | 918 | 919 | 920 | 921 | 922 | 923 | 924 | 925 | 926 | 927 | 928 | 929 | 930 | 931 | 932 | 933 | 934 | 935 | 936 | 937 | 938 | 939 | 940 | 941 | 942 | 943 | 944 | 945 | 946 | 947 | 948 | 949 | 950 | 951 | 952 | 953 | 954 | 955 | 956 | 957 | 958 | 959 | 960 | 961 | 962 | 963 | 964 | 965 | 966 | 967 | 968 | 969 | 970 | 971 | 972 | 973 | 974 | 975 | 976 | 977 | 978 | 979 | 980 | 981 | 982 | 983 | 984 | 985 | 986 | 987 | 988 | 989 | 990 | 991 | 992 | 993 | 994 | 995 | 996 | 997 | 998 | 999 | 1000 | 1001 | 1002 | 1003 | 1004 | 1005 | 1006 | 1007 | 1008 | 1009 | 1010 | 1011 | 1012 | 1013 | 1014 | 1015 | 1016 | 1017 | 1018 | 1019 | 1020 | 1021 | 1022 | 1023 | 1024 | 1025 | 1026 | 1027 | 1028 | 1029 | 1030 | 1031 | 1032 | 1033 | 1034 | 1035 | 1036 | 1037 | 1038 | 1039 | 1040 | 1041 | 1042 | 1043 | 1044 | 1045 | 1046 | 1047 | 1048 | 1049 | 1050 | 1051 | 1052 | 1053 | 1054 | 1055 | 1056 | 1057 | 1058 | 1059 | 1060 | 1061 | 1062 | 1063 | 1064 | 1065 | 1066 | 1067 | 1068 | 1069 | 1070 | 1071 | 1072 | 1073 | 1074 | 1075 | 1076 | 1077 | 1078 | 1079 | 1080 | 1081 | 1082 | 1083 | 1084 | 1085 | 1086 | 1087 | 1088 | 1089 | 1090 | 1091 | 1092 | 1093 | 1094 | 1095 | 1096 | 1097 | 1098 | 1099 | 1100 | 1101 | 1102 | 1103 | 1104 | 1105 | 1106 | 1107 | 1108 | 1109 | 1110 | 1111 | 1112 | 1113 | 1114 | 1115 | 1116 | 1117 | 1118 | 1119 | 1120 | 1121 | 1122 | 1123 | 1124 | 1125 | 1126 | 1127 | 1128 | 1129 | 1130 | 1131 | 1132 | 1133 | 1134 | 1135 | 1136 | 1137 | 1138 | 1139 | 1140 | 1141 | 1142 | 1143 | 1144 | 1145 | 1146 | 1147 | 1148 | 1149 | 1150 | 1151 | 1152 | 1153 | 1154 | 1155 | 1156 | 1157 | 1158 | 1159 | 1160 | 1161 | 1162 | 1163 | 1164 | 1165 | 1166 | 1167 | 1168 | 1169 | 1170 | 1171 | 1172 | 1173 | 1174 | 1175 | 1176 | 1177 | 1178 | 1179 | 1180 | 1181 | 1182 | 1183 | 1184 | 1185 | 1186 | 1187 | 1188 | 1189 | 1190 | 1191 | 1192 | 1193 | 1194 | 1195 | 1196 | 1197 | 1198 | 1199 | 1200 | 1201 | 1202 | 1203 | 1204 | 1205 | 1206 | 1207 | 1208 | 1209 | 1210 | 1211 | 1212 | 1213 | 1214 | 1215 | 1216 | 1217 | 1218 | 1219 | 1220 | 1221 | 1222 | 1223 | 1224 | 1225 | 1226 | 1227 | 1228 | 1229 | 1230 | 1231 | 1232 | 1233 | 1234 | 1235 | 1236 | 1237 | 1238 | 1239 | 1240 | 1241 | 1242 | 1243 | 1244 | 1245 | 1246 | 1247 | 1248 | 1249 | 1250 | 1251 | 1252 | 1253 | 1254 | 1255 | 1256 | 1257 | 1258 | 1259 | 1260 | 1261 | 1262 | 1263 | 1264 | 1265 | 1266 | 1267 | 1268 | 1269 | 1270 | 1271 | 1272 | 1273 | 1274 | 1275 | 1276 | 1277 | 1278 | 1279 | 1280 | 1281 | 1282 | 1283 | 1284 | 1285 | 1286 | 1287 | 1288 | 1289 | 1290 | 1291 | 1292 | 1293 | 1294 | 1295 | 1296 | 1297 | 1298 | 1299 | 1300 | 1301 | 1302 | 1303 | 1304 | 1305 | 1306 | 1307 | 1308 | 1309 | 1310 | 1311 | 1312 | 1313 | 1314 | 1315 | 1316 | 1317 | 1318 | 1319 | 1320 | 1321 | 1322 | 1323 | 1324 | 1325 | 1326 | 1327 | 1328 | 1329 | 1330 | 1331 | 1332 | 1333 | 1334 | 1335 | 1336 | 1337 | 1338 | 1339 | 1340 | 1341 | 1342 | 1343 | 1344 | 1345 | 1346 | 1347 | 1348 | 1349 | 1350 | 1351 | 1352 | 1353 | 1354 | 1355 | 1356 | 1357 | 1358 | 1359 | 1360 | 1361 | 1362 | 1363 | 1364 | 1365 | 1366 | 1367 | 1368 | 1369 | 1370 | 1371 | 1372 | 1373 | 1374 | 1375 | 1376 | 1377 | 1378 | 1379 | 1380 | 1381 | 1382 | 1383 | 1384 | 1385 | 1386 | 1387 | 1388 | 1389 | 1390 | 1391 | 1392 | 1393 | 1394 | 1395 | 1396 | 1397 | 1398 | 1399 | 1400 | 1401 | 1402 | 1403 | 1404 | 1405 | 1406 | 1407 | 1408 | 1409 | 1410 | 1411 | 1412 | 1413 | 1414 | 1415 | 1416 | 1417 | 1418 | 1419 | 1420 | 1421 | 1422 | 1423 | 1424 | 1425 | 1426 | 1427 | 1428 | 1429 | 1430 | 1431 | 1432 | 1433 | 1434 | 1435 | 1436 | 1437 | 1438 | 1439 | 1440 | 1441 | 1442 | 1443 | 1444 | 1445 | 1446 | 1447 | 1448 | 1449 | 1450 | 1451 | 1452 | 1453 | 1454 | 1455 | 1456 | 1457 | 1458 | 1459 | 1460 | 1461 | 1462 | 1463 | 1464 | 1465 | 1466 | 1467 | 1468 | 1469 | 1470 | 1471 | 1472 | 1473 | 1474 | 1475 | 1476 | 1477 | 1478 | 1479 | 1480 | 1481 | 1482 | 1483 | 1484 | 1485 | 1486 | 1487 | 1488 | 1489 | 1490 | 1491 | 1492 | 1493 | 1494 | 1495 | 1496 | 1497 | 1498 | 1499 | 1500 | 1501 | 1502 | 1503 | 1504 | 1505 | 1506 | 1507 | 1508 | 1509 | 1510 | 1511 | 1512 | 1513 | 1514 | 1515 | 1516 | 1517 | 1518 | 1519 | 1520 | 1521 | 1522 | 1523 | 1524 | 1525 | 1526 | 1527 | 1528 | 1529 | 1530 | 1531 | 1532 | 1533 | 1534 | 1535 | 1536 | 1537 | 1538 | 1539 | 1540 | 1541 | 1542 | 1543 | 1544 | 1545 | 1546 | 1547 | 1548 | 1549 | 1550 | 1551 | 1552 | 1553 | 1554 | 1555 | 1556 | 1557 | 1558 | 1559 | 1560 | 1561 | 1562 | 1563 | 1564 | 1565 | 1566 | 1567 | 1568 | 1569 | 1570 | 1571 | 1572 | 1573 | 1574 | 1575 | 1576 | 1577 | 1578 | 1579 | 1580 | 1581 | 1582 | 1583 | 1584 | 1585 | 1586 | 1587 | 1588 | 1589 | 1590 | 1591 | 1592 | 1593 | 1594 | 1595 | 1596 | 1597 | 1598 | 1599 | 1600 | 1601 | 1602 | 1603 | 1604 | 1605 | 1606 | 1607 | 1608 | 1609 | 1610 | 1611 | 1612 | 1613 | 1614 | 1615 | 1616 | 1617 | 1618 | 1619 | 1620 | 1621 | 1622 | 1623 | 1624 | 1625 | 1626 | 1627 | 1628 | 1629 | 1630 | 1631 | 1632 | 1633 | 1634 | 1635 | 1636 | 1637 | 1638 | 1639 | 1640 | 1641 | 1642 | 1643 | 1644 | 1645 | 1646 | 1647 | 1648 | 1649 | 1650 | 1651 | 1652 | 1653 | 1654 | 1655 | 1656 | 1657 | 1658 | 1659 | 1660 | 1661 | 1662 | 1663 | 1664 | 1665 | 1666 | 1667 | 1668 | 1669 | 1670 | 1671 | 1672 | 1673 | 1674 | 1675 | 1676 | 1677 | 1678 | 1679 | 1680 | 1681 | 1682 | 1683 | 1684 | 1685 | 1686 | 1687 | 1688 | 1689 | 1690 | 1691 | 1692 | 1693 | 1694 | 1695 | 1696 | 1697 | 1698 | 1699 | 1700 | 1701 | 1702 | 1703 | 1704 | 1705 | 1706 | 1707 | 1708 | 1709 | 1710 | 1711 | 1712 | 1713 | 1714 | 1715 | 1716 | 1717 | 1718 | 1719 | 1720 | 1721 | 1722 | 1723 | 1724 | 1725 | 1726 | 1727 | 1728 | 1729 | 1730 | 1731 | 1732 | 1733 | 1734 | 1735 | 1736 | 1737 | 1738 | 1739 | 1740 | 1741 | 1742 | 1743 | 1744 | 1745 | 1746 | 1747 | 1748 | 1749 | 1750 | 1751 | 1752 | 1753 | 1754 | 1755 | 1756 | 1757 | 1758 | 1759 | 1760 | 1761 | 1762 | 1763 | 1764 | 1765 | 1766 | 1767 | 1768 | 1769 | 1770 | 1771 | 1772 | 1773 | 1774 | 1775 | 1776 | 1777 | 1778 | 1779 | 1780 | 1781 | 1782 | 1783 | 1784 | 1785 | 1786 | 1787 | 1788 | 1789 | 1790 | 1791 | 1792 | 1793 | 1794 | 1795 | 1796 | 1797 | 1798 | 1799 | 1800 | 1801 | 1802 | 1803 | 1804 | 1805 | 1806 | 1807 | 1808 | 1809 | 1810 | 1811 | 1812 | 1813 | 1814 | 1815 | 1816 | 1817 | 1818 | 1819 | 1820 | 1821 | 1822 | 1823 | 1824 | 1825 | 1826 | 1827 | 1828 | 1829 | 1830 | 1831 | 1832 | 1833 | 1834 | 1835 | 1836 | 1837 | 1838 | 1839 | 1840 | 1841 | 1842 | 1843 | 1844 | 1845 | 1846 | 1847 | 1848 | 1849 | 1850 | 1851 | 1852 | 1853 | 1854 | 1855 | 1856 | 1857 | 1858 | 1859 | 1860 | 1861 | 1862 | 1863 | 1864 | 1865 | 1866 | 1867 | 1868 | 1869 | 1870 | 1871 | 1872 | 1873 | 1874 | 1875 | 1876 | 1877 | 1878 | 1879 | 1880 | 1881 | 1882 | 1883 | 1884 | 1885 | 1886 | 1887 | 1888 | 1889 | 1890 | 1891 | 1892 | 1893 | 1894 | 1895 | 1896 | 1897 | 1898 | 1899 | 1900 | 1901 | 1902 | 1903 | 1904 | 1905 | 1906 | 1907 | 1908 | 1909 | 1910 | 1911 | 1912 | 1913 | 1914 | 1915 | 1916 | 1917 | 1918 | 1919 | 1920 | 1921 | 1922 | 1923 | 1924 | 1925 | 1926 | 1927 | 1928 | 1929 | 1930 | 1931 | 1932 | 1933 | 1934 | 1935 | 1936 | 1937 | 1938 | 1939 | 1940 | 1941 | 1942 | 1943 | 1944 | 1945 | 1946 | 1947 | 1948 | 1949 | 1950 | 1951 | 1952 | 1953 | 1954 | 1955 | 1956 | 1957 | 1958 | 1959 | 1960 | 1961 | 1962 | 1963 | 1964 | 1965 | 1966 | 1967 | 1968 | 1969 | 1970 | 1971 | 1972 | 1973 | 1974 | 1975 | 1976 | 1977 | 1978 | 1979 | 1980 | 1981 | 1982 | 1983 | 1984 | 1985 | 1986 | 1987 | 1988 | 1989 | 1990 | 1991 | 1992 | 1993 | 1994 | 1995 | 1996 | 1997 | 1998 | 1999 | 2000 | 2001 | 2002 | 2003 | 2004 | 2005 | 2006 | 2007 | 2008 | 2009 | 2010 | 2011 | 2012 | 2013 | 2014 | 2015 | 2016 | 2017 | 2018 | 2019 | 2020 | 2021 | 2022 | 2023 | 2024 | 2025 | 2026 | 2027 | 2028 | 2029 | 2030 | 2031 | 2032 | 2033 | 2034 | 2035 | 2036 | 2037 | 2038 | 2039 | 2040 | 2041 | 2042 | 2043 | 2044 | 2045 | 2046 | 2047 | 2048 | 2049 | 2050 | 2051 | 2052 | 2053 | 2054 | 2055 | 2056 | 2057 | 2058 | 2059 | 2060 | 2061 | 2062 | 2063 | 2064 | 2065 | 2066 | 2067 | 2068 | 2069 | 2070 | 2071 | 2072 | 2073 | 2074 | 2075 | 2076 | 2077 | 2078 | 2079 | 2080 | 2081 | 2082 | 2083 | 2084 | 2085 | 2086 | 2087 | 2088 | 2089 | 2090 | 2091 | 2092 | 2093 | 2094 | 2095 | 2096 | 2097 | 2098 | 2099 | 2100 | 2101 | 2102 | 2103 | 2104 | 2105 | 2106 | 2107 | 2108 | 2109 | 2110 | 2111 | 2112 | 2113 | 2114 | 2115 | 2116 | 2117 | 2118 | 2119 | 2120 | 2121 | 2122 | 2123 | 2124 | 2125 | 2126 | 2127 | 2128 | 2129 | 2130 | 2131 | 2132 | 2133 | 2134 | 2135 | 2136 | 2137 | 2138 | 2139 | 2140 | 2141 | 2142 | 2143 | 2144 | 2145 | 2146 | 2147 | 2148 | 2149 | 2150 | 2151 | 2152 | 2153 | 2154 | 2155 | 2156 | 2157 | 2158 | 2159 | 2160 | 2161 | 2162 | 2163 | 2164 | 2165 | 2166 | 2167 | 2168 | 2169 | 2170 | 2171 | 2172 | 2173 | 2174 | 2175 | 2176 | 2177 | 2178 | 2179 | 2180 | 2181 | 2182 | 2183 | 2184 | 2185 | 2186 | 2187 | 2188 | 2189 | 2190 | 2191 | 2192 | 2193 | 2194 | 2195 | 2196 | 2197 | 2198 | 2199 | 2200 | 2201 | 2202 | 2203 | 2204 | 2205 | 2206 | 2207 | 2208 | 2209 | 2210 | 2211 | 2212 | 2213 | 2214 | 2215 | 2216 | 2217 | 2218 | 2219 | 2220 | 2221 | 2222 | 2223 | 2224 | 2225 | 2226 | 2227 | 2228 | 2229 | 2230 | 2231 | 2232 | 2233 | 2234 | 2235 | 2236 | 2237 | 2238 | 2239 | 2240 | 2241 | 2242 | 2243 | 2244 | 2245 | 2246 | 2247 | 2248 | 2249 | 2250 | 2251 | 2252 | 2253 | 2254 | 2255 | 2256 | 2257 | 2258 | 2259 | 2260 | 2261 | 2262 | 2263 | 2264 | 2265 | 2266 | 2267 | 2268 | 2269 | 2270 | 2271 | 2272 | 2273 | 2274 | 2275 | 2276 | 2277 | 2278 | 2279 | 2280 | 2281 | 2282 | 2283 | 2284 | 2285 | 2286 | 2287 | 2288 | 2289 | 2290 | 2291 | 2292 | 2293 | 2294 | 2295 | 2296 | 2297 | 2298 | 2299 | 2300 | 2301 | 2302 | 2303 | 2304 | 2305 | 2306 | 2307 | 2308 | 2309 | 2310 | 2311 | 2312 | 2313 | 2314 | 2315 | 2316 | 2317 | 2318 | 2319 | 2320 | 2321 | 2322 | 2323 | 2324 | 2325 | 2326 | 2327 | 2328 | 2329 | 2330 | 2331 | 2332 | 2333 | 2334 | 2335 | 2336 | 2337 | 2338 | 2339 | 2340 | 2341 | 2342 | 2343 | 2344 | 2345 | 2346 | 2347 | 2348 | 2349 | 2350 | 2351 | 2352 | 2353 | 2354 | 2355 | 2356 | 2357 | 2358 | 2359 | 2360 | 2361 | 2362 | 2363 | 2364 | 2365 | 2366 | 2367 | 2368 | 2369 | 2370 | 2371 | 2372 | 2373 | 2374 | 2375 | 2376 | 2377 | 2378 | 2379 | 2380 | 2381 | 2382 | 2383 | 2384 | 2385 | 2386 | 2387 | 2388 | 2389 | 2390 | 2391 | 2392 | 2393 | 2394 | 2395 | 2396 | 2397 | 2398 | 2399 | 2400 | 2401 | 2402 | 2403 | 2404 | 2405 | 2406 | 2407 | 2408 | 2409 | 2410 | 2411 | 2412 | 2413 | 2414 | 2415 | 2416 | 2417 | 2418 | 2419 | 2420 | 2421 | 2422 | 2423 | 2424 | 2425 | 2426 | 2427 | 2428 | 2429 | 2430 | 2431 | 2432 | 2433 | 2434 | 2435 | 2436 | 2437 | 2438 | 2439 | 2440 | 2441 | 2442 | 2443 | 2444 | 2445 | 2446 | 2447 | 2448 | 2449 | 2450 | 2451 | 2452 | 2453 | 2454 | 2455 | 2456 | 2457 | 2458 | 2459 | 2460 | 2461 | 2462 | 2463 | 2464 | 2465 | 2466 | 2467 | 2468 | 2469 | 2470 | 2471 | 2472 | 2473 | 2474 | 2475 | 2476 | 2477 | 2478 | 2479 | 2480 | 2481 | 2482 | 2483 | 2484 | 2485 | 2486 | 2487 | 2488 | 2489 | 2490 | 2491 | 2492 | 2493 | 2494 | 2495 | 2496 | 2497 | 2498 | 2499 | 2500 | 2501 | 2502 | 2503 | 2504 | 2505 | 2506 | 2507 | 2508 | 2509 | 2510 | 2511 | 2512 | 2513 | 2514 | 2515 | 2516 | 2517 | 2518 | 2519 | 2520 | 2521 | 2522 | 2523 | 2524 | 2525 | 2526 | 2527 | 2528 | 2529 | 2530 | 2531 | 2532 | 2533 | 2534 | 2535 | 2536 | 2537 | 2538 | 2539 | 2540 | 2541 | 2542 | 2543 | 2544 | 2545 | 2546 | 2547 | 2548 | 2549 | 2550 | 2551 | 2552 | 2553 | 2554 | 2555 | 2556 | 2557 | 2558 | 2559 | 2560 | 2561 | 2562 | 2563 | 2564 | 2565 | 2566 | 2567 | 2568 | 2569 | 2570 | 2571 | 2572 | 2573 | 2574 | 2575 | 2576 | 2577 | 2578 | 2579 | 2580 | 2581 | 2582 | 2583 | 2584 | 2585 | 2586 | 2587 | 2588 | 2589 | 2590 | 2591 | 2592 | 2593 | 2594 | 2595 | 2596 | 2597 | 2598 | 2599 | 2600 | 2601 | 2602 | 2603 | 2604 | 2605 | 2606 | 2607 | 2608 | 2609 | 2610 | 2611 | 2612 | 2613 | 2614 | 2615 | 2616 | 2617 | 2618 | 2619 | 2620 | 2621 | 2622 | 2623 | 2624 | 2625 | 2626 | 2627 | 2628 | 2629 | 2630 | 2631 | 2632 | 2633 | 2634 | 2635 | 2636 | 2637 | 2638 | 2639 | 2640 | 2641 | 2642 | 2643 | 2644 | 2645 | 2646 | 2647 | 2648 | 2649 | 2650 | 2651 | 2652 | 2653 | 2654 | 2655 | 2656 | 2657 | 2658 | 2659 | 2660 | 2661 | 2662 | 2663 | 2664 | 2665 | 2666 | 2667 | 2668 | 2669 | 2670 | 2671 | 2672 | 2673 | 2674 | 2675 | 2676 | 2677 | 2678 | 2679 | 2680 | 2681 | 2682 | 2683 | 2684 | 2685 | 2686 | 2687 | 2688 | 2689 | 2690 | 2691 | 2692 | 2693 | 2694 | 2695 | 2696 | 2697 | 2698 | 2699 | 2700 | 2701 | 2702 | 2703 | 2704 | 2705 | 2706 | 2707 | 2708 | 2709 | 2710 | 2711 | 2712 | 2713 | 2714 | 2715 | 2716 | 2717 | 2718 | 2719 | 2720 | 2721 | 2722 | 2723 | 2724 | 2725 | 2726 | 2727 | 2728 | 2729 | 2730 | 2731 | 2732 | 2733 | 2734 | 2735 | 2736 | 2737 | 2738 | 2739 | 2740 | 2741 | 2742 | 2743 | 2744 | 2745 | 2746 | 2747 | 2748 | 2749 | 2750 | 2751 | 2752 | 2753 | 2754 | 2755 | 2756 | 2757 | 2758 | 2759 | 2760 | 2761 | 2762 | 2763 | 2764 | 2765 | 2766 | 2767 | 2768 | 2769 | 2770 | 2771 | 2772 | 2773 | 2774 | 2775 | 2776 | 2777 | 2778 | 2779 | 2780 | 2781 | 2782 | 2783 | 2784 | 2785 | 2786 | 2787 | 2788 | 2789 | 2790 | 2791 | 2792 | 2793 | 2794 | 2795 | 2796 | 2797 | 2798 | 2799 | 2800 | 2801 | 2802 | 2803 | 2804 | 2805 | 2806 | 2807 | 2808 | 2809 | 2810 | 2811 | 2812 | 2813 | 2814 | 2815 | 2816 | 2817 | 2818 | 2819 | 2820 | 2821 | 2822 | 2823 | 2824 | 2825 | 2826 | 2827 | 2828 | 2829 | 2830 | 2831 | 2832 | 2833 | 2834 | 2835 | 2836 | 2837 | 2838 | 2839 | 2840 | 2841 | 2842 | 2843 | 2844 | 2845 | 2846 | 2847 | 2848 | 2849 | 2850 | 2851 | 2852 | 2853 | 2854 | 2855 | 2856 | 2857 | 2858 | 2859 | 2860 | 2861 | 2862 | 2863 | 2864 | 2865 | 2866 | 2867 | 2868 | 2869 | 2870 | 2871 | 2872 | 2873 | 2874 | 2875 | 2876 | 2877 | 2878 | 2879 | 2880 | 2881 | 2882 | 2883 | 2884 | 2885 | 2886 | 2887 | 2888 | 2889 | 2890 | 2891 | 2892 | 2893 | 2894 | 2895 | 2896 | 2897 | 2898 | 2899 | 2900 | 2901 | 2902 | 2903 | 2904 | 2905 | 2906 | 2907 | 2908 | 2909 | 2910 | 2911 | 2912 | 2913 | 2914 | 2915 | 2916 | 2917 | 2918 | 2919 | 2920 | 2921 | 2922 | 2923 | 2924 | 2925 | 2926 | 2927 | 2928 | 2929 | 2930 | 2931 | 2932 | 2933 | 2934 | 2935 | 2936 | 2937 | 2938 | 2939 | 2940 | 2941 | 2942 | 2943 | 2944 | 2945 | 2946 | 2947 | 2948 | 2949 | 2950 | 2951 | 2952 | 2953 | 2954 | 2955 | 2956 | 2957 | 2958 | 2959 | 2960 | 2961 | 2962 | 2963 | 2964 | 2965 | 2966 | 2967 | 2968 | 2969 | 2970 | 2971 | 2972 | 2973 | 2974 | 2975 | 2976 | 2977 | 2978 | 2979 | 2980 | 2981 | 2982 | 2983 | 2984 | 2985 | 2986 | 2987 | 2988 | 2989 | 2990 | 2991 | 2992 | 2993 | 2994 | 2995 | 2996 | 2997 | 2998 | 2999 | 3000 | 3001 | 3002 | 3003 | 3004 | 3005 | 3006 | 3007 | 3008 | 3009 | 3010 | 3011 | 3012 | 3013 | 3014 | 3015 | 3016 | 3017 | 3018 | 3019 | 3020 | 3021 | 3022 | 3023 | 3024 | 3025 | 3026 | 3027 | 3028 | 3029 | 3030 | 3031 | 3032 | 3033 | 3034 | 3035 | 3036 | 3037 | 3038 | 3039 | 3040 | 3041 | 3042 | 3043 | 3044 | 3045 | 3046 | 3047 | 3048 | 3049 | 3050 | 3051 | 3052 | 3053 | 3054 | 3055 | 3056 | 3057 | 3058 | 3059 | 3060 | 3061 | 3062 | 3063 | 3064 | 3065 | 3066 | 3067 | 3068 | 3069 | 3070 | 3071 | 3072 | 3073 | 3074 | 3075 | 3076 | 3077 | 3078 | 3079 | 3080 | 3081 | 3082 | 3083 | 3084 | 3085 | 3086 | 3087 | 3088 | 3089 | 3090 | 3091 | 3092 | 3093 | 3094 | 3095 | 3096 | 3097 | 3098 | 3099 | 3100 | 3101 | 3102 | 3103 | 3104 | 3105 | 3106 | 3107 | 3108 | 3109 | 3110 | 3111 | 3112 | 3113 | 3114 | 3115 | 3116 | 3117 | 3118 | 3119 | 3120 | 3121 | 3122 | 3123 | 3124 | 3125 | 3126 | 3127 | 3128 | 3129 | 3130 | 3131 | 3132 | 3133 | 3134 | 3135 | 3136 | 3137 | 3138 | 3139 | 3140 | 3141 | 3142 | 3143 | 3144 | 3145 | 3146 | 3147 | 3148 | 3149 | 3150 | 3151 | 3152 | 3153 | 3154 | 3155 | 3156 | 3157 | 3158 | 3159 | 3160 | 3161 | 3162 | 3163 | 3164 | 3165 | 3166 | 3167 | 3168 | 3169 | 3170 | 3171 | 3172 | 3173 | 3174 | 3175 | 3176 | 3177 | 3178 | 3179 | 3180 | 3181 | 3182 | 3183 | 3184 | 3185 | 3186 | 3187 | 3188 | 3189 | 3190 | 3191 | 3192 | 3193 | 3194 | 3195 | 3196 | 3197 | 3198 | 3199 | 3200 | 3201 | 3202 | 3203 | 3204 | 3205 | 3206 | 3207 | 3208 | 3209 | 3210 | 3211 | 3212 | 3213 | 3214 | 3215 | 3216 | 3217 | 3218 | 3219 | 3220 | 3221 | 3222 | 3223 | 3224 | 3225 | 3226 | 3227 | 3228 | 3229 | 3230 | 3231 | 3232 | 3233 | 3234 | 3235 | 3236 | 3237 | 3238 | 3239 | 3240 | 3241 | 3242 | 3243 | 3244 | 3245 | 3246 | 3247 | 3248 | 3249 | 3250 | 3251 | 3252 | 3253 | 3254 | 3255 | 3256 | 3257 | 3258 | 3259 | 3260 | 3261 | 3262 | 3263 | 3264 | 3265 | 3266 | 3267 | 3268 | 3269 | 3270 | 3271 | 3272 | 3273 | 3274 | 3275 | 3276 | 3277 | 3278 | 3279 | 3280 | 3281 | 3282 | 3283 | 3284 | 3285 | 3286 | 3287 | 3288 | 3289 | 3290 | 3291 | 3292 | 3293 | 3294 | 3295 | 3296 | 3297 | 3298 | 3299 | 3300 | 3301 | 3302 | 3303 | 3304 | 3305 | 3306 | 3307 | 3308 | 3309 | 3310 | 3311 | 3312 | 3313 | 3314 | 3315 | 3316 | 3317 | 3318 | 3319 | 3320 | 3321 | 3322 | 3323 | 3324 | 3325 | 3326 | 3327 | 3328 | 3329 | 3330 | 3331 | 3332 | 3333 | 3334 | 3335 | 3336 | 3337 | 3338 | 3339 | 3340 | 3341 | 3342 | 3343 | 3344 | 3345 | 3346 | 3347 | 3348 | 3349 | 3350 | 3351 | 3352 | 3353 | 3354 | 3355 | 3356 | 3357 | 3358 | 3359 | 3360 | 3361 | 3362 | 3363 | 3364 | 3365 | 3366 | 3367 | 3368 | 3369 | 3370 | 3371 | 3372 | 3373 | 3374 | 3375 | 3376 | 3377 | 3378 | 3379 | 3380 | 3381 | 3382 | 3383 | 3384 | 3385 | 3386 | 3387 | 3388 | 3389 | 3390 | 3391 | 3392 | 3393 | 3394 | 3395 | 3396 | 3397 | 3398 | 3399 | 3400 | 3401 | 3402 | 3403 | 3404 | 3405 | 3406 | 3407 | 3408 | 3409 | 3410 | 3411 | 3412 | 3413 | 3414 | 3415 | 3416 | 3417 | 3418 | 3419 | 3420 | 3421 | 3422 | 3423 | 3424 | 3425 | 3426 | 3427 | 3428 | 3429 | 3430 | 3431 | 3432 | 3433 | 3434 | 3435 | 3436 | 3437 | 3438 | 3439 | 3440 | 3441 | 3442 | 3443 | 3444 | 3445 | 3446 | 3447 | 3448 | 3449 | 3450 | 3451 | 3452 | 3453 | 3454 | 3455 | 3456 | 3457 | 3458 | 3459 | 3460 | 3461 | 3462 | 3463 | 3464 | 3465 | 3466 | 3467 | 3468 | 3469 | 3470 | 3471 | 3472 | 3473 | 3474 | 3475 | 3476 | 3477 | 3478 | 3479 | 3480 | 3481 | 3482 | 3483 | 3484 | 3485 | 3486 | 3487 | 3488 | 3489 | 3490 | 3491 | 3492 | 3493 | 3494 | 3495 | 3496 | 3497 | 3498 | 3499 | 3500 | 3501 | 3502 | 3503 | 3504 | 3505 | 3506 | 3507 | 3508 | 3509 | 3510 | 3511 | 3512 | 3513 | 3514 | 3515 | 3516 | 3517 | 3518 | 3519 | 3520 | 3521 | 3522 | 3523 | 3524 | 3525 | 3526 | 3527 | 3528 | 3529 | 3530 | 3531 | 3532 | 3533 | 3534 | 3535 | 3536 | 3537 | 3538 | 3539 | 3540 | 3541 | 3542 | 3543 | 3544 | 3545 | 3546 | 3547 | 3548 | 3549 | 3550 | 3551 | 3552 | 3553 | 3554 | 3555 | 3556 | 3557 | 3558 | 3559 | 3560 | 3561 | 3562 | 3563 | 3564 | 3565 | 3566 | 3567 | 3568 | 3569 | 3570 | 3571 | 3572 | 3573 | 3574 | 3575 | 3576 | 3577 | 3578 | 3579 | 3580 | 3581 | 3582 | 3583 | 3584 | 3585 | 3586 | 3587 | 3588 | 3589 | 3590 | 3591 | 3592 | 3593 | 3594 | 3595 | 3596 | 3597 | 3598 | 3599 | 3600 | 3601 | 3602 | 3603 | 3604 | 3605 | 3606 | 3607 | 3608 | 3609 | 3610 | 3611 | 3612 | 3613 | 3614 | 3615 | 3616 | 3617 | 3618 | 3619 | 3620 | 3621 | 3622 | 3623 | 3624 | 3625 | 3626 | 3627 | 3628 | 3629 | 3630 | 3631 | 3632 | 3633 | 3634 | 3635 | 3636 | 3637 | 3638 | 3639 | 3640 | 3641 | 3642 | 3643 | 3644 | 3645 | 3646 | 3647 | 3648 | 3649 | 3650 | 3651 | 3652 | 3653 | 3654 | 3655 | 3656 | 3657 | 3658 | 3659 | 3660 | 3661 | 3662 | 3663 | 3664 | 3665 | 3666 | 3667 | 3668 | 3669 | 3670 | 3671 | 3672 | 3673 | 3674 | 3675 | 3676 | 3677 | 3678 | 3679 | 3680 | 3681 | 3682 | 3683 | 3684 | 3685 | 3686 | 3687 | 3688 | 3689 | 3690 | 3691 | 3692 | 3693 | 3694 | 3695 | 3696 | 3697 | 3698 | 3699 | 3700 | 3701 | 3702 | 3703 | 3704 | 3705 | 3706 | 3707 | 3708 | 3709 | 3710 | 3711 | 3712 | 3713 | 3714 | 3715 | 3716 | 3717 | 3718 | 3719 | 3720 | 3721 | 3722 | 3723 | 3724 | 3725 | 3726 | 3727 | 3728 | 3729 | 3730 | 3731 | 3732 | 3733 | 3734 | 3735 | 3736 | 3737 | 3738 | 3739 | 3740 | 3741 | 3742 | 3743 | 3744 | 3745 | 3746 | 3747 | 3748 | 3749 | 3750 | 3751 | 3752 | 3753 | 3754 | 3755 | 3756 | 3757 | 3758 | 3759 | 3760 | 3761 | 3762 | 3763 | 3764 | 3765 | 3766 | 3767 | 3768 | 3769 | 3770 | 3771 | 3772 | 3773 | 3774 | 3775 | 3776 | 3777 | 3778 | 3779 | 3780 | 3781 | 3782 | 3783 | 3784 | 3785 | 3786 | 3787 | 3788 | 3789 | 3790 | 3791 | 3792 | 3793 | 3794 | 3795 | 3796 | 3797 | 3798 | 3799 | 3800 | 3801 | 3802 | 3803 | 3804 | 3805 | 3806 | 3807 | 3808 | 3809 | 3810 | 3811 | 3812 | 3813 | 3814 | 3815 | 3816 | 3817 | 3818 | 3819 | 3820 | 3821 | 3822 | 3823 | 3824 | 3825 | 3826 | 3827 | 3828 | 3829 | 3830 | 3831 | 3832 | 3833 | 3834 | 3835 | 3836 | 3837 | 3838 | 3839 | 3840 | 3841 | 3842 | 3843 | 3844 | 3845 | 3846 | 3847 | 3848 | 3849 | 3850 | 3851 | 3852 | 3853 | 3854 | 3855 | 3856 | 3857 | 3858 | 3859 | 3860 | 3861 | 3862 | 3863 | 3864 | 3865 | 3866 | 3867 | 3868 | 3869 | 3870 | 3871 | 3872 | 3873 | 3874 | 3875 | 3876 | 3877 | 3878 | 3879 | 3880 | 3881 | 3882 | 3883 | 3884 | 3885 | 3886 | 3887 | 3888 | 3889 | 3890 | 3891 | 3892 | 3893 | 3894 | 3895 | 3896 | 3897 | 3898 | 3899 | 3900 | 3901 | 3902 | 3903 | 3904 | 3905 | 3906 | 3907 | 3908 | 3909 | 3910 | 3911 | 3912 | 3913 | 3914 | 3915 | 3916 | 3917 | 3918 | 3919 | 3920 | 3921 | 3922 | 3923 | 3924 | 3925 | 3926 | 3927 | 3928 | 3929 | 3930 | 3931 | 3932 | 3933 | 3934 | 3935 | 3936 | 3937 | 3938 | 3939 | 3940 | 3941 | 3942 | 3943 | 3944 | 3945 | 3946 | 3947 | 3948 | 3949 | 3950 | 3951 | 3952 | 3953 | 3954 | 3955 | 3956 | 3957 | 3958 | 3959 | 3960 | 3961 | 3962 | 3963 | 3964 | 3965 | 3966 | 3967 | 3968 | 3969 | 3970 | 3971 | 3972 | 3973 | 3974 | 3975 | 3976 | 3977 | 3978 | 3979 | 3980 | 3981 | 3982 | 3983 | 3984 | 3985 | 3986 | 3987 | 3988 | 3989 | 3990 | 3991 | 3992 | 3993 | 3994 | 3995 | 3996 | 3997 | 3998 | 3999 | 4000 | 4001 | 4002 | 4003 | 4004 | 4005 | 4006 | 4007 | 4008 | 4009 | 4010 | 4011 | 4012 | 4013 | 4014 | 4015 | 4016 | 4017 | 4018 | 4019 | 4020 | 4021 | 4022 | 4023 | 4024 | 4025 | 4026 | 4027 | 4028 | 4029 | 4030 | 4031 | 4032 | 4033 | 4034 | 4035 | 4036 | 4037 | 4038 | 4039 | 4040 | 4041 | 4042 | 4043 | 4044 | 4045 | 4046 | 4047 | 4048 | 4049 | 4050 | 4051 | 4052 | 4053 | 4054 | 4055 | 4056 | 4057 | 4058 | 4059 | 4060 | 4061 | 4062 | 4063 | 4064 | 4065 | 4066 | 4067 | 4068 | 4069 | 4070 | 4071 | 4072 | 4073 | 4074 | 4075 | 4076 | 4077 | 4078 | 4079 | 4080 | 4081 | 4082 | 4083 | 4084 | 4085 | 4086 | 4087 | 4088 | 4089 | 4090 | 4091 | 4092 | 4093 | 4094 | 4095 | 4096 | 4097 | 4098 | 4099 | 4100 | 4101 | 4102 | 4103 | 4104 | 4105 | 4106 | 4107 | 4108 | 4109 | 4110 | 4111 | 4112 | 4113 | 4114 | 4115 | 4116 | 4117 | 4118 | 4119 | 4120 | 4121 | 4122 | 4123 | 4124 | 4125 | 4126 | 4127 | 4128 | 4129 | 4130 | 4131 | 4132 | 4133 | 4134 | 4135 | 4136 | 4137 | 4138 | 4139 | 4140 | 4141 | 4142 | 4143 | 4144 | 4145 | 4146 | 4147 | 4148 | 4149 | 4150 | 4151 | 4152 | 4153 | 4154 | 4155 | 4156 | 4157 | 4158 | 4159 | 4160 | 4161 | 4162 | 4163 | 4164 | 4165 | 4166 | 4167 | 4168 | 4169 | 4170 | 4171 | 4172 | 4173 | 4174 | 4175 | 4176 | 4177 | 4178 | 4179 | 4180 | 4181 | 4182 | 4183 | 4184 | 4185 | 4186 | 4187 | 4188 | 4189 | 4190 | 4191 | 4192 | 4193 | 4194 | 4195 | 4196 | 4197 | 4198 | 4199 | 4200 | 4201 | 4202 | 4203 | 4204 | 4205 | 4206 | 4207 | 4208 | 4209 | 4210 | 4211 | 4212 | 4213 | 4214 | 4215 | 4216 | 4217 | 4218 | 4219 | 4220 | 4221 | 4222 | 4223 | 4224 | 4225 | 4226 | 4227 | 4228 | 4229 | 4230 | 4231 | 4232 | 4233 | 4234 | 4235 | 4236 | 4237 | 4238 | 4239 | 4240 | 4241 | 4242 | 4243 | 4244 | 4245 | 4246 | 4247 | 4248 | 4249 | 4250 | 4251 | 4252 | 4253 | 4254 | 4255 | 4256 | 4257 | 4258 | 4259 | 4260 | 4261 | 4262 | 4263 | 4264 | 4265 | 4266 | 4267 | 4268 | 4269 | 4270 | 4271 | 4272 | 4273 | 4274 | 4275 | 4276 | 4277 | 4278 | 4279 | 4280 | 4281 | 4282 | 4283 | 4284 | 4285 | 4286 | 4287 | 4288 | 4289 | 4290 | 4291 | 4292 | 4293 | 4294 | 4295 | 4296 | 4297 | 4298 | 4299 | 4300 | 4301 | 4302 | 4303 | 4304 | 4305 | 4306 | 4307 | 4308 | 4309 | 4310 | 4311 | 4312 | 4313 | 4314 | 4315 | 4316 | 4317 | 4318 | 4319 | 4320 | 4321 | 4322 | 4323 | 4324 | 4325 | 4326 | 4327 | 4328 | 4329 | 4330 | 4331 | 4332 | 4333 | 4334 | 4335 | 4336 | 4337 | 4338 | 4339 | 4340 | 4341 | 4342 | 4343 | 4344 | 4345 | 4346 | 4347 | 4348 | 4349 | 4350 | 4351 | 4352 | 4353 | 4354 | 4355 | 4356 | 4357 | 4358 | 4359 | 4360 | 4361 | 4362 | 4363 | 4364 | 4365 | 4366 | 4367 | 4368 | 4369 | 4370 | 4371 | 4372 | 4373 | 4374 | 4375 | 4376 | 4377 | 4378 | 4379 | 4380 | 4381 | 4382 | 4383 | 4384 | 4385 | 4386 | 4387 | 4388 | 4389 | 4390 | 4391 | 4392 | 4393 | 4394 | 4395 | 4396 | 4397 | 4398 | 4399 | 4400 | 4401 | 4402 | 4403 | 4404 | 4405 | 4406 | 4407 | 4408 | 4409 | 4410 | 4411 | 4412 | 4413 | 4414 | 4415 | 4416 | 4417 | 4418 | 4419 | 4420 | 4421 | 4422 | 4423 | 4424 | 4425 | 4426 | 4427 | 4428 | 4429 | 4430 | 4431 | 4432 | 4433 | 4434 | 4435 | 4436 | 4437 | 4438 | 4439 | 4440 | 4441 | 4442 | 4443 | 4444 | 4445 | 4446 | 4447 | 4448 | 4449 | 4450 | 4451 | 4452 | 4453 | 4454 | 4455 | 4456 | 4457 | 4458 | 4459 | 4460 | 4461 | 4462 | 4463 | 4464 | 4465 | 4466 | 4467 | 4468 | 4469 | 4470 | 4471 | 4472 | 4473 | 4474 | 4475 | 4476 | 4477 | 4478 | 4479 | 4480 | 4481 | 4482 | 4483 | 4484 | 4485 | 4486 | 4487 | 4488 | 4489 | 4490 | 4491 | 4492 | 4493 | 4494 | 4495 | 4496 | 4497 | 4498 | 4499 | 4500 | 4501 | 4502 | 4503 | 4504 | 4505 | 4506 | 4507 | 4508 | 4509 | 4510 | 4511 | 4512 | 4513 | 4514 | 4515 | 4516 | 4517 | 4518 | 4519 | 4520 | 4521 | 4522 | 4523 | 4524 | 4525 | 4526 | 4527 | 4528 | 4529 | 4530 | 4531 | 4532 | 4533 | 4534 | 4535 | 4536 | 4537 | 4538 | 4539 | 4540 | 4541 | 4542 | 4543 | 4544 | 4545 | 4546 | 4547 | 4548 | 4549 | 4550 | 4551 | 4552 | 4553 | 4554 | 4555 | 4556 | 4557 | 4558 | 4559 | 4560 | 4561 | 4562 | 4563 | 4564 | 4565 | 4566 | 4567 | 4568 | 4569 | 4570 | 4571 | 4572 | 4573 | 4574 | 4575 | 4576 | 4577 | 4578 | 4579 | 4580 | 4581 | 4582 | 4583 | 4584 | 4585 | 4586 | 4587 | 4588 | 4589 | 4590 | 4591 | 4592 | 4593 | 4594 | 4595 | 4596 | 4597 | 4598 | 4599 | 4600 | 4601 | 4602 | 4603 | 4604 | 4605 | 4606 | 4607 | 4608 | 4609 | 4610 | 4611 | 4612 | 4613 | 4614 | 4615 | 4616 | 4617 | 4618 | 4619 | 4620 | 4621 | 4622 | 4623 | 4624 | 4625 | 4626 | 4627 | 4628 | 4629 | 4630 | 4631 | 4632 | 4633 | 4634 | 4635 | 4636 | 4637 | 4638 | 4639 | 4640 | 4641 | 4642 | 4643 | 4644 | 4645 | 4646 | 4647 | 4648 | 4649 | 4650 | 4651 | 4652 | 4653 | 4654 | 4655 | 4656 | 4657 | 4658 | 4659 | 4660 | 4661 | 4662 | 4663 | 4664 | 4665 | 4666 | 4667 | 4668 | 4669 | 4670 | 4671 | 4672 | 4673 | 4674 | 4675 | 4676 | 4677 | 4678 | 4679 | 4680 | 4681 | 4682 | 4683 | 4684 | 4685 | 4686 | 4687 | 4688 | 4689 | 4690 | 4691 | 4692 | 4693 | 4694 | 4695 | 4696 | 4697 | 4698 | 4699 | 4700 | 4701 | 4702 | 4703 | 4704 | 4705 | 4706 | 4707 | 4708 | 4709 | 4710 | 4711 | 4712 | 4713 | 4714 | 4715 | 4716 | 4717 | 4718 | 4719 | 4720 | 4721 | 4722 | 4723 | 4724 | 4725 | 4726 | 4727 | 4728 | 4729 | 4730 | 4731 | 4732 | 4733 | 4734 | 4735 | 4736 | 4737 | 4738 | 4739 | 4740 | 4741 | 4742 | 4743 | 4744 | 4745 | 4746 | 4747 | 4748 | 4749 | 4750 | 4751 | 4752 | 4753 | 4754 | 4755 | 4756 | 4757 | 4758 | 4759 | 4760 | 4761 | 4762 | 4763 | 4764 | 4765 | 4766 | 4767 | 4768 | 4769 | 4770 | 4771 | 4772 | 4773 | 4774 | 4775 | 4776 | 4777 | 4778 | 4779 | 4780 | 4781 | 4782 | 4783 | 4784 | 4785 | 4786 | 4787 | 4788 | 4789 | 4790 | 4791 | 4792 | 4793 | 4794 | 4795 | 4796 | 4797 | 4798 | 4799 | 4800 | 4801 | 4802 | 4803 | 4804 | 4805 | 4806 | 4807 | 4808 | 4809 | 4810 | 4811 | 4812 | 4813 | 4814 | 4815 | 4816 | 4817 | 4818 | 4819 | 4820 | 4821 | 4822 | 4823 | 4824 | 4825 | 4826 | 4827 | 4828 | 4829 | 4830 | 4831 | 4832 | 4833 | 4834 | 4835 | 4836 | 4837 | 4838 | 4839 | 4840 | 4841 | 4842 | 4843 | 4844 | 4845 | 4846 | 4847 | 4848 | 4849 | 4850 | 4851 | 4852 | 4853 | 4854 | 4855 | 4856 | 4857 | 4858 | 4859 | 4860 | 4861 | 4862 | 4863 | 4864 | 4865 | 4866 | 4867 | 4868 | 4869 | 4870 | 4871 | 4872 | 4873 | 4874 | 4875 | 4876 | 4877 | 4878 | 4879 | 4880 | 4881 | 4882 | 4883 | 4884 | 4885 | 4886 | 4887 | 4888 | 4889 | 4890 | 4891 | 4892 | 4893 | 4894 | 4895 | 4896 | 4897 | 4898 | 4899 | 4900 | 4901 | 4902 | 4903 | 4904 | 4905 | 4906 | 4907 | 4908 | 4909 | 4910 | 4911 | 4912 | 4913 | 4914 | 4915 | 4916 | 4917 | 4918 | 4919 | 4920 | 4921 | 4922 | 4923 | 4924 | 4925 | 4926 | 4927 | 4928 | 4929 | 4930 | 4931 | 4932 | 4933 | 4934 | 4935 | 4936 | 4937 | 4938 | 4939 | 4940 | 4941 | 4942 | 4943 | 4944 | 4945 | 4946 | 4947 | 4948 | 4949 | 4950 | 4951 | 4952 | 4953 | 4954 | 4955 | 4956 | 4957 | 4958 | 4959 | 4960 | 4961 | 4962 | 4963 | 4964 | 4965 | 4966 | 4967 | 4968 | 4969 | 4970 | 4971 | 4972 | 4973 | 4974 | 4975 | 4976 | 4977 | 4978 | 4979 | 4980 | 4981 | 4982 | 4983 | 4984 | 4985 | 4986 | 4987 | 4988 | 4989 | 4990 | 4991 | 4992 | 4993 | 4994 | 4995 | 4996 | 4997 | 4998 | 4999 | 5000 | 5001 | 5002 | 5003 | 5004 | 5005 | 5006 | 5007 | 5008 | 5009 | 5010 | 5011 | 5012 | 5013 | 5014 | 5015 | 5016 | 5017 | 5018 | 5019 | 5020 | 5021 | 5022 | 5023 | 5024 | 5025 | 5026 | 5027 | 5028 | 5029 | 5030 | 5031 | 5032 | 5033 | 5034 | 5035 | 5036 | 5037 | 5038 | 5039 | 5040 | 5041 | 5042 | 5043 | 5044 | 5045 | 5046 | 5047 | 5048 | 5049 | 5050 | 5051 | 5052 | 5053 | 5054 | 5055 | 5056 | 5057 | 5058 | 5059 | 5060 | 5061 | 5062 | 5063 | 5064 | 5065 | 5066 | 5067 | 5068 | 5069 | 5070 | 5071 | 5072 | 5073 | 5074 | 5075 | 5076 | 5077 | 5078 | 5079 | 5080 | 5081 | 5082 | 5083 | 5084 | 5085 | 5086 | 5087 | 5088 | 5089 | 5090 | 5091 | 5092 | 5093 | 5094 | 5095 | 5096 | 5097 | 5098 | 5099 | 5100 | 5101 | 5102 | 5103 | 5104 | 5105 | 5106 | 5107 | 5108 | 5109 | 5110 | 5111 | 5112 | 5113 | 5114 | 5115 | 5116 | 5117 | 5118 | 5119 | 5120 | 5121 | 5122 | 5123 | 5124 | 5125 | 5126 | 5127 | 5128 | 5129 | 5130 | 5131 | 5132 | 5133 | 5134 | 5135 | 5136 | 5137 | 5138 | 5139 | 5140 | 5141 | 5142 | 5143 | 5144 | 5145 | 5146 | 5147 | 5148 | 5149 | 5150 | 5151 | 5152 | 5153 | 5154 | 5155 | 5156 | 5157 | 5158 | 5159 | 5160 | 5161 | 5162 | 5163 | 5164 | 5165 | 5166 | 5167 | 5168 | 5169 | 5170 | 5171 | 5172 | 5173 | 5174 | 5175 | 5176 | 5177 | 5178 | 5179 | 5180 | 5181 | 5182 | 5183 | 5184 | 5185 | 5186 | 5187 | 5188 | 5189 | 5190 | 5191 | 5192 | 5193 | 5194 | 5195 | 5196 | 5197 | 5198 | 5199 | 5200 | 5201 | 5202 | 5203 | 5204 | 5205 | 5206 | 5207 | 5208 | 5209 | 5210 | 5211 | 5212 | 5213 | 5214 | 5215 | 5216 | 5217 | 5218 | 5219 | 5220 | 5221 | 5222 | 5223 | 5224 | 5225 | 5226 | 5227 | 5228 | 5229 | 5230 | 5231 | 5232 | 5233 | 5234 | 5235 | 5236 | 5237 | 5238 | 5239 | 5240 | 5241 | 5242 | 5243 | 5244 | 5245 | 5246 | 5247 | 5248 | 5249 | 5250 | 5251 | 5252 | 5253 | 5254 | 5255 | 5256 | 5257 | 5258 | 5259 | 5260 | 5261 | 5262 | 5263 | 5264 | 5265 | 5266 | 5267 | 5268 | 5269 | 5270 | 5271 | 5272 | 5273 | 5274 | 5275 | 5276 | 5277 | 5278 | 5279 | 5280 | 5281 | 5282 | 5283 | 5284 | 5285 | 5286 | 5287 | 5288 | 5289 | 5290 | 5291 | 5292 | 5293 | 5294 | 5295 | 5296 | 5297 | 5298 | 5299 | 5300 | 5301 | 5302 | 5303 | 5304 | 5305 | 5306 | 5307 | 5308 | 5309 | 5310 | 5311 | 5312 | 5313 | 5314 | 5315 | 5316 | 5317 | 5318 | 5319 | 5320 | 5321 | 5322 | 5323 | 5324 | 5325 | 5326 | 5327 | 5328 | 5329 | 5330 | 5331 | 5332 | 5333 | 5334 | 5335 | 5336 | 5337 | 5338 | 5339 | 5340 | 5341 | 5342 | 5343 | 5344 | 5345 | 5346 | 5347 | 5348 | 5349 | 5350 | 5351 | 5352 | 5353 | 5354 | 5355 | 5356 | 5357 | 5358 | 5359 | 5360 | 5361 | 5362 | 5363 | 5364 | 5365 | 5366 | 5367 | 5368 | 5369 | 5370 | 5371 | 5372 | 5373 | 5374 | 5375 | 5376 | 5377 | 5378 | 5379 | 5380 | 5381 | 5382 | 5383 | 5384 | 5385 | 5386 | 5387 | 5388 | 5389 | 5390 | 5391 | 5392 | 5393 | 5394 | 5395 | 5396 | 5397 | 5398 | 5399 | 5400 | 5401 | 5402 | 5403 | 5404 | 5405 | 5406 | 5407 | 5408 | 5409 | 5410 | 5411 | 5412 | 5413 | 5414 | 5415 | 5416 | 5417 | 5418 | 5419 | 5420 | 5421 | 5422 | 5423 | 5424 | 5425 | 5426 | 5427 | 5428 | 5429 | 5430 | 5431 | 5432 | 5433 | 5434 | 5435 | 5436 | 5437 | 5438 | 5439 | 5440 | 5441 | 5442 | 5443 | 5444 | 5445 | 5446 | 5447 | 5448 | 5449 | 5450 | 5451 | 5452 | 5453 | 5454 | 5455 | 5456 | 5457 | 5458 | 5459 | 5460 | 5461 | 5462 | 5463 | 5464 | 5465 | 5466 | 5467 | 5468 | 5469 | 5470 | 5471 | 5472 | 5473 | 5474 | 5475 | 5476 | 5477 | 5478 | 5479 | 5480 | 5481 | 5482 | 5483 | 5484 | 5485 | 5486 | 5487 | 5488 | 5489 | 5490 | 5491 | 5492 | 5493 | 5494 | 5495 | 5496 | 5497 | 5498 | 5499 | 5500 | 5501 | 5502 | 5503 | 5504 | 5505 | 5506 | 5507 | 5508 | 5509 | 5510 | 5511 | 5512 | 5513 | 5514 | 5515 | 5516 | 5517 | 5518 | 5519 | 5520 | 5521 | 5522 | 5523 | 5524 | 5525 | 5526 | 5527 | 5528 | 5529 | 5530 | 5531 | 5532 | 5533 | 5534 | 5535 | 5536 | 5537 | 5538 | 5539 | 5540 | 5541 | 5542 | 5543 | 5544 | 5545 | 5546 | 5547 | 5548 | 5549 | 5550 | 5551 | 5552 | 5553 | 5554 | 5555 | 5556 | 5557 | 5558 | 5559 | 5560 | 5561 | 5562 | 5563 | 5564 | 5565 | 5566 | 5567 | 5568 | 5569 | 5570 | 5571 | 5572 | 5573 | 5574 | 5575 | 5576 | 5577 | 5578 | 5579 | 5580 | 5581 | 5582 | 5583 | 5584 | 5585 | 5586 | 5587 | 5588 | 5589 | 5590 | 5591 | 5592 | 5593 | 5594 | 5595 | 5596 | 5597 | 5598 | 5599 | 5600 | 5601 | 5602 | 5603 | 5604 | 5605 | 5606 | 5607 | 5608 | 5609 | 5610 | 5611 | 5612 | 5613 | 5614 | 5615 | 5616 | 5617 | 5618 | 5619 | 5620 | 5621 | 5622 | 5623 | 5624 | 5625 | 5626 | 5627 | 5628 | 5629 | 5630 | 5631 | 5632 | 5633 | 5634 | 5635 | 5636 | 5637 | 5638 | 5639 | 5640 | 5641 | 5642 | 5643 | 5644 | 5645 | 5646 | 5647 | 5648 | 5649 | 5650 | 5651 | 5652 | 5653 | 5654 | 5655 | 5656 | 5657 | 5658 | 5659 | 5660 | 5661 | 5662 | 5663 | 5664 | 5665 | 5666 | 5667 | 5668 | 5669 | 5670 | 5671 | 5672 | 5673 | 5674 | 5675 | 5676 | 5677 | 5678 | 5679 | 5680 | 5681 | 5682 | 5683 | 5684 | 5685 | 5686 | 5687 | 5688 | 5689 | 5690 | 5691 | 5692 | 5693 | 5694 | 5695 | 5696 | 5697 | 5698 | 5699 | 5700 | 5701 | 5702 | 5703 | 5704 | 5705 | 5706 | 5707 | 5708 | 5709 | 5710 | 5711 | 5712 | 5713 | 5714 | 5715 | 5716 | 5717 | 5718 | 5719 | 5720 | 5721 | 5722 | 5723 | 5724 | 5725 | 5726 | 5727 | 5728 | 5729 | 5730 | 5731 | 5732 | 5733 | 5734 | 5735 | 5736 | 5737 | 5738 | 5739 | 5740 | 5741 | 5742 | 5743 | 5744 | 5745 | 5746 | 5747 | 5748 | 5749 | 5750 | 5751 | 5752 | 5753 | 5754 | 5755 | 5756 | 5757 | 5758 | 5759 | 5760 | 5761 | 5762 | 5763 | 5764 | 5765 | 5766 | 5767 | 5768 | 5769 | 5770 | 5771 | 5772 | 5773 | 5774 | 5775 | 5776 | 5777 | 5778 | 5779 | 5780 | 5781 | 5782 | 5783 | 5784 | 5785 | 5786 | 5787 | 5788 | 5789 | 5790 | 5791 | 5792 | 5793 | 5794 | 5795 | 5796 | 5797 | 5798 | 5799 | 5800 | 5801 | 5802 | 5803 | 5804 | 5805 | 5806 | 5807 | 5808 | 5809 | 5810 | 5811 | 5812 | 5813 | 5814 | 5815 | 5816 | 5817 | 5818 | 5819 | 5820 | 5821 | 5822 | 5823 | 5824 | 5825 | 5826 | 5827 | 5828 | 5829 | 5830 | 5831 | 5832 | 5833 | 5834 | 5835 | 5836 | 5837 | 5838 | 5839 | 5840 | 5841 | 5842 | 5843 | 5844 | 5845 | 5846 | 5847 | 5848 | 5849 | 5850 | 5851 | 5852 | 5853 | 5854 | 5855 | 5856 | 5857 | 5858 | 5859 | 5860 | 5861 | 5862 | 5863 | 5864 | 5865 | 5866 | 5867 | 5868 | 5869 | 5870 | 5871 | 5872 | 5873 | 5874 | 5875 | 5876 | 5877 | 5878 | 5879 | 5880 | 5881 | 5882 | 5883 | 5884 | 5885 | 5886 | 5887 | 5888 | 5889 | 5890 | 5891 | 5892 | 5893 | 5894 | 5895 | 5896 | 5897 | 5898 | 5899 | 5900 | 5901 | 5902 | 5903 | 5904 | 5905 | 5906 | 5907 | 5908 | 5909 | 5910 | 5911 | 5912 | 5913 | 5914 | 5915 | 5916 | 5917 | 5918 | 5919 | 5920 | 5921 | 5922 | 5923 | 5924 | 5925 | 5926 | 5927 | 5928 | 5929 | 5930 | 5931 | 5932 | 5933 | 5934 | 5935 | 5936 | 5937 | 5938 | 5939 | 5940 | 5941 | 5942 | 5943 | 5944 | 5945 | 5946 | 5947 | 5948 | 5949 | 5950 | 5951 | 5952 | 5953 | 5954 | 5955 | 5956 | 5957 | 5958 | 5959 | 5960 | 5961 | 5962 | 5963 | 5964 | 5965 | 5966 | 5967 | 5968 | 5969 | 5970 | 5971 | 5972 | 5973 | 5974 | 5975 | 5976 | 5977 | 5978 | 5979 | 5980 | 5981 | 5982 | 5983 | 5984 | 5985 | 5986 | 5987 | 5988 | 5989 | 5990 | 5991 | 5992 | 5993 | 5994 | 5995 | 5996 | 5997 | 5998 | 5999 | 6000 | 6001 | 6002 | 6003 | 6004 | 6005 | 6006 | 6007 | 6008 | 6009 | 6010 | 6011 | 6012 | 6013 | 6014 | 6015 | 6016 | 6017 | 6018 | 6019 | 6020 | 6021 | 6022 | 6023 | 6024 | 6025 | 6026 | 6027 | 6028 | 6029 | 6030 | 6031 | 6032 | 6033 | 6034 | 6035 | 6036 | 6037 | 6038 | 6039 | 6040 | 6041 | 6042 | 6043 | 6044 | 6045 | 6046 | 6047 | 6048 | 6049 | 6050 | 6051 | 6052 | 6053 | 6054 | 6055 | 6056 | 6057 | 6058 | 6059 | 6060 | 6061 | 6062 | 6063 | 6064 | 6065 | 6066 | 6067 | 6068 | 6069 | 6070 | 6071 | 6072 | 6073 | 6074 | 6075 | 6076 | 6077 | 6078 | 6079 | 6080 | 6081 | 6082 | 6083 | 6084 | 6085 | 6086 | 6087 | 6088 | 6089 | 6090 | 6091 | 6092 | 6093 | 6094 | 6095 | 6096 | 6097 | 6098 | 6099 | 6100 | 6101 | 6102 | 6103 | 6104 | 6105 | 6106 | 6107 | 6108 | 6109 | 6110 | 6111 | 6112 | 6113 | 6114 | 6115 | 6116 | 6117 | 6118 | 6119 | 6120 | 6121 | 6122 | 6123 | 6124 | 6125 | 6126 | 6127 | 6128 | 6129 | 6130 | 6131 | 6132 | 6133 | 6134 | 6135 | 6136 | 6137 | 6138 | 6139 | 6140 | 6141 | 6142 | 6143 | 6144 | 6145 | 6146 | 6147 | 6148 | 6149 | 6150 | 6151 | 6152 | 6153 | 6154 | 6155 | 6156 | 6157 | 6158 | 6159 | 6160 | 6161 | 6162 | 6163 | 6164 | 6165 | 6166 | 6167 | 6168 | 6169 | 6170 | 6171 | 6172 | 6173 | 6174 | 6175 | 6176 | 6177 | 6178 | 6179 | 6180 | 6181 | 6182 | 6183 | 6184 | 6185 | 6186 | 6187 | 6188 | 6189 | 6190 | 6191 | 6192 | 6193 | 6194 | 6195 | 6196 | 6197 | 6198 | 6199 | 6200 | 6201 | 6202 | 6203 | 6204 | 6205 | 6206 | 6207 | 6208 | 6209 | 6210 | 6211 | 6212 | 6213 | 6214 | 6215 | 6216 | 6217 | 6218 | 6219 | 6220 | 6221 | 6222 | 6223 | 6224 | 6225 | 6226 | 6227 | 6228 | 6229 | 6230 | 6231 | 6232 | 6233 | 6234 | 6235 | 6236 | 6237 | 6238 | 6239 | 6240 | 6241 | 6242 | 6243 | 6244 | 6245 | 6246 | 6247 | 6248 | 6249 | 6250 | 6251 | 6252 | 6253 | 6254 | 6255 | 6256 | 6257 | 6258 | 6259 | 6260 | 6261 | 6262 | 6263 | 6264 | 6265 | 6266 | 6267 | 6268 | 6269 | 6270 | 6271 | 6272 | 6273 | 6274 | 6275 | 6276 | 6277 | 6278 | 6279 | 6280 | 6281 | 6282 | 6283 | 6284 | 6285 | 6286 | 6287 | 6288 | 6289 | 6290 | 6291 | 6292 | 6293 | 6294 | 6295 | 6296 | 6297 | 6298 | 6299 | 6300 | 6301 | 6302 | 6303 | 6304 | 6305 | 6306 | 6307 | 6308 | 6309 | 6310 | 6311 | 6312 | 6313 | 6314 | 6315 | 6316 | 6317 | 6318 | 6319 | 6320 | 6321 | 6322 | 6323 | 6324 | 6325 | 6326 | 6327 | 6328 | 6329 | 6330 | 6331 | 6332 | 6333 | 6334 | 6335 | 6336 | 6337 | 6338 | 6339 | 6340 | 6341 | 6342 | 6343 | 6344 | 6345 | 6346 | 6347 | 6348 | 6349 | 6350 | 6351 | 6352 | 6353 | 6354 | 6355 | 6356 | 6357 | 6358 | 6359 | 6360 | 6361 | 6362 | 6363 | 6364 | 6365 | 6366 | 6367 | 6368 | 6369 | 6370 | 6371 | 6372 | 6373 | 6374 | 6375 | 6376 | 6377 | 6378 | 6379 | 6380 | 6381 | 6382 | 6383 | 6384 | 6385 | 6386 | 6387 | 6388 | 6389 | 6390 | 6391 | 6392 | 6393 | 6394 | 6395 | 6396 | 6397 | 6398 | 6399 | 6400 | 6401 | 6402 | 6403 | 6404 | 6405 | 6406 | 6407 | 6408 | 6409 | 6410 | 6411 | 6412 | 6413 | 6414 | 6415 | 6416 | 6417 | 6418 | 6419 | 6420 | 6421 | 6422 | 6423 | 6424 | 6425 | 6426 | 6427 | 6428 | 6429 | 6430 | 6431 | 6432 | 6433 | 6434 | 6435 | 6436 | 6437 | 6438 | 6439 | 6440 | 6441 | 6442 | 6443 | 6444 | 6445 | 6446 | 6447 | 6448 | 6449 | 6450 | 6451 | 6452 | 6453 | 6454 | 6455 | 6456 | 6457 | 6458 | 6459 | 6460 | 6461 | 6462 | 6463 | 6464 | 6465 | 6466 | 6467 | 6468 | 6469 | 6470 | 6471 | 6472 | 6473 | 6474 | 6475 | 6476 | 6477 | 6478 | 6479 | 6480 | 6481 | 6482 | 6483 | 6484 | 6485 | 6486 | 6487 | 6488 | 6489 | 6490 | 6491 | 6492 | 6493 | 6494 | 6495 | 6496 | 6497 | 6498 | 6499 | 6500 | 6501 | 6502 | 6503 | 6504 | 6505 | 6506 | 6507 | 6508 | 6509 | 6510 | 6511 | 6512 | 6513 | 6514 | 6515 | 6516 | 6517 | 6518 | 6519 | 6520 | 6521 | 6522 | 6523 | 6524 | 6525 | 6526 | 6527 | 6528 | 6529 | 6530 | 6531 | 6532 | 6533 | 6534 | 6535 | 6536 | 6537 | 6538 | 6539 | 6540 | 6541 | 6542 | 6543 | 6544 | 6545 | 6546 | 6547 | 6548 | 6549 | 6550 | 6551 | 6552 | 6553 | 6554 | 6555 | 6556 | 6557 | 6558 | 6559 | 6560 | 6561 | 6562 | 6563 | 6564 | 6565 | 6566 | 6567 | 6568 | 6569 | 6570 | 6571 | 6572 | 6573 | 6574 | 6575 | 6576 | 6577 | 6578 | 6579 | 6580 | 6581 | 6582 | 6583 | 6584 | 6585 | 6586 | 6587 | 6588 | 6589 | 6590 | 6591 | 6592 | 6593 | 6594 | 6595 | 6596 | 6597 | 6598 | 6599 | 6600 | 6601 | 6602 | 6603 | 6604 | 6605 | 6606 | 6607 | 6608 | 6609 | 6610 | 6611 | 6612 | 6613 | 6614 | 6615 | 6616 | 6617 | 6618 | 6619 | 6620 | 6621 | 6622 | 6623 | 6624 | 6625 | 6626 | 6627 | 6628 | 6629 | 6630 | 6631 | 6632 | 6633 | 6634 | 6635 | 6636 | 6637 | 6638 | 6639 | 6640 | 6641 | 6642 | 6643 | 6644 | 6645 | 6646 | 6647 | 6648 | 6649 | 6650 | 6651 | 6652 | 6653 | 6654 | 6655 | 6656 | 6657 | 6658 | 6659 | 6660 | 6661 | 6662 | 6663 | 6664 | 6665 | 6666 | 6667 | 6668 | 6669 | 6670 | 6671 | 6672 | 6673 | 6674 | 6675 | 6676 | 6677 | 6678 | 6679 | 6680 | 6681 | 6682 | 6683 | 6684 | 6685 | 6686 | 6687 | 6688 | 6689 | 6690 | 6691 | 6692 | 6693 | 6694 | 6695 | 6696 | 6697 | 6698 | 6699 | 6700 | 6701 | 6702 | 6703 | 6704 | 6705 | 6706 | 6707 | 6708 | 6709 | 6710 | 6711 | 6712 | 6713 | 6714 | 6715 | 6716 | 6717 | 6718 | 6719 | 6720 | 6721 | 6722 | 6723 | 6724 | 6725 | 6726 | 6727 | 6728 | 6729 | 6730 | 6731 | 6732 | 6733 | 6734 | 6735 | 6736 | 6737 | 6738 | 6739 | 6740 | 6741 | 6742 | 6743 | 6744 | 6745 | 6746 | 6747 | 6748 | 6749 | 6750 | 6751 | 6752 | 6753 | 6754 | 6755 | 6756 | 6757 | 6758 | 6759 | 6760 | 6761 | 6762 | 6763 | 6764 | 6765 | 6766 | 6767 | 6768 | 6769 | 6770 | 6771 | 6772 | 6773 | 6774 | 6775 | 6776 | 6777 | 6778 | 6779 | 6780 | 6781 | 6782 | 6783 | 6784 | 6785 | 6786 | 6787 | 6788 | 6789 | 6790 | 6791 | 6792 | 6793 | 6794 | 6795 | 6796 | 6797 | 6798 | 6799 | 6800 | 6801 | 6802 | 6803 | 6804 | 6805 | 6806 | 6807 | 6808 | 6809 | 6810 | 6811 | 6812 | 6813 | 6814 | 6815 | 6816 | 6817 | 6818 | 6819 | 6820 | 6821 | 6822 | 6823 | 6824 | 6825 | 6826 | 6827 | 6828 | 6829 | 6830 | 6831 | 6832 | 6833 | 6834 | 6835 | 6836 | 6837 | 6838 | 6839 | 6840 | 6841 | 6842 | 6843 | 6844 | 6845 | 6846 | 6847 | 6848 | 6849 | 6850 | 6851 | 6852 | 6853 | 6854 | 6855 | 6856 | 6857 | 6858 | 6859 | 6860 | 6861 | 6862 | 6863 | 6864 | 6865 | 6866 | 6867 | 6868 | 6869 | 6870 | 6871 | 6872 | 6873 | 6874 | 6875 | 6876 | 6877 | 6878 | 6879 | 6880 | 6881 | 6882 | 6883 | 6884 | 6885 | 6886 | 6887 | 6888 | 6889 | 6890 | 6891 | 6892 | 6893 | 6894 | 6895 | 6896 | 6897 | 6898 | 6899 | 6900 | 6901 | 6902 | 6903 | 6904 | 6905 | 6906 | 6907 | 6908 | 6909 | 6910 | 6911 | 6912 | 6913 | 6914 | 6915 | 6916 | 6917 | 6918 | 6919 | 6920 | 6921 | 6922 | 6923 | 6924 | 6925 | 6926 | 6927 | 6928 | 6929 | 6930 | 6931 | 6932 | 6933 | 6934 | 6935 | 6936 | 6937 | 6938 | 6939 | 6940 | 6941 | 6942 | 6943 | 6944 | 6945 | 6946 | 6947 | 6948 | 6949 | 6950 | 6951 | 6952 | 6953 | 6954 | 6955 | 6956 | 6957 | 6958 | 6959 | 6960 | 6961 | 6962 | 6963 | 6964 | 6965 | 6966 | 6967 | 6968 | 6969 | 6970 | 6971 | 6972 | 6973 | 6974 | 6975 | 6976 | 6977 | 6978 | 6979 | 6980 | 6981 | 6982 | 6983 | 6984 | 6985 | 6986 | 6987 | 6988 | 6989 | 6990 | 6991 | 6992 | 6993 | 6994 | 6995 | 6996 | 6997 | 6998 | 6999 | 7000 | 7001 | 7002 | 7003 | 7004 | 7005 | 7006 | 7007 | 7008 | 7009 | 7010 | 7011 | 7012 | 7013 | 7014 | 7015 | 7016 | 7017 | 7018 | 7019 | 7020 | 7021 | 7022 | 7023 | 7024 | 7025 | 7026 | 7027 | 7028 | 7029 | 7030 | 7031 | 7032 | 7033 | 7034 | 7035 | 7036 | 7037 | 7038 | 7039 | 7040 | 7041 | 7042 | 7043 | 7044 | 7045 | 7046 | 7047 | 7048 | 7049 | 7050 | 7051 | 7052 | 7053 | 7054 | 7055 | 7056 | 7057 | 7058 | 7059 | 7060 | 7061 | 7062 | 7063 | 7064 | 7065 | 7066 | 7067 | 7068 | 7069 | 7070 | 7071 | 7072 | 7073 | 7074 | 7075 | 7076 | 7077 | 7078 | 7079 | 7080 | 7081 | 7082 | 7083 | 7084 | 7085 | 7086 | 7087 | 7088 | 7089 | 7090 | 7091 | 7092 | 7093 | 7094 | 7095 | 7096 | 7097 | 7098 | 7099 | 7100 | 7101 | 7102 | 7103 | 7104 | 7105 | 7106 | 7107 | 7108 | 7109 | 7110 | 7111 | 7112 | 7113 | 7114 | 7115 | 7116 | 7117 | 7118 | 7119 | 7120 | 7121 | 7122 | 7123 | 7124 | 7125 | 7126 | 7127 | 7128 | 7129 | 7130 | 7131 | 7132 | 7133 | 7134 | 7135 | 7136 | 7137 | 7138 | 7139 | 7140 | 7141 | 7142 | 7143 | 7144 | 7145 | 7146 | 7147 | 7148 | 7149 | 7150 | 7151 | 7152 | 7153 | 7154 | 7155 | 7156 | 7157 | 7158 | 7159 | 7160 | 7161 | 7162 | 7163 | 7164 | 7165 | 7166 | 7167 | 7168 | 7169 | 7170 | 7171 | 7172 | 7173 | 7174 | 7175 | 7176 | 7177 | 7178 | 7179 | 7180 | 7181 | 7182 | 7183 | 7184 | 7185 | 7186 | 7187 | 7188 | 7189 | 7190 | 7191 | 7192 | 7193 | 7194 | 7195 | 7196 | 7197 | 7198 | 7199 | 7200 | 7201 | 7202 | 7203 | 7204 | 7205 | 7206 | 7207 | 7208 | 7209 | 7210 | 7211 | 7212 | 7213 | 7214 | 7215 | 7216 | 7217 | 7218 | 7219 | 7220 | 7221 | 7222 | 7223 | 7224 | 7225 | 7226 | 7227 | 7228 | 7229 | 7230 | 7231 | 7232 | 7233 | 7234 | 7235 | 7236 | 7237 | 7238 | 7239 | 7240 | 7241 | 7242 | 7243 | 7244 | 7245 | 7246 | 7247 | 7248 | 7249 | 7250 | 7251 | 7252 | 7253 | 7254 | 7255 | 7256 | 7257 | 7258 | 7259 | 7260 | 7261 | 7262 | 7263 | 7264 | 7265 | 7266 | 7267 | 7268 | 7269 | 7270 | 7271 | 7272 | 7273 | 7274 | 7275 | 7276 | 7277 | 7278 | 7279 | 7280 | 7281 | 7282 | 7283 | 7284 | 7285 | 7286 | 7287 | 7288 | 7289 | 7290 | 7291 | 7292 | 7293 | 7294 | 7295 | 7296 | 7297 | 7298 | 7299 | 7300 | 7301 | 7302 | 7303 | 7304 | 7305 | 7306 | 7307 | 7308 | 7309 | 7310 | 7311 | 7312 | 7313 | 7314 | 7315 | 7316 | 7317 | 7318 | 7319 | 7320 | 7321 | 7322 | 7323 | 7324 | 7325 | 7326 | 7327 | 7328 | 7329 | 7330 | 7331 | 7332 | 7333 | 7334 | 7335 | 7336 | 7337 | 7338 | 7339 | 7340 | 7341 | 7342 | 7343 | 7344 | 7345 | 7346 | 7347 | 7348 | 7349 | 7350 | 7351 | 7352 | 7353 | 7354 | 7355 | 7356 | 7357 | 7358 | 7359 | 7360 | 7361 | 7362 | 7363 | 7364 | 7365 | 7366 | 7367 | 7368 | 7369 | 7370 | 7371 | 7372 | 7373 | 7374 | 7375 | 7376 | 7377 | 7378 | 7379 | 7380 | 7381 | 7382 | 7383 | 7384 | 7385 | 7386 | 7387 | 7388 | 7389 | 7390 | 7391 | 7392 | 7393 | 7394 | 7395 | 7396 | 7397 | 7398 | 7399 | 7400 | 7401 | 7402 | 7403 | 7404 | 7405 | 7406 | 7407 | 7408 | 7409 | 7410 | 7411 | 7412 | 7413 | 7414 | 7415 | 7416 | 7417 | 7418 | 7419 | 7420 | 7421 | 7422 | 7423 | 7424 | 7425 | 7426 | 7427 | 7428 | 7429 | 7430 | 7431 | 7432 | 7433 | 7434 | 7435 | 7436 | 7437 | 7438 | 7439 | 7440 | 7441 | 7442 | 7443 | 7444 | 7445 | 7446 | 7447 | 7448 | 7449 | 7450 | 7451 | 7452 | 7453 | 7454 | 7455 | 7456 | 7457 | 7458 | 7459 | 7460 | 7461 | 7462 | 7463 | 7464 | 7465 | 7466 | 7467 | 7468 | 7469 | 7470 | 7471 | 7472 | 7473 | 7474 | 7475 | 7476 | 7477 | 7478 | 7479 | 7480 | 7481 | 7482 | 7483 | 7484 | 7485 | 7486 | 7487 | 7488 | 7489 | 7490 | 7491 | 7492 | 7493 | 7494 | 7495 | 7496 | 7497 | 7498 | 7499 | 7500 | 7501 | 7502 | 7503 | 7504 | 7505 | 7506 | 7507 | 7508 | 7509 | 7510 | 7511 | 7512 | 7513 | 7514 | 7515 | 7516 | 7517 | 7518 | 7519 | 7520 | 7521 | 7522 | 7523 | 7524 | 7525 | 7526 | 7527 | 7528 | 7529 | 7530 | 7531 | 7532 | 7533 | 7534 | 7535 | 7536 | 7537 | 7538 | 7539 | 7540 | 7541 | 7542 | 7543 | 7544 | 7545 | 7546 | 7547 | 7548 | 7549 | 7550 | 7551 | 7552 | 7553 | 7554 | 7555 | 7556 | 7557 | 7558 | 7559 | 7560 | 7561 | 7562 | 7563 | 7564 | 7565 | 7566 | 7567 | 7568 | 7569 | 7570 | 7571 | 7572 | 7573 | 7574 | 7575 | 7576 | 7577 | 7578 | 7579 | 7580 | 7581 | 7582 | 7583 | 7584 | 7585 | 7586 | 7587 | 7588 | 7589 | 7590 | 7591 | 7592 | 7593 | 7594 | 7595 | 7596 | 7597 | 7598 | 7599 | 7600 | 7601 | 7602 | 7603 | 7604 | 7605 | 7606 | 7607 | 7608 | 7609 | 7610 | 7611 | 7612 | 7613 | 7614 | 7615 | 7616 | 7617 | 7618 | 7619 | 7620 | 7621 | 7622 | 7623 | 7624 | 7625 | 7626 | 7627 | 7628 | 7629 | 7630 | 7631 | 7632 | 7633 | 7634 | 7635 | 7636 | 7637 | 7638 | 7639 | 7640 | 7641 | 7642 | 7643 | 7644 | 7645 | 7646 | 7647 | 7648 | 7649 | 7650 | 7651 | 7652 | 7653 | 7654 | 7655 | 7656 | 7657 | 7658 | 7659 | 7660 | 7661 | 7662 | 7663 | 7664 | 7665 | 7666 | 7667 | 7668 | 7669 | 7670 | 7671 | 7672 | 7673 | 7674 | 7675 | 7676 | 7677 | 7678 | 7679 | 7680 | 7681 | 7682 | 7683 | 7684 | 7685 | 7686 | 7687 | 7688 | 7689 | 7690 | 7691 | 7692 | 7693 | 7694 | 7695 | 7696 | 7697 | 7698 | 7699 | 7700 | 7701 | 7702 | 7703 | 7704 | 7705 | 7706 | 7707 | 7708 | 7709 | 7710 | 7711 | 7712 | 7713 | 7714 | 7715 | 7716 | 7717 | 7718 | 7719 | 7720 | 7721 | 7722 | 7723 | 7724 | 7725 | 7726 | 7727 | 7728 | 7729 | 7730 | 7731 | 7732 | 7733 | 7734 | 7735 | 7736 | 7737 | 7738 | 7739 | 7740 | 7741 | 7742 | 7743 | 7744 | 7745 | 7746 | 7747 | 7748 | 7749 | 7750 | 7751 | 7752 | 7753 | 7754 | 7755 | 7756 | 7757 | 7758 | 7759 | 7760 | 7761 | 7762 | 7763 | 7764 | 7765 | 7766 | 7767 | 7768 | 7769 | 7770 | 7771 | 7772 | 7773 | 7774 | 7775 | 7776 | 7777 | 7778 | 7779 | 7780 | 7781 | 7782 | 7783 | 7784 | 7785 | 7786 | 7787 | 7788 | 7789 | 7790 | 7791 | 7792 | 7793 | 7794 | 7795 | 7796 | 7797 | 7798 | 7799 | 7800 | 7801 | 7802 | 7803 | 7804 | 7805 | 7806 | 7807 | 7808 | 7809 | 7810 | 7811 | 7812 | 7813 | 7814 | 7815 | 7816 | 7817 | 7818 | 7819 | 7820 | 7821 | 7822 | 7823 | 7824 | 7825 | 7826 | 7827 | 7828 | 7829 | 7830 | 7831 | 7832 | 7833 | 7834 | 7835 | 7836 | 7837 | 7838 | 7839 | 7840 | 7841 | 7842 | 7843 | 7844 | 7845 | 7846 | 7847 | 7848 | 7849 | 7850 | 7851 | 7852 | 7853 | 7854 | 7855 | 7856 | 7857 | 7858 | 7859 | 7860 | 7861 | 7862 | 7863 | 7864 | 7865 | 7866 | 7867 | 7868 | 7869 | 7870 | 7871 | 7872 | 7873 | 7874 | 7875 | 7876 | 7877 | 7878 | 7879 | 7880 | 7881 | 7882 | 7883 | 7884 | 7885 | 7886 | 7887 | 7888 | 7889 | 7890 | 7891 | 7892 | 7893 | 7894 | 7895 | 7896 | 7897 | 7898 | 7899 | 7900 | 7901 | 7902 | 7903 | 7904 | 7905 | 7906 | 7907 | 7908 | 7909 | 7910 | 7911 | 7912 | 7913 | 7914 | 7915 | 7916 | 7917 | 7918 | 7919 | 7920 | 7921 | 7922 | 7923 | 7924 | 7925 | 7926 | 7927 | 7928 | 7929 | 7930 | 7931 | 7932 | 7933 | 7934 | 7935 | 7936 | 7937 | 7938 | 7939 | 7940 | 7941 | 7942 | 7943 | 7944 | 7945 | 7946 | 7947 | 7948 | 7949 | 7950 | 7951 | 7952 | 7953 | 7954 | 7955 | 7956 | 7957 | 7958 | 7959 | 7960 | 7961 | 7962 | 7963 | 7964 | 7965 | 7966 | 7967 | 7968 | 7969 | 7970 | 7971 | 7972 | 7973 | 7974 | 7975 | 7976 | 7977 | 7978 | 7979 | 7980 | 7981 | 7982 | 7983 | 7984 | 7985 | 7986 | 7987 | 7988 | 7989 | 7990 | 7991 | 7992 | 7993 | 7994 | 7995 | 7996 | 7997 | 7998 | 7999 | 8000 | 8001 | 8002 | 8003 | 8004 | 8005 | 8006 | 8007 | 8008 | 8009 | 8010 | 8011 | 8012 | 8013 | 8014 | 8015 | 8016 | 8017 | 8018 | 8019 | 8020 | 8021 | 8022 | 8023 | 8024 | 8025 | 8026 | 8027 | 8028 | 8029 | 8030 | 8031 | 8032 | 8033 | 8034 | 8035 | 8036 | 8037 | 8038 | 8039 | 8040 | 8041 | 8042 | 8043 | 8044 | 8045 | 8046 | 8047 | 8048 | 8049 | 8050 | 8051 | 8052 | 8053 | 8054 | 8055 | 8056 | 8057 | 8058 | 8059 | 8060 | 8061 | 8062 | 8063 | 8064 | 8065 | 8066 | 8067 | 8068 | 8069 | 8070 | 8071 | 8072 | 8073 | 8074 | 8075 | 8076 | 8077 | 8078 | 8079 | 8080 | 8081 | 8082 | 8083 | 8084 | 8085 | 8086 | 8087 | 8088 | 8089 | 8090 | 8091 | 8092 | 8093 | 8094 | 8095 | 8096 | 8097 | 8098 | 8099 | 8100 | 8101 | 8102 | 8103 | 8104 | 8105 | 8106 | 8107 | 8108 | 8109 | 8110 | 8111 | 8112 | 8113 | 8114 | 8115 | 8116 | 8117 | 8118 | 8119 | 8120 | 8121 | 8122 | 8123 | 8124 | 8125 | 8126 | 8127 | 8128 | 8129 | 8130 | 8131 | 8132 | 8133 | 8134 | 8135 | 8136 | 8137 | 8138 | 8139 | 8140 | 8141 | 8142 | 8143 | 8144 | 8145 | 8146 | 8147 | 8148 | 8149 | 8150 | 8151 | 8152 | 8153 | 8154 | 8155 | 8156 | 8157 | 8158 | 8159 | 8160 | 8161 | 8162 | 8163 | 8164 | 8165 | 8166 | 8167 | 8168 | 8169 | 8170 | 8171 | 8172 | 8173 | 8174 | 8175 | 8176 | 8177 | 8178 | 8179 | 8180 | 8181 | 8182 | 8183 | 8184 | 8185 | 8186 | 8187 | 8188 | 8189 | 8190 | 8191 | 8192 | 8193 | 8194 | 8195 | 8196 | 8197 | 8198 | 8199 | 8200 | 8201 | 8202 | 8203 | 8204 | 8205 | 8206 | 8207 | 8208 | 8209 | 8210 | 8211 | 8212 | 8213 | 8214 | 8215 | 8216 | 8217 | 8218 | 8219 | 8220 | 8221 | 8222 | 8223 | 8224 | 8225 | 8226 | 8227 | 8228 | 8229 | 8230 | 8231 | 8232 | 8233 | 8234 | 8235 | 8236 | 8237 | 8238 | 8239 | 8240 | 8241 | 8242 | 8243 | 8244 | 8245 | 8246 | 8247 | 8248 | 8249 | 8250 | 8251 | 8252 | 8253 | 8254 | 8255 | 8256 | 8257 | 8258 | 8259 | 8260 | 8261 | 8262 | 8263 | 8264 | 8265 | 8266 | 8267 | 8268 | 8269 | 8270 | 8271 | 8272 | 8273 | 8274 | 8275 | 8276 | 8277 | 8278 | 8279 | 8280 | 8281 | 8282 | 8283 | 8284 | 8285 | 8286 | 8287 | 8288 | 8289 | 8290 | 8291 | 8292 | 8293 | 8294 | 8295 | 8296 | 8297 | 8298 | 8299 | 8300 | 8301 | 8302 | 8303 | 8304 | 8305 | 8306 | 8307 | 8308 | 8309 | 8310 | 8311 | 8312 | 8313 | 8314 | 8315 | 8316 | 8317 | 8318 | 8319 | 8320 | 8321 | 8322 | 8323 | 8324 | 8325 | 8326 | 8327 | 8328 | 8329 | 8330 | 8331 | 8332 | 8333 | 8334 | 8335 | 8336 | 8337 | 8338 | 8339 | 8340 | 8341 | 8342 | 8343 | 8344 | 8345 | 8346 | 8347 | 8348 | 8349 | 8350 | 8351 | 8352 | 8353 | 8354 | 8355 | 8356 | 8357 | 8358 | 8359 | 8360 | 8361 | 8362 | 8363 | 8364 | 8365 | 8366 | 8367 | 8368 | 8369 | 8370 | 8371 | 8372 | 8373 | 8374 | 8375 | 8376 | 8377 | 8378 | 8379 | 8380 | 8381 | 8382 | 8383 | 8384 | 8385 | 8386 | 8387 | 8388 | 8389 | 8390 | 8391 | 8392 | 8393 | 8394 | 8395 | 8396 | 8397 | 8398 | 8399 | 8400 | 8401 | 8402 | 8403 | 8404 | 8405 | 8406 | 8407 | 8408 | 8409 | 8410 | 8411 | 8412 | 8413 | 8414 | 8415 | 8416 | 8417 | 8418 | 8419 | 8420 | 8421 | 8422 | 8423 | 8424 | 8425 | 8426 | 8427 | 8428 | 8429 | 8430 | 8431 | 8432 | 8433 | 8434 | 8435 | 8436 | 8437 | 8438 | 8439 | 8440 | 8441 | 8442 | 8443 | 8444 | 8445 | 8446 | 8447 | 8448 | 8449 | 8450 | 8451 | 8452 | 8453 | 8454 | 8455 | 8456 | 8457 | 8458 | 8459 | 8460 | 8461 | 8462 | 8463 | 8464 | 8465 | 8466 | 8467 | 8468 | 8469 | 8470 | 8471 | 8472 | 8473 | 8474 | 8475 | 8476 | 8477 | 8478 | 8479 | 8480 | 8481 | 8482 | 8483 | 8484 | 8485 | 8486 | 8487 | 8488 | 8489 | 8490 | 8491 | 8492 | 8493 | 8494 | 8495 | 8496 | 8497 | 8498 | 8499 | 8500 | 8501 | 8502 | 8503 | 8504 | 8505 | 8506 | 8507 | 8508 | 8509 | 8510 | 8511 | 8512 | 8513 | 8514 | 8515 | 8516 | 8517 | 8518 | 8519 | 8520 | 8521 | 8522 | 8523 | 8524 | 8525 | 8526 | 8527 | 8528 | 8529 | 8530 | 8531 | 8532 | 8533 | 8534 | 8535 | 8536 | 8537 | 8538 | 8539 | 8540 | 8541 | 8542 | 8543 | 8544 | 8545 | 8546 | 8547 | 8548 | 8549 | 8550 | 8551 | 8552 | 8553 | 8554 | 8555 | 8556 | 8557 | 8558 | 8559 | 8560 | 8561 | 8562 | 8563 | 8564 | 8565 | 8566 | 8567 | 8568 | 8569 | 8570 | 8571 | 8572 | 8573 | 8574 | 8575 | 8576 | 8577 | 8578 | 8579 | 8580 | 8581 | 8582 | 8583 | 8584 | 8585 | 8586 | 8587 | 8588 | 8589 | 8590 | 8591 | 8592 | 8593 | 8594 | 8595 | 8596 | 8597 | 8598 | 8599 | 8600 | 8601 | 8602 | 8603 | 8604 | 8605 | 8606 | 8607 | 8608 | 8609 | 8610 | 8611 | 8612 | 8613 | 8614 | 8615 | 8616 | 8617 | 8618 | 8619 | 8620 | 8621 | 8622 | 8623 | 8624 | 8625 | 8626 | 8627 | 8628 | 8629 | 8630 | 8631 | 8632 | 8633 | 8634 | 8635 | 8636 | 8637 | 8638 | 8639 | 8640 | 8641 | 8642 | 8643 | 8644 | 8645 | 8646 | 8647 | 8648 | 8649 | 8650 | 8651 | 8652 | 8653 | 8654 | 8655 | 8656 | 8657 | 8658 | 8659 | 8660 | 8661 | 8662 | 8663 | 8664 | 8665 | 8666 | 8667 | 8668 | 8669 | 8670 | 8671 | 8672 | 8673 | 8674 | 8675 | 8676 | 8677 | 8678 | 8679 | 8680 | 8681 | 8682 | 8683 | 8684 | 8685 | 8686 | 8687 | 8688 | 8689 | 8690 | 8691 | 8692 | 8693 | 8694 | 8695 | 8696 | 8697 | 8698 | 8699 | 8700 | 8701 | 8702 | 8703 | 8704 | 8705 | 8706 | 8707 | 8708 | 8709 | 8710 | 8711 | 8712 | 8713 | 8714 | 8715 | 8716 | 8717 | 8718 | 8719 | 8720 | 8721 | 8722 | 8723 | 8724 | 8725 | 8726 | 8727 | 8728 | 8729 | 8730 | 8731 | 8732 | 8733 | 8734 | 8735 | 8736 | 8737 | 8738 | 8739 | 8740 | 8741 | 8742 | 8743 | 8744 | 8745 | 8746 | 8747 | 8748 | 8749 | 8750 | 8751 | 8752 | 8753 | 8754 | 8755 | 8756 | 8757 | 8758 | 8759 | 8760 | 8761 | 8762 | 8763 | 8764 | 8765 | 8766 | 8767 | 8768 | 8769 | 8770 | 8771 | 8772 | 8773 | 8774 | 8775 | 8776 | 8777 | 8778 | 8779 | 8780 | 8781 | 8782 | 8783 | 8784 | 8785 | 8786 | 8787 | 8788 | 8789 | 8790 | 8791 | 8792 | 8793 | 8794 | 8795 | 8796 | 8797 | 8798 | 8799 | 8800 | 8801 | 8802 | 8803 | 8804 | 8805 | 8806 | 8807 | 8808 | 8809 | 8810 | 8811 | 8812 | 8813 | 8814 | 8815 | 8816 | 8817 | 8818 | 8819 | 8820 | 8821 | 8822 | 8823 | 8824 | 8825 | 8826 | 8827 | 8828 | 8829 | 8830 | 8831 | 8832 | 8833 | 8834 | 8835 | 8836 | 8837 | 8838 | 8839 | 8840 | 8841 | 8842 | 8843 | 8844 | 8845 | 8846 | 8847 | 8848 | 8849 | 8850 | 8851 | 8852 | 8853 | 8854 | 8855 | 8856 | 8857 | 8858 | 8859 | 8860 | 8861 | 8862 | 8863 | 8864 | 8865 | 8866 | 8867 | 8868 | 8869 | 8870 | 8871 | 8872 | 8873 | 8874 | 8875 | 8876 | 8877 | 8878 | 8879 | 8880 | 8881 | 8882 | 8883 | 8884 | 8885 | 8886 | 8887 | 8888 | 8889 | 8890 | 8891 | 8892 | 8893 | 8894 | 8895 | 8896 | 8897 | 8898 | 8899 | 8900 | 8901 | 8902 | 8903 | 8904 | 8905 | 8906 | 8907 | 8908 | 8909 | 8910 | 8911 | 8912 | 8913 | 8914 | 8915 | 8916 | 8917 | 8918 | 8919 | 8920 | 8921 | 8922 | 8923 | 8924 | 8925 | 8926 | 8927 | 8928 | 8929 | 8930 | 8931 | 8932 | 8933 | 8934 | 8935 | 8936 | 8937 | 8938 | 8939 | 8940 | 8941 | 8942 | 8943 | 8944 | 8945 | 8946 | 8947 | 8948 | 8949 | 8950 | 8951 | 8952 | 8953 | 8954 | 8955 | 8956 | 8957 | 8958 | 8959 | 8960 | 8961 | 8962 | 8963 | 8964 | 8965 | 8966 | 8967 | 8968 | 8969 | 8970 | 8971 | 8972 | 8973 | 8974 | 8975 | 8976 | 8977 | 8978 | 8979 | 8980 | 8981 | 8982 | 8983 | 8984 | 8985 | 8986 | 8987 | 8988 | 8989 | 8990 | 8991 | 8992 | 8993 | 8994 | 8995 | 8996 | 8997 | 8998 | 8999 | 9000 | 9001 | 9002 | 9003 | 9004 | 9005 | 9006 | 9007 | 9008 | 9009 | 9010 | 9011 | 9012 | 9013 | 9014 | 9015 | 9016 | 9017 | 9018 | 9019 | 9020 | 9021 | 9022 | 9023 | 9024 | 9025 | 9026 | 9027 | 9028 | 9029 | 9030 | 9031 | 9032 | 9033 | 9034 | 9035 | 9036 | 9037 | 9038 | 9039 | 9040 | 9041 | 9042 | 9043 | 9044 | 9045 | 9046 | 9047 | 9048 | 9049 | 9050 | 9051 | 9052 | 9053 | 9054 | 9055 | 9056 | 9057 | 9058 | 9059 | 9060 | 9061 | 9062 | 9063 | 9064 | 9065 | 9066 | 9067 | 9068 | 9069 | 9070 | 9071 | 9072 | 9073 | 9074 | 9075 | 9076 | 9077 | 9078 | 9079 | 9080 | 9081 | 9082 | 9083 | 9084 | 9085 | 9086 | 9087 | 9088 | 9089 | 9090 | 9091 | 9092 | 9093 | 9094 | 9095 | 9096 | 9097 | 9098 | 9099 | 9100 | 9101 | 9102 | 9103 | 9104 | 9105 | 9106 | 9107 | 9108 | 9109 | 9110 | 9111 | 9112 | 9113 | 9114 | 9115 | 9116 | 9117 | 9118 | 9119 | 9120 | 9121 | 9122 | 9123 | 9124 | 9125 | 9126 | 9127 | 9128 | 9129 | 9130 | 9131 | 9132 | 9133 | 9134 | 9135 | 9136 | 9137 | 9138 | 9139 | 9140 | 9141 | 9142 | 9143 | 9144 | 9145 | 9146 | 9147 | 9148 | 9149 | 9150 | 9151 | 9152 | 9153 | 9154 | 9155 | 9156 | 9157 | 9158 | 9159 | 9160 | 9161 | 9162 | 9163 | 9164 | 9165 | 9166 | 9167 | 9168 | 9169 | 9170 | 9171 | 9172 | 9173 | 9174 | 9175 | 9176 | 9177 | 9178 | 9179 | 9180 | 9181 | 9182 | 9183 | 9184 | 9185 | 9186 | 9187 | 9188 | 9189 | 9190 | 9191 | 9192 | 9193 | 9194 | 9195 | 9196 | 9197 | 9198 | 9199 | 9200 | 9201 | 9202 | 9203 | 9204 | 9205 | 9206 | 9207 | 9208 | 9209 | 9210 | 9211 | 9212 | 9213 | 9214 | 9215 | 9216 | 9217 | 9218 | 9219 | 9220 | 9221 | 9222 | 9223 | 9224 | 9225 | 9226 | 9227 | 9228 | 9229 | 9230 | 9231 | 9232 | 9233 | 9234 | 9235 | 9236 | 9237 | 9238 | 9239 | 9240 | 9241 | 9242 | 9243 | 9244 | 9245 | 9246 | 9247 | 9248 | 9249 | 9250 | 9251 | 9252 | 9253 | 9254 | 9255 | 9256 | 9257 | 9258 | 9259 | 9260 | 9261 | 9262 | 9263 | 9264 | 9265 | 9266 | 9267 | 9268 | 9269 | 9270 | 9271 | 9272 | 9273 | 9274 | 9275 | 9276 | 9277 | 9278 | 9279 | 9280 | 9281 | 9282 | 9283 | 9284 | 9285 | 9286 | 9287 | 9288 | 9289 | 9290 | 9291 | 9292 | 9293 | 9294 | 9295 | 9296 | 9297 | 9298 | 9299 | 9300 | 9301 | 9302 | 9303 | 9304 | 9305 | 9306 | 9307 | 9308 | 9309 | 9310 | 9311 | 9312 | 9313 | 9314 | 9315 | 9316 | 9317 | 9318 | 9319 | 9320 | 9321 | 9322 | 9323 | 9324 | 9325 | 9326 | 9327 | 9328 | 9329 | 9330 | 9331 | 9332 | 9333 | 9334 | 9335 | 9336 | 9337 | 9338 | 9339 | 9340 | 9341 | 9342 | 9343 | 9344 | 9345 | 9346 | 9347 | 9348 | 9349 | 9350 | 9351 | 9352 | 9353 | 9354 | 9355 | 9356 | 9357 | 9358 | 9359 | 9360 | 9361 | 9362 | 9363 | 9364 | 9365 | 9366 | 9367 | 9368 | 9369 | 9370 | 9371 | 9372 | 9373 | 9374 | 9375 | 9376 | 9377 | 9378 | 9379 | 9380 | 9381 | 9382 | 9383 | 9384 | 9385 | 9386 | 9387 | 9388 | 9389 | 9390 | 9391 | 9392 | 9393 | 9394 | 9395 | 9396 | 9397 | 9398 | 9399 | 9400 | 9401 | 9402 | 9403 | 9404 | 9405 | 9406 | 9407 | 9408 | 9409 | 9410 | 9411 | 9412 | 9413 | 9414 | 9415 | 9416 | 9417 | 9418 | 9419 | 9420 | 9421 | 9422 | 9423 | 9424 | 9425 | 9426 | 9427 | 9428 | 9429 | 9430 | 9431 | 9432 | 9433 | 9434 | 9435 | 9436 | 9437 | 9438 | 9439 | 9440 | 9441 | 9442 | 9443 | 9444 | 9445 | 9446 | 9447 | 9448 | 9449 | 9450 | 9451 | 9452 | 9453 | 9454 | 9455 | 9456 | 9457 | 9458 | 9459 | 9460 | 9461 | 9462 | 9463 | 9464 | 9465 | 9466 | 9467 | 9468 | 9469 | 9470 | 9471 | 9472 | 9473 | 9474 | 9475 | 9476 | 9477 | 9478 | 9479 | 9480 | 9481 | 9482 | 9483 | 9484 | 9485 | 9486 | 9487 | 9488 | 9489 | 9490 | 9491 | 9492 | 9493 | 9494 | 9495 | 9496 | 9497 | 9498 | 9499 | 9500 | 9501 | 9502 | 9503 | 9504 | 9505 | 9506 | 9507 | 9508 | 9509 | 9510 | 9511 | 9512 | 9513 | 9514 | 9515 | 9516 | 9517 | 9518 | 9519 | 9520 | 9521 | 9522 | 9523 | 9524 | 9525 | 9526 | 9527 | 9528 | 9529 | 9530 | 9531 | 9532 | 9533 | 9534 | 9535 | 9536 | 9537 | 9538 | 9539 | 9540 | 9541 | 9542 | 9543 | 9544 | 9545 | 9546 | 9547 | 9548 | 9549 | 9550 | 9551 | 9552 | 9553 | 9554 | 9555 | 9556 | 9557 | 9558 | 9559 | 9560 | 9561 | 9562 | 9563 | 9564 | 9565 | 9566 | 9567 | 9568 | 9569 | 9570 | 9571 | 9572 | 9573 | 9574 | 9575 | 9576 | 9577 | 9578 | 9579 | 9580 | 9581 | 9582 | 9583 | 9584 | 9585 | 9586 | 9587 | 9588 | 9589 | 9590 | 9591 | 9592 | 9593 | 9594 | 9595 | 9596 | 9597 | 9598 | 9599 | 9600 | 9601 | 9602 | 9603 | 9604 | 9605 | 9606 | 9607 | 9608 | 9609 | 9610 | 9611 | 9612 | 9613 | 9614 | 9615 | 9616 | 9617 | 9618 | 9619 | 9620 | 9621 | 9622 | 9623 | 9624 | 9625 | 9626 | 9627 | 9628 | 9629 | 9630 | 9631 | 9632 | 9633 | 9634 | 9635 | 9636 | 9637 | 9638 | 9639 | 9640 | 9641 | 9642 | 9643 | 9644 | 9645 | 9646 | 9647 | 9648 | 9649 | 9650 | 9651 | 9652 | 9653 | 9654 | 9655 | 9656 | 9657 | 9658 | 9659 | 9660 | 9661 | 9662 | 9663 | 9664 | 9665 | 9666 | 9667 | 9668 | 9669 | 9670 | 9671 | 9672 | 9673 | 9674 | 9675 | 9676 | 9677 | 9678 | 9679 | 9680 | 9681 | 9682 | 9683 | 9684 | 9685 | 9686 | 9687 | 9688 | 9689 | 9690 | 9691 | 9692 | 9693 | 9694 | 9695 | 9696 | 9697 | 9698 | 9699 | 9700 | 9701 | 9702 | 9703 | 9704 | 9705 | 9706 | 9707 | 9708 | 9709 | 9710 | 9711 | 9712 | 9713 | 9714 | 9715 | 9716 | 9717 | 9718 | 9719 | 9720 | 9721 | 9722 | 9723 | 9724 | 9725 | 9726 | 9727 | 9728 | 9729 | 9730 | 9731 | 9732 | 9733 | 9734 | 9735 | 9736 | 9737 | 9738 | 9739 | 9740 | 9741 | 9742 | 9743 | 9744 | 9745 | 9746 | 9747 | 9748 | 9749 | 9750 | 9751 | 9752 | 9753 | 9754 | 9755 | 9756 | 9757 | 9758 | 9759 | 9760 | 9761 | 9762 | 9763 | 9764 | 9765 | 9766 | 9767 | 9768 | 9769 | 9770 | 9771 | 9772 | 9773 | 9774 | 9775 | 9776 | 9777 | 9778 | 9779 | 9780 | 9781 | 9782 | 9783 | 9784 | 9785 | 9786 | 9787 | 9788 | 9789 | 9790 | 9791 | 9792 | 9793 | 9794 | 9795 | 9796 | 9797 | 9798 | 9799 | 9800 | 9801 | 9802 | 9803 | 9804 | 9805 | 9806 | 9807 | 9808 | 9809 | 9810 | 9811 | 9812 | 9813 | 9814 | 9815 | 9816 | 9817 | 9818 | 9819 | 9820 | 9821 | 9822 | 9823 | 9824 | 9825 | 9826 | 9827 | 9828 | 9829 | 9830 | 9831 | 9832 | 9833 | 9834 | 9835 | 9836 | 9837 | 9838 | 9839 | 9840 | 9841 | 9842 | 9843 | 9844 | 9845 | 9846 | 9847 | 9848 | 9849 | 9850 | 9851 | 9852 | 9853 | 9854 | 9855 | 9856 | 9857 | 9858 | 9859 | 9860 | 9861 | 9862 | 9863 | 9864 | 9865 | 9866 | 9867 | 9868 | 9869 | 9870 | 9871 | 9872 | 9873 | 9874 | 9875 | 9876 | 9877 | 9878 | 9879 | 9880 | 9881 | 9882 | 9883 | 9884 | 9885 | 9886 | 9887 | 9888 | 9889 | 9890 | 9891 | 9892 | 9893 | 9894 | 9895 | 9896 | 9897 | 9898 | 9899 | 9900 | 9901 | 9902 | 9903 | 9904 | 9905 | 9906 | 9907 | 9908 | 9909 | 9910 | 9911 | 9912 | 9913 | 9914 | 9915 | 9916 | 9917 | 9918 | 9919 | 9920 | 9921 | 9922 | 9923 | 9924 | 9925 | 9926 | 9927 | 9928 | 9929 | 9930 | 9931 | 9932 | 9933 | 9934 | 9935 | 9936 | 9937 | 9938 | 9939 | 9940 | 9941 | 9942 | 9943 | 9944 | 9945 | 9946 | 9947 | 9948 | 9949 | 9950 | 9951 | 9952 | 9953 | 9954 | 9955 | 9956 | 9957 | 9958 | 9959 | 9960 | 9961 | 9962 | 9963 | 9964 | 9965 | 9966 | 9967 | 9968 | 9969 | 9970 | 9971 | 9972 | 9973 | 9974 | 9975 | 9976 | 9977 | 9978 | 9979 | 9980 | 9981 | 9982 | 9983 | 9984 | 9985 | 9986 | 9987 | 9988 | 9989 | 9990 | 9991 | 9992 | 9993 | 9994 | 9995 | 9996 | 9997 | 9998 | 9999 | 10000
Scenario type |  | step | NaN | NaN | - | This is the output that the code uses to determine convergence
Floor area | A_floor | constant | 55.0564 |  | m2 | Area of space being modelled | A_floor | 55.0564 | 55.0564 | 55.0564 | 55.0564 | 55.0564 | 55.0564 | 55.0564 | 55.0564 | 55.0564 | 55.0564 | 55.0564 | 55.0564 | 55.0564 | 55.0564 | 55.0564 | 55.0564 | 55.0564 | 55.0564 | 55.0564 | 55.0564 | 55.0564 | 55.0564 | 55.0564 | 55.0564 | 55.0564 | 55.0564 | 55.0564 | 55.0564 | 55.0564 | 55.0564 | 55.0564 | 55.0564 | 55.0564 | 55.0564 | 55.0564 | 55.0564 | 55.0564 | 55.0564 | 55.0564 | 55.0564 | 55.0564 | 55.0564 | 55.0564 | 55.0564 | 55.0564 | 55.0564 | 55.0564 | 55.0564 | 55.0564 | 55.0564 | 55.0564 | 55.0564 | 55.0564 | 55.0564 | 55.0564 | 55.0564 | 55.0564 | 55.0564 | 55.0564 | 55.0564 | 55.0564 | 55.0564 | 55.0564 | 55.0564 | 55.0564 | 55.0564 | 55.0564 | 55.0564 | 55.0564 | 55.0564 | 55.0564 | 55.0564 | 55.0564 | 55.0564 | 55.0564 | 55.0564 | 55.0564 | 55.0564 | 55.0564 | 55.0564 | 55.0564 | 55.0564 | 55.0564 | 55.0564 | 55.0564 | 55.0564 | 55.0564 | 55.0564 | 55.0564 | 55.0564 | 55.0564 | 55.0564 | 55.0564 | 55.0564 | 55.0564 | 55.0564 | 55.0564 | 55.0564 | 55.0564 | 55.0564 | 55.0564 | 55.0564 | 55.0564 | 55.0564 | 55.0564 | 55.0564 | 55.0564 | 55.0564 | 55.0564 | 55.0564 | 55.0564 | 55.0564 | 55.0564 | 55.0564 | 55.0564 | 55.0564 | 55.0564 | 55.0564 | 55.0564 | 55.0564 | 55.0564 | 55.0564 | 55.0564 | 55.0564 | 55.0564 | 55.0564 | 55.0564 | 55.0564 | 55.0564 | 55.0564 | 55.0564 | 55.0564 | 55.0564 | 55.0564 | 55.0564 | 55.0564 | 55.0564 | 55.0564 | 55.0564 | 55.0564 | 55.0564 | 55.0564 | 55.0564 | 55.0564 | 55.0564 | 55.0564 | 55.0564 | 55.0564 | 55.0564 | 55.0564 | 55.0564 | 55.0564 | 55.0564 | 55.0564 | 55.0564 | 55.0564 | 55.0564 | 55.0564 | 55.0564 | 55.0564 | 55.0564 | 55.0564 | 55.0564 | 55.0564 | 55.0564 | 55.0564 | 55.0564 | 55.0564 | 55.0564 | 55.0564 | 55.0564 | 55.0564 | 55.0564 | 55.0564 | 55.0564 | 55.0564 | 55.0564 | 55.0564 | 55.0564 | 55.0564 | 55.0564 | 55.0564 | 55.0564 | 55.0564 | 55.0564 | 55.0564 | 55.0564 | 55.0564 | 55.0564 | 55.0564 | 55.0564 | 55.0564 | 55.0564 | 55.0564 | 55.0564 | 55.0564 | 55.0564 | 55.0564 | 55.0564 | 55.0564 | 55.0564 | 55.0564 | 55.0564 | 55.0564 | 55.0564 | 55.0564 | 55.0564 | 55.0564 | 55.0564 | 55.0564 | 55.0564 | 55.0564 | 55.0564 | 55.0564 | 55.0564 | 55.0564 | 55.0564 | 55.0564 | 55.0564 | 55.0564 | 55.0564 | 55.0564 | 55.0564 | 55.0564 | 55.0564 | 55.0564 | 55.0564 | 55.0564 | 55.0564 | 55.0564 | 55.0564 | 55.0564 | 55.0564 | 55.0564 | 55.0564 | 55.0564 | 55.0564 | 55.0564 | 55.0564 | 55.0564 | 55.0564 | 55.0564 | 55.0564 | 55.0564 | 55.0564 | 55.0564 | 55.0564 | 55.0564 | 55.0564 | 55.0564 | 55.0564 | 55.0564 | 55.0564 | 55.0564 | 55.0564 | 55.0564 | 55.0564 | 55.0564 | 55.0564 | 55.0564 | 55.0564 | 55.0564 | 55.0564 | 55.0564 | 55.0564 | 55.0564 | 55.0564 | 55.0564 | 55.0564 | 55.0564 | 55.0564 | 55.0564 | 55.0564 | 55.0564 | 55.0564 | 55.0564 | 55.0564 | 55.0564 | 55.0564 | 55.0564 | 55.0564 | 55.0564 | 55.0564 | 55.0564 | 55.0564 | 55.0564 | 55.0564 | 55.0564 | 55.0564 | 55.0564 | 55.0564 | 55.0564 | 55.0564 | 55.0564 | 55.0564 | 55.0564 | 55.0564 | 55.0564 | 55.0564 | 55.0564 | 55.0564 | 55.0564 | 55.0564 | 55.0564 | 55.0564 | 55.0564 | 55.0564 | 55.0564 | 55.0564 | 55.0564 | 55.0564 | 55.0564 | 55.0564 | 55.0564 | 55.0564 | 55.0564 | 55.0564 | 55.0564 | 55.0564 | 55.0564 | 55.0564 | 55.0564 | 55.0564 | 55.0564 | 55.0564 | 55.0564 | 55.0564 | 55.0564 | 55.0564 | 55.0564 | 55.0564 | 55.0564 | 55.0564 | 55.0564 | 55.0564 | 55.0564 | 55.0564 | 55.0564 | 55.0564 | 55.0564 | 55.0564 | 55.0564 | 55.0564 | 55.0564 | 55.0564 | 55.0564 | 55.0564 | 55.0564 | 55.0564 | 55.0564 | 55.0564 | 55.0564 | 55.0564 | 55.0564 | 55.0564 | 55.0564 | 55.0564 | 55.0564 | 55.0564 | 55.0564 | 55.0564 | 55.0564 | 55.0564 | 55.0564 | 55.0564 | 55.0564 | 55.0564 | 55.0564 | 55.0564 | 55.0564 | 55.0564 | 55.0564 | 55.0564 | 55.0564 | 55.0564 | 55.0564 | 55.0564 | 55.0564 | 55.0564 | 55.0564 | 55.0564 | 55.0564 | 55.0564 | 55.0564 | 55.0564 | 55.0564 | 55.0564 | 55.0564 | 55.0564 | 55.0564 | 55.0564 | 55.0564 | 55.0564 | 55.0564 | 55.0564 | 55.0564 | 55.0564 | 55.0564 | 55.0564 | 55.0564 | 55.0564 | 55.0564 | 55.0564 | 55.0564 | 55.0564 | 55.0564 | 55.0564 | 55.0564 | 55.0564 | 55.0564 | 55.0564 | 55.0564 | 55.0564 | 55.0564 | 55.0564 | 55.0564 | 55.0564 | 55.0564 | 55.0564 | 55.0564 | 55.0564 | 55.0564 | 55.0564 | 55.0564 | 55.0564 | 55.0564 | 55.0564 | 55.0564 | 55.0564 | 55.0564 | 55.0564 | 55.0564 | 55.0564 | 55.0564 | 55.0564 | 55.0564 | 55.0564 | 55.0564 | 55.0564 | 55.0564 | 55.0564 | 55.0564 | 55.0564 | 55.0564 | 55.0564 | 55.0564 | 55.0564 | 55.0564 | 55.0564 | 55.0564 | 55.0564 | 55.0564 | 55.0564 | 55.0564 | 55.0564 | 55.0564 | 55.0564 | 55.0564 | 55.0564 | 55.0564 | 55.0564 | 55.0564 | 55.0564 | 55.0564 | 55.0564 | 55.0564 | 55.0564 | 55.0564 | 55.0564 | 55.0564 | 55.0564 | 55.0564 | 55.0564 | 55.0564 | 55.0564 | 55.0564 | 55.0564 | 55.0564 | 55.0564 | 55.0564 | 55.0564 | 55.0564 | 55.0564 | 55.0564 | 55.0564 | 55.0564 | 55.0564 | 55.0564 | 55.0564 | 55.0564 | 55.0564 | 55.0564 | 55.0564 | 55.0564 | 55.0564 | 55.0564 | 55.0564 | 55.0564 | 55.0564 | 55.0564 | 55.0564 | 55.0564 | 55.0564 | 55.0564 | 55.0564 | 55.0564 | 55.0564 | 55.0564 | 55.0564 | 55.0564 | 55.0564 | 55.0564 | 55.0564 | 55.0564 | 55.0564 | 55.0564 | 55.0564 | 55.0564 | 55.0564 | 55.0564 | 55.0564 | 55.0564 | 55.0564 | 55.0564 | 55.0564 | 55.0564 | 55.0564 | 55.0564 | 55.0564 | 55.0564 | 55.0564 | 55.0564 | 55.0564 | 55.0564 | 55.0564 | 55.0564 | 55.0564 | 55.0564 | 55.0564 | 55.0564 | 55.0564 | 55.0564 | 55.0564 | 55.0564 | 55.0564 | 55.0564 | 55.0564 | 55.0564 | 55.0564 | 55.0564 | 55.0564 | 55.0564 | 55.0564 | 55.0564 | 55.0564 | 55.0564 | 55.0564 | 55.0564 | 55.0564 | 55.0564 | 55.0564 | 55.0564 | 55.0564 | 55.0564 | 55.0564 | 55.0564 | 55.0564 | 55.0564 | 55.0564 | 55.0564 | 55.0564 | 55.0564 | 55.0564 | 55.0564 | 55.0564 | 55.0564 | 55.0564 | 55.0564 | 55.0564 | 55.0564 | 55.0564 | 55.0564 | 55.0564 | 55.0564 | 55.0564 | 55.0564 | 55.0564 | 55.0564 | 55.0564 | 55.0564 | 55.0564 | 55.0564 | 55.0564 | 55.0564 | 55.0564 | 55.0564 | 55.0564 | 55.0564 | 55.0564 | 55.0564 | 55.0564 | 55.0564 | 55.0564 | 55.0564 | 55.0564 | 55.0564 | 55.0564 | 55.0564 | 55.0564 | 55.0564 | 55.0564 | 55.0564 | 55.0564 | 55.0564 | 55.0564 | 55.0564 | 55.0564 | 55.0564 | 55.0564 | 55.0564 | 55.0564 | 55.0564 | 55.0564 | 55.0564 | 55.0564 | 55.0564 | 55.0564 | 55.0564 | 55.0564 | 55.0564 | 55.0564 | 55.0564 | 55.0564 | 55.0564 | 55.0564 | 55.0564 | 55.0564 | 55.0564 | 55.0564 | 55.0564 | 55.0564 | 55.0564 | 55.0564 | 55.0564 | 55.0564 | 55.0564 | 55.0564 | 55.0564 | 55.0564 | 55.0564 | 55.0564 | 55.0564 | 55.0564 | 55.0564 | 55.0564 | 55.0564 | 55.0564 | 55.0564 | 55.0564 | 55.0564 | 55.0564 | 55.0564 | 55.0564 | 55.0564 | 55.0564 | 55.0564 | 55.0564 | 55.0564 | 55.0564 | 55.0564 | 55.0564 | 55.0564 | 55.0564 | 55.0564 | 55.0564 | 55.0564 | 55.0564 | 55.0564 | 55.0564 | 55.0564 | 55.0564 | 55.0564 | 55.0564 | 55.0564 | 55.0564 | 55.0564 | 55.0564 | 55.0564 | 55.0564 | 55.0564 | 55.0564 | 55.0564 | 55.0564 | 55.0564 | 55.0564 | 55.0564 | 55.0564 | 55.0564 | 55.0564 | 55.0564 | 55.0564 | 55.0564 | 55.0564 | 55.0564 | 55.0564 | 55.0564 | 55.0564 | 55.0564 | 55.0564 | 55.0564 | 55.0564 | 55.0564 | 55.0564 | 55.0564 | 55.0564 | 55.0564 | 55.0564 | 55.0564 | 55.0564 | 55.0564 | 55.0564 | 55.0564 | 55.0564 | 55.0564 | 55.0564 | 55.0564 | 55.0564 | 55.0564 | 55.0564 | 55.0564 | 55.0564 | 55.0564 | 55.0564 | 55.0564 | 55.0564 | 55.0564 | 55.0564 | 55.0564 | 55.0564 | 55.0564 | 55.0564 | 55.0564 | 55.0564 | 55.0564 | 55.0564 | 55.0564 | 55.0564 | 55.0564 | 55.0564 | 55.0564 | 55.0564 | 55.0564 | 55.0564 | 55.0564 | 55.0564 | 55.0564 | 55.0564 | 55.0564 | 55.0564 | 55.0564 | 55.0564 | 55.0564 | 55.0564 | 55.0564 | 55.0564 | 55.0564 | 55.0564 | 55.0564 | 55.0564 | 55.0564 | 55.0564 | 55.0564 | 55.0564 | 55.0564 | 55.0564 | 55.0564 | 55.0564 | 55.0564 | 55.0564 | 55.0564 | 55.0564 | 55.0564 | 55.0564 | 55.0564 | 55.0564 | 55.0564 | 55.0564 | 55.0564 | 55.0564 | 55.0564 | 55.0564 | 55.0564 | 55.0564 | 55.0564 | 55.0564 | 55.0564 | 55.0564 | 55.0564 | 55.0564 | 55.0564 | 55.0564 | 55.0564 | 55.0564 | 55.0564 | 55.0564 | 55.0564 | 55.0564 | 55.0564 | 55.0564 | 55.0564 | 55.0564 | 55.0564 | 55.0564 | 55.0564 | 55.0564 | 55.0564 | 55.0564 | 55.0564 | 55.0564 | 55.0564 | 55.0564 | 55.0564 | 55.0564 | 55.0564 | 55.0564 | 55.0564 | 55.0564 | 55.0564 | 55.0564 | 55.0564 | 55.0564 | 55.0564 | 55.0564 | 55.0564 | 55.0564 | 55.0564 | 55.0564 | 55.0564 | 55.0564 | 55.0564 | 55.0564 | 55.0564 | 55.0564 | 55.0564 | 55.0564 | 55.0564 | 55.0564 | 55.0564 | 55.0564 | 55.0564 | 55.0564 | 55.0564 | 55.0564 | 55.0564 | 55.0564 | 55.0564 | 55.0564 | 55.0564 | 55.0564 | 55.0564 | 55.0564 | 55.0564 | 55.0564 | 55.0564 | 55.0564 | 55.0564 | 55.0564 | 55.0564 | 55.0564 | 55.0564 | 55.0564 | 55.0564 | 55.0564 | 55.0564 | 55.0564 | 55.0564 | 55.0564 | 55.0564 | 55.0564 | 55.0564 | 55.0564 | 55.0564 | 55.0564 | 55.0564 | 55.0564 | 55.0564 | 55.0564 | 55.0564 | 55.0564 | 55.0564 | 55.0564 | 55.0564 | 55.0564 | 55.0564 | 55.0564 | 55.0564 | 55.0564 | 55.0564 | 55.0564 | 55.0564 | 55.0564 | 55.0564 | 55.0564 | 55.0564 | 55.0564 | 55.0564 | 55.0564 | 55.0564 | 55.0564 | 55.0564 | 55.0564 | 55.0564 | 55.0564 | 55.0564 | 55.0564 | 55.0564 | 55.0564 | 55.0564 | 55.0564 | 55.0564 | 55.0564 | 55.0564 | 55.0564 | 55.0564 | 55.0564 | 55.0564 | 55.0564 | 55.0564 | 55.0564 | 55.0564 | 55.0564 | 55.0564 | 55.0564 | 55.0564 | 55.0564 | 55.0564 | 55.0564 | 55.0564 | 55.0564 | 55.0564 | 55.0564 | 55.0564 | 55.0564 | 55.0564 | 55.0564 | 55.0564 | 55.0564 | 55.0564 | 55.0564 | 55.0564 | 55.0564 | 55.0564 | 55.0564 | 55.0564 | 55.0564 | 55.0564 | 55.0564 | 55.0564 | 55.0564 | 55.0564 | 55.0564 | 55.0564 | 55.0564 | 55.0564 | 55.0564 | 55.0564 | 55.0564 | 55.0564 | 55.0564 | 55.0564 | 55.0564 | 55.0564 | 55.0564 | 55.0564 | 55.0564 | 55.0564 | 55.0564 | 55.0564 | 55.0564 | 55.0564 | 55.0564 | 55.0564 | 55.0564 | 55.0564 | 55.0564 | 55.0564 | 55.0564 | 55.0564 | 55.0564 | 55.0564 | 55.0564 | 55.0564 | 55.0564 | 55.0564 | 55.0564 | 55.0564 | 55.0564 | 55.0564 | 55.0564 | 55.0564 | 55.0564 | 55.0564 | 55.0564 | 55.0564 | 55.0564 | 55.0564 | 55.0564 | 55.0564 | 55.0564 | 55.0564 | 55.0564 | 55.0564 | 55.0564 | 55.0564 | 55.0564 | 55.0564 | 55.0564 | 55.0564 | 55.0564 | 55.0564 | 55.0564 | 55.0564 | 55.0564 | 55.0564 | 55.0564 | 55.0564 | 55.0564 | 55.0564 | 55.0564 | 55.0564 | 55.0564 | 55.0564 | 55.0564 | 55.0564 | 55.0564 | 55.0564 | 55.0564 | 55.0564 | 55.0564 | 55.0564 | 55.0564 | 55.0564 | 55.0564 | 55.0564 | 55.0564 | 55.0564 | 55.0564 | 55.0564 | 55.0564 | 55.0564 | 55.0564 | 55.0564 | 55.0564 | 55.0564 | 55.0564 | 55.0564 | 55.0564 | 55.0564 | 55.0564 | 55.0564 | 55.0564 | 55.0564 | 55.0564 | 55.0564 | 55.0564 | 55.0564 | 55.0564 | 55.0564 | 55.0564 | 55.0564 | 55.0564 | 55.0564 | 55.0564 | 55.0564 | 55.0564 | 55.0564 | 55.0564 | 55.0564 | 55.0564 | 55.0564 | 55.0564 | 55.0564 | 55.0564 | 55.0564 | 55.0564 | 55.0564 | 55.0564 | 55.0564 | 55.0564 | 55.0564 | 55.0564 | 55.0564 | 55.0564 | 55.0564 | 55.0564 | 55.0564 | 55.0564 | 55.0564 | 55.0564 | 55.0564 | 55.0564 | 55.0564 | 55.0564 | 55.0564 | 55.0564 | 55.0564 | 55.0564 | 55.0564 | 55.0564 | 55.0564 | 55.0564 | 55.0564 | 55.0564 | 55.0564 | 55.0564 | 55.0564 | 55.0564 | 55.0564 | 55.0564 | 55.0564 | 55.0564 | 55.0564 | 55.0564 | 55.0564 | 55.0564 | 55.0564 | 55.0564 | 55.0564 | 55.0564 | 55.0564 | 55.0564 | 55.0564 | 55.0564 | 55.0564 | 55.0564 | 55.0564 | 55.0564 | 55.0564 | 55.0564 | 55.0564 | 55.0564 | 55.0564 | 55.0564 | 55.0564 | 55.0564 | 55.0564 | 55.0564 | 55.0564 | 55.0564 | 55.0564 | 55.0564 | 55.0564 | 55.0564 | 55.0564 | 55.0564 | 55.0564 | 55.0564 | 55.0564 | 55.0564 | 55.0564 | 55.0564 | 55.0564 | 55.0564 | 55.0564 | 55.0564 | 55.0564 | 55.0564 | 55.0564 | 55.0564 | 55.0564 | 55.0564 | 55.0564 | 55.0564 | 55.0564 | 55.0564 | 55.0564 | 55.0564 | 55.0564 | 55.0564 | 55.0564 | 55.0564 | 55.0564 | 55.0564 | 55.0564 | 55.0564 | 55.0564 | 55.0564 | 55.0564 | 55.0564 | 55.0564 | 55.0564 | 55.0564 | 55.0564 | 55.0564 | 55.0564 | 55.0564 | 55.0564 | 55.0564 | 55.0564 | 55.0564 | 55.0564 | 55.0564 | 55.0564 | 55.0564 | 55.0564 | 55.0564 | 55.0564 | 55.0564 | 55.0564 | 55.0564 | 55.0564 | 55.0564 | 55.0564 | 55.0564 | 55.0564 | 55.0564 | 55.0564 | 55.0564 | 55.0564 | 55.0564 | 55.0564 | 55.0564 | 55.0564 | 55.0564 | 55.0564 | 55.0564 | 55.0564 | 55.0564 | 55.0564 | 55.0564 | 55.0564 | 55.0564 | 55.0564 | 55.0564 | 55.0564 | 55.0564 | 55.0564 | 55.0564 | 55.0564 | 55.0564 | 55.0564 | 55.0564 | 55.0564 | 55.0564 | 55.0564 | 55.0564 | 55.0564 | 55.0564 | 55.0564 | 55.0564 | 55.0564 | 55.0564 | 55.0564 | 55.0564 | 55.0564 | 55.0564 | 55.0564 | 55.0564 | 55.0564 | 55.0564 | 55.0564 | 55.0564 | 55.0564 | 55.0564 | 55.0564 | 55.0564 | 55.0564 | 55.0564 | 55.0564 | 55.0564 | 55.0564 | 55.0564 | 55.0564 | 55.0564 | 55.0564 | 55.0564 | 55.0564 | 55.0564 | 55.0564 | 55.0564 | 55.0564 | 55.0564 | 55.0564 | 55.0564 | 55.0564 | 55.0564 | 55.0564 | 55.0564 | 55.0564 | 55.0564 | 55.0564 | 55.0564 | 55.0564 | 55.0564 | 55.0564 | 55.0564 | 55.0564 | 55.0564 | 55.0564 | 55.0564 | 55.0564 | 55.0564 | 55.0564 | 55.0564 | 55.0564 | 55.0564 | 55.0564 | 55.0564 | 55.0564 | 55.0564 | 55.0564 | 55.0564 | 55.0564 | 55.0564 | 55.0564 | 55.0564 | 55.0564 | 55.0564 | 55.0564 | 55.0564 | 55.0564 | 55.0564 | 55.0564 | 55.0564 | 55.0564 | 55.0564 | 55.0564 | 55.0564 | 55.0564 | 55.0564 | 55.0564 | 55.0564 | 55.0564 | 55.0564 | 55.0564 | 55.0564 | 55.0564 | 55.0564 | 55.0564 | 55.0564 | 55.0564 | 55.0564 | 55.0564 | 55.0564 | 55.0564 | 55.0564 | 55.0564 | 55.0564 | 55.0564 | 55.0564 | 55.0564 | 55.0564 | 55.0564 | 55.0564 | 55.0564 | 55.0564 | 55.0564 | 55.0564 | 55.0564 | 55.0564 | 55.0564 | 55.0564 | 55.0564 | 55.0564 | 55.0564 | 55.0564 | 55.0564 | 55.0564 | 55.0564 | 55.0564 | 55.0564 | 55.0564 | 55.0564 | 55.0564 | 55.0564 | 55.0564 | 55.0564 | 55.0564 | 55.0564 | 55.0564 | 55.0564 | 55.0564 | 55.0564 | 55.0564 | 55.0564 | 55.0564 | 55.0564 | 55.0564 | 55.0564 | 55.0564 | 55.0564 | 55.0564 | 55.0564 | 55.0564 | 55.0564 | 55.0564 | 55.0564 | 55.0564 | 55.0564 | 55.0564 | 55.0564 | 55.0564 | 55.0564 | 55.0564 | 55.0564 | 55.0564 | 55.0564 | 55.0564 | 55.0564 | 55.0564 | 55.0564 | 55.0564 | 55.0564 | 55.0564 | 55.0564 | 55.0564 | 55.0564 | 55.0564 | 55.0564 | 55.0564 | 55.0564 | 55.0564 | 55.0564 | 55.0564 | 55.0564 | 55.0564 | 55.0564 | 55.0564 | 55.0564 | 55.0564 | 55.0564 | 55.0564 | 55.0564 | 55.0564 | 55.0564 | 55.0564 | 55.0564 | 55.0564 | 55.0564 | 55.0564 | 55.0564 | 55.0564 | 55.0564 | 55.0564 | 55.0564 | 55.0564 | 55.0564 | 55.0564 | 55.0564 | 55.0564 | 55.0564 | 55.0564 | 55.0564 | 55.0564 | 55.0564 | 55.0564 | 55.0564 | 55.0564 | 55.0564 | 55.0564 | 55.0564 | 55.0564 | 55.0564 | 55.0564 | 55.0564 | 55.0564 | 55.0564 | 55.0564 | 55.0564 | 55.0564 | 55.0564 | 55.0564 | 55.0564 | 55.0564 | 55.0564 | 55.0564 | 55.0564 | 55.0564 | 55.0564 | 55.0564 | 55.0564 | 55.0564 | 55.0564 | 55.0564 | 55.0564 | 55.0564 | 55.0564 | 55.0564 | 55.0564 | 55.0564 | 55.0564 | 55.0564 | 55.0564 | 55.0564 | 55.0564 | 55.0564 | 55.0564 | 55.0564 | 55.0564 | 55.0564 | 55.0564 | 55.0564 | 55.0564 | 55.0564 | 55.0564 | 55.0564 | 55.0564 | 55.0564 | 55.0564 | 55.0564 | 55.0564 | 55.0564 | 55.0564 | 55.0564 | 55.0564 | 55.0564 | 55.0564 | 55.0564 | 55.0564 | 55.0564 | 55.0564 | 55.0564 | 55.0564 | 55.0564 | 55.0564 | 55.0564 | 55.0564 | 55.0564 | 55.0564 | 55.0564 | 55.0564 | 55.0564 | 55.0564 | 55.0564 | 55.0564 | 55.0564 | 55.0564 | 55.0564 | 55.0564 | 55.0564 | 55.0564 | 55.0564 | 55.0564 | 55.0564 | 55.0564 | 55.0564 | 55.0564 | 55.0564 | 55.0564 | 55.0564 | 55.0564 | 55.0564 | 55.0564 | 55.0564 | 55.0564 | 55.0564 | 55.0564 | 55.0564 | 55.0564 | 55.0564 | 55.0564 | 55.0564 | 55.0564 | 55.0564 | 55.0564 | 55.0564 | 55.0564 | 55.0564 | 55.0564 | 55.0564 | 55.0564 | 55.0564 | 55.0564 | 55.0564 | 55.0564 | 55.0564 | 55.0564 | 55.0564 | 55.0564 | 55.0564 | 55.0564 | 55.0564 | 55.0564 | 55.0564 | 55.0564 | 55.0564 | 55.0564 | 55.0564 | 55.0564 | 55.0564 | 55.0564 | 55.0564 | 55.0564 | 55.0564 | 55.0564 | 55.0564 | 55.0564 | 55.0564 | 55.0564 | 55.0564 | 55.0564 | 55.0564 | 55.0564 | 55.0564 | 55.0564 | 55.0564 | 55.0564 | 55.0564 | 55.0564 | 55.0564 | 55.0564 | 55.0564 | 55.0564 | 55.0564 | 55.0564 | 55.0564 | 55.0564 | 55.0564 | 55.0564 | 55.0564 | 55.0564 | 55.0564 | 55.0564 | 55.0564 | 55.0564 | 55.0564 | 55.0564 | 55.0564 | 55.0564 | 55.0564 | 55.0564 | 55.0564 | 55.0564 | 55.0564 | 55.0564 | 55.0564 | 55.0564 | 55.0564 | 55.0564 | 55.0564 | 55.0564 | 55.0564 | 55.0564 | 55.0564 | 55.0564 | 55.0564 | 55.0564 | 55.0564 | 55.0564 | 55.0564 | 55.0564 | 55.0564 | 55.0564 | 55.0564 | 55.0564 | 55.0564 | 55.0564 | 55.0564 | 55.0564 | 55.0564 | 55.0564 | 55.0564 | 55.0564 | 55.0564 | 55.0564 | 55.0564 | 55.0564 | 55.0564 | 55.0564 | 55.0564 | 55.0564 | 55.0564 | 55.0564 | 55.0564 | 55.0564 | 55.0564 | 55.0564 | 55.0564 | 55.0564 | 55.0564 | 55.0564 | 55.0564 | 55.0564 | 55.0564 | 55.0564 | 55.0564 | 55.0564 | 55.0564 | 55.0564 | 55.0564 | 55.0564 | 55.0564 | 55.0564 | 55.0564 | 55.0564 | 55.0564 | 55.0564 | 55.0564 | 55.0564 | 55.0564 | 55.0564 | 55.0564 | 55.0564 | 55.0564 | 55.0564 | 55.0564 | 55.0564 | 55.0564 | 55.0564 | 55.0564 | 55.0564 | 55.0564 | 55.0564 | 55.0564 | 55.0564 | 55.0564 | 55.0564 | 55.0564 | 55.0564 | 55.0564 | 55.0564 | 55.0564 | 55.0564 | 55.0564 | 55.0564 | 55.0564 | 55.0564 | 55.0564 | 55.0564 | 55.0564 | 55.0564 | 55.0564 | 55.0564 | 55.0564 | 55.0564 | 55.0564 | 55.0564 | 55.0564 | 55.0564 | 55.0564 | 55.0564 | 55.0564 | 55.0564 | 55.0564 | 55.0564 | 55.0564 | 55.0564 | 55.0564 | 55.0564 | 55.0564 | 55.0564 | 55.0564 | 55.0564 | 55.0564 | 55.0564 | 55.0564 | 55.0564 | 55.0564 | 55.0564 | 55.0564 | 55.0564 | 55.0564 | 55.0564 | 55.0564 | 55.0564 | 55.0564 | 55.0564 | 55.0564 | 55.0564 | 55.0564 | 55.0564 | 55.0564 | 55.0564 | 55.0564 | 55.0564 | 55.0564 | 55.0564 | 55.0564 | 55.0564 | 55.0564 | 55.0564 | 55.0564 | 55.0564 | 55.0564 | 55.0564 | 55.0564 | 55.0564 | 55.0564 | 55.0564 | 55.0564 | 55.0564 | 55.0564 | 55.0564 | 55.0564 | 55.0564 | 55.0564 | 55.0564 | 55.0564 | 55.0564 | 55.0564 | 55.0564 | 55.0564 | 55.0564 | 55.0564 | 55.0564 | 55.0564 | 55.0564 | 55.0564 | 55.0564 | 55.0564 | 55.0564 | 55.0564 | 55.0564 | 55.0564 | 55.0564 | 55.0564 | 55.0564 | 55.0564 | 55.0564 | 55.0564 | 55.0564 | 55.0564 | 55.0564 | 55.0564 | 55.0564 | 55.0564 | 55.0564 | 55.0564 | 55.0564 | 55.0564 | 55.0564 | 55.0564 | 55.0564 | 55.0564 | 55.0564 | 55.0564 | 55.0564 | 55.0564 | 55.0564 | 55.0564 | 55.0564 | 55.0564 | 55.0564 | 55.0564 | 55.0564 | 55.0564 | 55.0564 | 55.0564 | 55.0564 | 55.0564 | 55.0564 | 55.0564 | 55.0564 | 55.0564 | 55.0564 | 55.0564 | 55.0564 | 55.0564 | 55.0564 | 55.0564 | 55.0564 | 55.0564 | 55.0564 | 55.0564 | 55.0564 | 55.0564 | 55.0564 | 55.0564 | 55.0564 | 55.0564 | 55.0564 | 55.0564 | 55.0564 | 55.0564 | 55.0564 | 55.0564 | 55.0564 | 55.0564 | 55.0564 | 55.0564 | 55.0564 | 55.0564 | 55.0564 | 55.0564 | 55.0564 | 55.0564 | 55.0564 | 55.0564 | 55.0564 | 55.0564 | 55.0564 | 55.0564 | 55.0564 | 55.0564 | 55.0564 | 55.0564 | 55.0564 | 55.0564 | 55.0564 | 55.0564 | 55.0564 | 55.0564 | 55.0564 | 55.0564 | 55.0564 | 55.0564 | 55.0564 | 55.0564 | 55.0564 | 55.0564 | 55.0564 | 55.0564 | 55.0564 | 55.0564 | 55.0564 | 55.0564 | 55.0564 | 55.0564 | 55.0564 | 55.0564 | 55.0564 | 55.0564 | 55.0564 | 55.0564 | 55.0564 | 55.0564 | 55.0564 | 55.0564 | 55.0564 | 55.0564 | 55.0564 | 55.0564 | 55.0564 | 55.0564 | 55.0564 | 55.0564 | 55.0564 | 55.0564 | 55.0564 | 55.0564 | 55.0564 | 55.0564 | 55.0564 | 55.0564 | 55.0564 | 55.0564 | 55.0564 | 55.0564 | 55.0564 | 55.0564 | 55.0564 | 55.0564 | 55.0564 | 55.0564 | 55.0564 | 55.0564 | 55.0564 | 55.0564 | 55.0564 | 55.0564 | 55.0564 | 55.0564 | 55.0564 | 55.0564 | 55.0564 | 55.0564 | 55.0564 | 55.0564 | 55.0564 | 55.0564 | 55.0564 | 55.0564 | 55.0564 | 55.0564 | 55.0564 | 55.0564 | 55.0564 | 55.0564 | 55.0564 | 55.0564 | 55.0564 | 55.0564 | 55.0564 | 55.0564 | 55.0564 | 55.0564 | 55.0564 | 55.0564 | 55.0564 | 55.0564 | 55.0564 | 55.0564 | 55.0564 | 55.0564 | 55.0564 | 55.0564 | 55.0564 | 55.0564 | 55.0564 | 55.0564 | 55.0564 | 55.0564 | 55.0564 | 55.0564 | 55.0564 | 55.0564 | 55.0564 | 55.0564 | 55.0564 | 55.0564 | 55.0564 | 55.0564 | 55.0564 | 55.0564 | 55.0564 | 55.0564 | 55.0564 | 55.0564 | 55.0564 | 55.0564 | 55.0564 | 55.0564 | 55.0564 | 55.0564 | 55.0564 | 55.0564 | 55.0564 | 55.0564 | 55.0564 | 55.0564 | 55.0564 | 55.0564 | 55.0564 | 55.0564 | 55.0564 | 55.0564 | 55.0564 | 55.0564 | 55.0564 | 55.0564 | 55.0564 | 55.0564 | 55.0564 | 55.0564 | 55.0564 | 55.0564 | 55.0564 | 55.0564 | 55.0564 | 55.0564 | 55.0564 | 55.0564 | 55.0564 | 55.0564 | 55.0564 | 55.0564 | 55.0564 | 55.0564 | 55.0564 | 55.0564 | 55.0564 | 55.0564 | 55.0564 | 55.0564 | 55.0564 | 55.0564 | 55.0564 | 55.0564 | 55.0564 | 55.0564 | 55.0564 | 55.0564 | 55.0564 | 55.0564 | 55.0564 | 55.0564 | 55.0564 | 55.0564 | 55.0564 | 55.0564 | 55.0564 | 55.0564 | 55.0564 | 55.0564 | 55.0564 | 55.0564 | 55.0564 | 55.0564 | 55.0564 | 55.0564 | 55.0564 | 55.0564 | 55.0564 | 55.0564 | 55.0564 | 55.0564 | 55.0564 | 55.0564 | 55.0564 | 55.0564 | 55.0564 | 55.0564 | 55.0564 | 55.0564 | 55.0564 | 55.0564 | 55.0564 | 55.0564 | 55.0564 | 55.0564 | 55.0564 | 55.0564 | 55.0564 | 55.0564 | 55.0564 | 55.0564 | 55.0564 | 55.0564 | 55.0564 | 55.0564 | 55.0564 | 55.0564 | 55.0564 | 55.0564 | 55.0564 | 55.0564 | 55.0564 | 55.0564 | 55.0564 | 55.0564 | 55.0564 | 55.0564 | 55.0564 | 55.0564 | 55.0564 | 55.0564 | 55.0564 | 55.0564 | 55.0564 | 55.0564 | 55.0564 | 55.0564 | 55.0564 | 55.0564 | 55.0564 | 55.0564 | 55.0564 | 55.0564 | 55.0564 | 55.0564 | 55.0564 | 55.0564 | 55.0564 | 55.0564 | 55.0564 | 55.0564 | 55.0564 | 55.0564 | 55.0564 | 55.0564 | 55.0564 | 55.0564 | 55.0564 | 55.0564 | 55.0564 | 55.0564 | 55.0564 | 55.0564 | 55.0564 | 55.0564 | 55.0564 | 55.0564 | 55.0564 | 55.0564 | 55.0564 | 55.0564 | 55.0564 | 55.0564 | 55.0564 | 55.0564 | 55.0564 | 55.0564 | 55.0564 | 55.0564 | 55.0564 | 55.0564 | 55.0564 | 55.0564 | 55.0564 | 55.0564 | 55.0564 | 55.0564 | 55.0564 | 55.0564 | 55.0564 | 55.0564 | 55.0564 | 55.0564 | 55.0564 | 55.0564 | 55.0564 | 55.0564 | 55.0564 | 55.0564 | 55.0564 | 55.0564 | 55.0564 | 55.0564 | 55.0564 | 55.0564 | 55.0564 | 55.0564 | 55.0564 | 55.0564 | 55.0564 | 55.0564 | 55.0564 | 55.0564 | 55.0564 | 55.0564 | 55.0564 | 55.0564 | 55.0564 | 55.0564 | 55.0564 | 55.0564 | 55.0564 | 55.0564 | 55.0564 | 55.0564 | 55.0564 | 55.0564 | 55.0564 | 55.0564 | 55.0564 | 55.0564 | 55.0564 | 55.0564 | 55.0564 | 55.0564 | 55.0564 | 55.0564 | 55.0564 | 55.0564 | 55.0564 | 55.0564 | 55.0564 | 55.0564 | 55.0564 | 55.0564 | 55.0564 | 55.0564 | 55.0564 | 55.0564 | 55.0564 | 55.0564 | 55.0564 | 55.0564 | 55.0564 | 55.0564 | 55.0564 | 55.0564 | 55.0564 | 55.0564 | 55.0564 | 55.0564 | 55.0564 | 55.0564 | 55.0564 | 55.0564 | 55.0564 | 55.0564 | 55.0564 | 55.0564 | 55.0564 | 55.0564 | 55.0564 | 55.0564 | 55.0564 | 55.0564 | 55.0564 | 55.0564 | 55.0564 | 55.0564 | 55.0564 | 55.0564 | 55.0564 | 55.0564 | 55.0564 | 55.0564 | 55.0564 | 55.0564 | 55.0564 | 55.0564 | 55.0564 | 55.0564 | 55.0564 | 55.0564 | 55.0564 | 55.0564 | 55.0564 | 55.0564 | 55.0564 | 55.0564 | 55.0564 | 55.0564 | 55.0564 | 55.0564 | 55.0564 | 55.0564 | 55.0564 | 55.0564 | 55.0564 | 55.0564 | 55.0564 | 55.0564 | 55.0564 | 55.0564 | 55.0564 | 55.0564 | 55.0564 | 55.0564 | 55.0564 | 55.0564 | 55.0564 | 55.0564 | 55.0564 | 55.0564 | 55.0564 | 55.0564 | 55.0564 | 55.0564 | 55.0564 | 55.0564 | 55.0564 | 55.0564 | 55.0564 | 55.0564 | 55.0564 | 55.0564 | 55.0564 | 55.0564 | 55.0564 | 55.0564 | 55.0564 | 55.0564 | 55.0564 | 55.0564 | 55.0564 | 55.0564 | 55.0564 | 55.0564 | 55.0564 | 55.0564 | 55.0564 | 55.0564 | 55.0564 | 55.0564 | 55.0564 | 55.0564 | 55.0564 | 55.0564 | 55.0564 | 55.0564 | 55.0564 | 55.0564 | 55.0564 | 55.0564 | 55.0564 | 55.0564 | 55.0564 | 55.0564 | 55.0564 | 55.0564 | 55.0564 | 55.0564 | 55.0564 | 55.0564 | 55.0564 | 55.0564 | 55.0564 | 55.0564 | 55.0564 | 55.0564 | 55.0564 | 55.0564 | 55.0564 | 55.0564 | 55.0564 | 55.0564 | 55.0564 | 55.0564 | 55.0564 | 55.0564 | 55.0564 | 55.0564 | 55.0564 | 55.0564 | 55.0564 | 55.0564 | 55.0564 | 55.0564 | 55.0564 | 55.0564 | 55.0564 | 55.0564 | 55.0564 | 55.0564 | 55.0564 | 55.0564 | 55.0564 | 55.0564 | 55.0564 | 55.0564 | 55.0564 | 55.0564 | 55.0564 | 55.0564 | 55.0564 | 55.0564 | 55.0564 | 55.0564 | 55.0564 | 55.0564 | 55.0564 | 55.0564 | 55.0564 | 55.0564 | 55.0564 | 55.0564 | 55.0564 | 55.0564 | 55.0564 | 55.0564 | 55.0564 | 55.0564 | 55.0564 | 55.0564 | 55.0564 | 55.0564 | 55.0564 | 55.0564 | 55.0564 | 55.0564 | 55.0564 | 55.0564 | 55.0564 | 55.0564 | 55.0564 | 55.0564 | 55.0564 | 55.0564 | 55.0564 | 55.0564 | 55.0564 | 55.0564 | 55.0564 | 55.0564 | 55.0564 | 55.0564 | 55.0564 | 55.0564 | 55.0564 | 55.0564 | 55.0564 | 55.0564 | 55.0564 | 55.0564 | 55.0564 | 55.0564 | 55.0564 | 55.0564 | 55.0564 | 55.0564 | 55.0564 | 55.0564 | 55.0564 | 55.0564 | 55.0564 | 55.0564 | 55.0564 | 55.0564 | 55.0564 | 55.0564 | 55.0564 | 55.0564 | 55.0564 | 55.0564 | 55.0564 | 55.0564 | 55.0564 | 55.0564 | 55.0564 | 55.0564 | 55.0564 | 55.0564 | 55.0564 | 55.0564 | 55.0564 | 55.0564 | 55.0564 | 55.0564 | 55.0564 | 55.0564 | 55.0564 | 55.0564 | 55.0564 | 55.0564 | 55.0564 | 55.0564 | 55.0564 | 55.0564 | 55.0564 | 55.0564 | 55.0564 | 55.0564 | 55.0564 | 55.0564 | 55.0564 | 55.0564 | 55.0564 | 55.0564 | 55.0564 | 55.0564 | 55.0564 | 55.0564 | 55.0564 | 55.0564 | 55.0564 | 55.0564 | 55.0564 | 55.0564 | 55.0564 | 55.0564 | 55.0564 | 55.0564 | 55.0564 | 55.0564 | 55.0564 | 55.0564 | 55.0564 | 55.0564 | 55.0564 | 55.0564 | 55.0564 | 55.0564 | 55.0564 | 55.0564 | 55.0564 | 55.0564 | 55.0564 | 55.0564 | 55.0564 | 55.0564 | 55.0564 | 55.0564 | 55.0564 | 55.0564 | 55.0564 | 55.0564 | 55.0564 | 55.0564 | 55.0564 | 55.0564 | 55.0564 | 55.0564 | 55.0564 | 55.0564 | 55.0564 | 55.0564 | 55.0564 | 55.0564 | 55.0564 | 55.0564 | 55.0564 | 55.0564 | 55.0564 | 55.0564 | 55.0564 | 55.0564 | 55.0564 | 55.0564 | 55.0564 | 55.0564 | 55.0564 | 55.0564 | 55.0564 | 55.0564 | 55.0564 | 55.0564 | 55.0564 | 55.0564 | 55.0564 | 55.0564 | 55.0564 | 55.0564 | 55.0564 | 55.0564 | 55.0564 | 55.0564 | 55.0564 | 55.0564 | 55.0564 | 55.0564 | 55.0564 | 55.0564 | 55.0564 | 55.0564 | 55.0564 | 55.0564 | 55.0564 | 55.0564 | 55.0564 | 55.0564 | 55.0564 | 55.0564 | 55.0564 | 55.0564 | 55.0564 | 55.0564 | 55.0564 | 55.0564 | 55.0564 | 55.0564 | 55.0564 | 55.0564 | 55.0564 | 55.0564 | 55.0564 | 55.0564 | 55.0564 | 55.0564 | 55.0564 | 55.0564 | 55.0564 | 55.0564 | 55.0564 | 55.0564 | 55.0564 | 55.0564 | 55.0564 | 55.0564 | 55.0564 | 55.0564 | 55.0564 | 55.0564 | 55.0564 | 55.0564 | 55.0564 | 55.0564 | 55.0564 | 55.0564 | 55.0564 | 55.0564 | 55.0564 | 55.0564 | 55.0564 | 55.0564 | 55.0564 | 55.0564 | 55.0564 | 55.0564 | 55.0564 | 55.0564 | 55.0564 | 55.0564 | 55.0564 | 55.0564 | 55.0564 | 55.0564 | 55.0564 | 55.0564 | 55.0564 | 55.0564 | 55.0564 | 55.0564 | 55.0564 | 55.0564 | 55.0564 | 55.0564 | 55.0564 | 55.0564 | 55.0564 | 55.0564 | 55.0564 | 55.0564 | 55.0564 | 55.0564 | 55.0564 | 55.0564 | 55.0564 | 55.0564 | 55.0564 | 55.0564 | 55.0564 | 55.0564 | 55.0564 | 55.0564 | 55.0564 | 55.0564 | 55.0564 | 55.0564 | 55.0564 | 55.0564 | 55.0564 | 55.0564 | 55.0564 | 55.0564 | 55.0564 | 55.0564 | 55.0564 | 55.0564 | 55.0564 | 55.0564 | 55.0564 | 55.0564 | 55.0564 | 55.0564 | 55.0564 | 55.0564 | 55.0564 | 55.0564 | 55.0564 | 55.0564 | 55.0564 | 55.0564 | 55.0564 | 55.0564 | 55.0564 | 55.0564 | 55.0564 | 55.0564 | 55.0564 | 55.0564 | 55.0564 | 55.0564 | 55.0564 | 55.0564 | 55.0564 | 55.0564 | 55.0564 | 55.0564 | 55.0564 | 55.0564 | 55.0564 | 55.0564 | 55.0564 | 55.0564 | 55.0564 | 55.0564 | 55.0564 | 55.0564 | 55.0564 | 55.0564 | 55.0564 | 55.0564 | 55.0564 | 55.0564 | 55.0564 | 55.0564 | 55.0564 | 55.0564 | 55.0564 | 55.0564 | 55.0564 | 55.0564 | 55.0564 | 55.0564 | 55.0564 | 55.0564 | 55.0564 | 55.0564 | 55.0564 | 55.0564 | 55.0564 | 55.0564 | 55.0564 | 55.0564 | 55.0564 | 55.0564 | 55.0564 | 55.0564 | 55.0564 | 55.0564 | 55.0564 | 55.0564 | 55.0564 | 55.0564 | 55.0564 | 55.0564 | 55.0564 | 55.0564 | 55.0564 | 55.0564 | 55.0564 | 55.0564 | 55.0564 | 55.0564 | 55.0564 | 55.0564 | 55.0564 | 55.0564 | 55.0564 | 55.0564 | 55.0564 | 55.0564 | 55.0564 | 55.0564 | 55.0564 | 55.0564 | 55.0564 | 55.0564 | 55.0564 | 55.0564 | 55.0564 | 55.0564 | 55.0564 | 55.0564 | 55.0564 | 55.0564 | 55.0564 | 55.0564 | 55.0564 | 55.0564 | 55.0564 | 55.0564 | 55.0564 | 55.0564 | 55.0564 | 55.0564 | 55.0564 | 55.0564 | 55.0564 | 55.0564 | 55.0564 | 55.0564 | 55.0564 | 55.0564 | 55.0564 | 55.0564 | 55.0564 | 55.0564 | 55.0564 | 55.0564 | 55.0564 | 55.0564 | 55.0564 | 55.0564 | 55.0564 | 55.0564 | 55.0564 | 55.0564 | 55.0564 | 55.0564 | 55.0564 | 55.0564 | 55.0564 | 55.0564 | 55.0564 | 55.0564 | 55.0564 | 55.0564 | 55.0564 | 55.0564 | 55.0564 | 55.0564 | 55.0564 | 55.0564 | 55.0564 | 55.0564 | 55.0564 | 55.0564 | 55.0564 | 55.0564 | 55.0564 | 55.0564 | 55.0564 | 55.0564 | 55.0564 | 55.0564 | 55.0564 | 55.0564 | 55.0564 | 55.0564 | 55.0564 | 55.0564 | 55.0564 | 55.0564 | 55.0564 | 55.0564 | 55.0564 | 55.0564 | 55.0564 | 55.0564 | 55.0564 | 55.0564 | 55.0564 | 55.0564 | 55.0564 | 55.0564 | 55.0564 | 55.0564 | 55.0564 | 55.0564 | 55.0564 | 55.0564 | 55.0564 | 55.0564 | 55.0564 | 55.0564 | 55.0564 | 55.0564 | 55.0564 | 55.0564 | 55.0564 | 55.0564 | 55.0564 | 55.0564 | 55.0564 | 55.0564 | 55.0564 | 55.0564 | 55.0564 | 55.0564 | 55.0564 | 55.0564 | 55.0564 | 55.0564 | 55.0564 | 55.0564 | 55.0564 | 55.0564 | 55.0564 | 55.0564 | 55.0564 | 55.0564 | 55.0564 | 55.0564 | 55.0564 | 55.0564 | 55.0564 | 55.0564 | 55.0564 | 55.0564 | 55.0564 | 55.0564 | 55.0564 | 55.0564 | 55.0564 | 55.0564 | 55.0564 | 55.0564 | 55.0564 | 55.0564 | 55.0564 | 55.0564 | 55.0564 | 55.0564 | 55.0564 | 55.0564 | 55.0564 | 55.0564 | 55.0564 | 55.0564 | 55.0564 | 55.0564 | 55.0564 | 55.0564 | 55.0564 | 55.0564 | 55.0564 | 55.0564 | 55.0564 | 55.0564 | 55.0564 | 55.0564 | 55.0564 | 55.0564 | 55.0564 | 55.0564 | 55.0564 | 55.0564 | 55.0564 | 55.0564 | 55.0564 | 55.0564 | 55.0564 | 55.0564 | 55.0564 | 55.0564 | 55.0564 | 55.0564 | 55.0564 | 55.0564 | 55.0564 | 55.0564 | 55.0564 | 55.0564 | 55.0564 | 55.0564 | 55.0564 | 55.0564 | 55.0564 | 55.0564 | 55.0564 | 55.0564 | 55.0564 | 55.0564 | 55.0564 | 55.0564 | 55.0564 | 55.0564 | 55.0564 | 55.0564 | 55.0564 | 55.0564 | 55.0564 | 55.0564 | 55.0564 | 55.0564 | 55.0564 | 55.0564 | 55.0564 | 55.0564 | 55.0564 | 55.0564 | 55.0564 | 55.0564 | 55.0564 | 55.0564 | 55.0564 | 55.0564 | 55.0564 | 55.0564 | 55.0564 | 55.0564 | 55.0564 | 55.0564 | 55.0564 | 55.0564 | 55.0564 | 55.0564 | 55.0564 | 55.0564 | 55.0564 | 55.0564 | 55.0564 | 55.0564 | 55.0564 | 55.0564 | 55.0564 | 55.0564 | 55.0564 | 55.0564 | 55.0564 | 55.0564 | 55.0564 | 55.0564 | 55.0564 | 55.0564 | 55.0564 | 55.0564 | 55.0564 | 55.0564 | 55.0564 | 55.0564 | 55.0564 | 55.0564 | 55.0564 | 55.0564 | 55.0564 | 55.0564 | 55.0564 | 55.0564 | 55.0564 | 55.0564 | 55.0564 | 55.0564 | 55.0564 | 55.0564 | 55.0564 | 55.0564 | 55.0564 | 55.0564 | 55.0564 | 55.0564 | 55.0564 | 55.0564 | 55.0564 | 55.0564 | 55.0564 | 55.0564 | 55.0564 | 55.0564 | 55.0564 | 55.0564 | 55.0564 | 55.0564 | 55.0564 | 55.0564 | 55.0564 | 55.0564 | 55.0564 | 55.0564 | 55.0564 | 55.0564 | 55.0564 | 55.0564 | 55.0564 | 55.0564 | 55.0564 | 55.0564 | 55.0564 | 55.0564 | 55.0564 | 55.0564 | 55.0564 | 55.0564 | 55.0564 | 55.0564 | 55.0564 | 55.0564 | 55.0564 | 55.0564 | 55.0564 | 55.0564 | 55.0564 | 55.0564 | 55.0564 | 55.0564 | 55.0564 | 55.0564 | 55.0564 | 55.0564 | 55.0564 | 55.0564 | 55.0564 | 55.0564 | 55.0564 | 55.0564 | 55.0564 | 55.0564 | 55.0564 | 55.0564 | 55.0564 | 55.0564 | 55.0564 | 55.0564 | 55.0564 | 55.0564 | 55.0564 | 55.0564 | 55.0564 | 55.0564 | 55.0564 | 55.0564 | 55.0564 | 55.0564 | 55.0564 | 55.0564 | 55.0564 | 55.0564 | 55.0564 | 55.0564 | 55.0564 | 55.0564 | 55.0564 | 55.0564 | 55.0564 | 55.0564 | 55.0564 | 55.0564 | 55.0564 | 55.0564 | 55.0564 | 55.0564 | 55.0564 | 55.0564 | 55.0564 | 55.0564 | 55.0564 | 55.0564 | 55.0564 | 55.0564 | 55.0564 | 55.0564 | 55.0564 | 55.0564 | 55.0564 | 55.0564 | 55.0564 | 55.0564 | 55.0564 | 55.0564 | 55.0564 | 55.0564 | 55.0564 | 55.0564 | 55.0564 | 55.0564 | 55.0564 | 55.0564 | 55.0564 | 55.0564 | 55.0564 | 55.0564 | 55.0564 | 55.0564 | 55.0564 | 55.0564 | 55.0564 | 55.0564 | 55.0564 | 55.0564 | 55.0564 | 55.0564 | 55.0564 | 55.0564 | 55.0564 | 55.0564 | 55.0564 | 55.0564 | 55.0564 | 55.0564 | 55.0564 | 55.0564 | 55.0564 | 55.0564 | 55.0564 | 55.0564 | 55.0564 | 55.0564 | 55.0564 | 55.0564 | 55.0564 | 55.0564 | 55.0564 | 55.0564 | 55.0564 | 55.0564 | 55.0564 | 55.0564 | 55.0564 | 55.0564 | 55.0564 | 55.0564 | 55.0564 | 55.0564 | 55.0564 | 55.0564 | 55.0564 | 55.0564 | 55.0564 | 55.0564 | 55.0564 | 55.0564 | 55.0564 | 55.0564 | 55.0564 | 55.0564 | 55.0564 | 55.0564 | 55.0564 | 55.0564 | 55.0564 | 55.0564 | 55.0564 | 55.0564 | 55.0564 | 55.0564 | 55.0564 | 55.0564 | 55.0564 | 55.0564 | 55.0564 | 55.0564 | 55.0564 | 55.0564 | 55.0564 | 55.0564 | 55.0564 | 55.0564 | 55.0564 | 55.0564 | 55.0564 | 55.0564 | 55.0564 | 55.0564 | 55.0564 | 55.0564 | 55.0564 | 55.0564 | 55.0564 | 55.0564 | 55.0564 | 55.0564 | 55.0564 | 55.0564 | 55.0564 | 55.0564 | 55.0564 | 55.0564 | 55.0564 | 55.0564 | 55.0564 | 55.0564 | 55.0564 | 55.0564 | 55.0564 | 55.0564 | 55.0564 | 55.0564 | 55.0564 | 55.0564 | 55.0564 | 55.0564 | 55.0564 | 55.0564 | 55.0564 | 55.0564 | 55.0564 | 55.0564 | 55.0564 | 55.0564 | 55.0564 | 55.0564 | 55.0564 | 55.0564 | 55.0564 | 55.0564 | 55.0564 | 55.0564 | 55.0564 | 55.0564 | 55.0564 | 55.0564 | 55.0564 | 55.0564 | 55.0564 | 55.0564 | 55.0564 | 55.0564 | 55.0564 | 55.0564 | 55.0564 | 55.0564 | 55.0564 | 55.0564 | 55.0564 | 55.0564 | 55.0564 | 55.0564 | 55.0564 | 55.0564 | 55.0564 | 55.0564 | 55.0564 | 55.0564 | 55.0564 | 55.0564 | 55.0564 | 55.0564 | 55.0564 | 55.0564 | 55.0564 | 55.0564 | 55.0564 | 55.0564 | 55.0564 | 55.0564 | 55.0564 | 55.0564 | 55.0564 | 55.0564 | 55.0564 | 55.0564 | 55.0564 | 55.0564 | 55.0564 | 55.0564 | 55.0564 | 55.0564 | 55.0564 | 55.0564 | 55.0564 | 55.0564 | 55.0564 | 55.0564 | 55.0564 | 55.0564 | 55.0564 | 55.0564 | 55.0564 | 55.0564 | 55.0564 | 55.0564 | 55.0564 | 55.0564 | 55.0564 | 55.0564 | 55.0564 | 55.0564 | 55.0564 | 55.0564 | 55.0564 | 55.0564 | 55.0564 | 55.0564 | 55.0564 | 55.0564 | 55.0564 | 55.0564 | 55.0564 | 55.0564 | 55.0564 | 55.0564 | 55.0564 | 55.0564 | 55.0564 | 55.0564 | 55.0564 | 55.0564 | 55.0564 | 55.0564 | 55.0564 | 55.0564 | 55.0564 | 55.0564 | 55.0564 | 55.0564 | 55.0564 | 55.0564 | 55.0564 | 55.0564 | 55.0564 | 55.0564 | 55.0564 | 55.0564 | 55.0564 | 55.0564 | 55.0564 | 55.0564 | 55.0564 | 55.0564 | 55.0564 | 55.0564 | 55.0564 | 55.0564 | 55.0564 | 55.0564 | 55.0564 | 55.0564 | 55.0564 | 55.0564 | 55.0564 | 55.0564 | 55.0564 | 55.0564 | 55.0564 | 55.0564 | 55.0564 | 55.0564 | 55.0564 | 55.0564 | 55.0564 | 55.0564 | 55.0564 | 55.0564 | 55.0564 | 55.0564 | 55.0564 | 55.0564 | 55.0564 | 55.0564 | 55.0564 | 55.0564 | 55.0564 | 55.0564 | 55.0564 | 55.0564 | 55.0564 | 55.0564 | 55.0564 | 55.0564 | 55.0564 | 55.0564 | 55.0564 | 55.0564 | 55.0564 | 55.0564 | 55.0564 | 55.0564 | 55.0564 | 55.0564 | 55.0564 | 55.0564 | 55.0564 | 55.0564 | 55.0564 | 55.0564 | 55.0564 | 55.0564 | 55.0564 | 55.0564 | 55.0564 | 55.0564 | 55.0564 | 55.0564 | 55.0564 | 55.0564 | 55.0564 | 55.0564 | 55.0564 | 55.0564 | 55.0564 | 55.0564 | 55.0564 | 55.0564 | 55.0564 | 55.0564 | 55.0564 | 55.0564 | 55.0564 | 55.0564 | 55.0564 | 55.0564 | 55.0564 | 55.0564 | 55.0564 | 55.0564 | 55.0564 | 55.0564 | 55.0564 | 55.0564 | 55.0564 | 55.0564 | 55.0564 | 55.0564 | 55.0564 | 55.0564 | 55.0564 | 55.0564 | 55.0564 | 55.0564 | 55.0564 | 55.0564 | 55.0564 | 55.0564 | 55.0564 | 55.0564 | 55.0564 | 55.0564 | 55.0564 | 55.0564 | 55.0564 | 55.0564 | 55.0564 | 55.0564 | 55.0564 | 55.0564 | 55.0564 | 55.0564 | 55.0564 | 55.0564 | 55.0564 | 55.0564 | 55.0564 | 55.0564 | 55.0564 | 55.0564 | 55.0564 | 55.0564 | 55.0564 | 55.0564 | 55.0564 | 55.0564 | 55.0564 | 55.0564 | 55.0564 | 55.0564 | 55.0564 | 55.0564 | 55.0564 | 55.0564 | 55.0564 | 55.0564 | 55.0564 | 55.0564 | 55.0564 | 55.0564 | 55.0564 | 55.0564 | 55.0564 | 55.0564 | 55.0564 | 55.0564 | 55.0564 | 55.0564 | 55.0564 | 55.0564 | 55.0564 | 55.0564 | 55.0564 | 55.0564 | 55.0564 | 55.0564 | 55.0564 | 55.0564 | 55.0564 | 55.0564 | 55.0564 | 55.0564 | 55.0564 | 55.0564 | 55.0564 | 55.0564 | 55.0564 | 55.0564 | 55.0564 | 55.0564 | 55.0564 | 55.0564 | 55.0564 | 55.0564 | 55.0564 | 55.0564 | 55.0564 | 55.0564 | 55.0564 | 55.0564 | 55.0564 | 55.0564 | 55.0564 | 55.0564 | 55.0564 | 55.0564 | 55.0564 | 55.0564 | 55.0564 | 55.0564 | 55.0564 | 55.0564 | 55.0564 | 55.0564 | 55.0564 | 55.0564 | 55.0564 | 55.0564 | 55.0564 | 55.0564 | 55.0564 | 55.0564 | 55.0564 | 55.0564 | 55.0564 | 55.0564 | 55.0564 | 55.0564 | 55.0564 | 55.0564 | 55.0564 | 55.0564 | 55.0564 | 55.0564 | 55.0564 | 55.0564 | 55.0564 | 55.0564 | 55.0564 | 55.0564 | 55.0564 | 55.0564 | 55.0564 | 55.0564 | 55.0564 | 55.0564 | 55.0564 | 55.0564 | 55.0564 | 55.0564 | 55.0564 | 55.0564 | 55.0564 | 55.0564 | 55.0564 | 55.0564 | 55.0564 | 55.0564 | 55.0564 | 55.0564 | 55.0564 | 55.0564 | 55.0564 | 55.0564 | 55.0564 | 55.0564 | 55.0564 | 55.0564 | 55.0564 | 55.0564 | 55.0564 | 55.0564 | 55.0564 | 55.0564 | 55.0564 | 55.0564 | 55.0564 | 55.0564 | 55.0564 | 55.0564 | 55.0564 | 55.0564 | 55.0564 | 55.0564 | 55.0564 | 55.0564 | 55.0564 | 55.0564 | 55.0564 | 55.0564 | 55.0564 | 55.0564 | 55.0564 | 55.0564 | 55.0564 | 55.0564 | 55.0564 | 55.0564 | 55.0564 | 55.0564 | 55.0564 | 55.0564 | 55.0564 | 55.0564 | 55.0564 | 55.0564 | 55.0564 | 55.0564 | 55.0564 | 55.0564 | 55.0564 | 55.0564 | 55.0564 | 55.0564 | 55.0564 | 55.0564 | 55.0564 | 55.0564 | 55.0564 | 55.0564 | 55.0564 | 55.0564 | 55.0564 | 55.0564 | 55.0564 | 55.0564 | 55.0564 | 55.0564 | 55.0564 | 55.0564 | 55.0564 | 55.0564 | 55.0564 | 55.0564 | 55.0564 | 55.0564 | 55.0564 | 55.0564 | 55.0564 | 55.0564 | 55.0564 | 55.0564 | 55.0564 | 55.0564 | 55.0564 | 55.0564 | 55.0564 | 55.0564 | 55.0564 | 55.0564 | 55.0564 | 55.0564 | 55.0564 | 55.0564 | 55.0564 | 55.0564 | 55.0564 | 55.0564 | 55.0564 | 55.0564 | 55.0564 | 55.0564 | 55.0564 | 55.0564 | 55.0564 | 55.0564 | 55.0564 | 55.0564 | 55.0564 | 55.0564 | 55.0564 | 55.0564 | 55.0564 | 55.0564 | 55.0564 | 55.0564 | 55.0564 | 55.0564 | 55.0564 | 55.0564 | 55.0564 | 55.0564 | 55.0564 | 55.0564 | 55.0564 | 55.0564 | 55.0564 | 55.0564 | 55.0564 | 55.0564 | 55.0564 | 55.0564 | 55.0564 | 55.0564 | 55.0564 | 55.0564 | 55.0564 | 55.0564 | 55.0564 | 55.0564 | 55.0564 | 55.0564 | 55.0564 | 55.0564 | 55.0564 | 55.0564 | 55.0564 | 55.0564 | 55.0564 | 55.0564 | 55.0564 | 55.0564 | 55.0564 | 55.0564 | 55.0564 | 55.0564 | 55.0564 | 55.0564 | 55.0564 | 55.0564 | 55.0564 | 55.0564 | 55.0564 | 55.0564 | 55.0564 | 55.0564 | 55.0564 | 55.0564 | 55.0564 | 55.0564 | 55.0564 | 55.0564 | 55.0564 | 55.0564 | 55.0564 | 55.0564 | 55.0564 | 55.0564 | 55.0564 | 55.0564 | 55.0564 | 55.0564 | 55.0564 | 55.0564 | 55.0564 | 55.0564 | 55.0564 | 55.0564 | 55.0564 | 55.0564 | 55.0564 | 55.0564 | 55.0564 | 55.0564 | 55.0564 | 55.0564 | 55.0564 | 55.0564 | 55.0564 | 55.0564 | 55.0564 | 55.0564 | 55.0564 | 55.0564 | 55.0564 | 55.0564 | 55.0564 | 55.0564 | 55.0564 | 55.0564 | 55.0564 | 55.0564 | 55.0564 | 55.0564 | 55.0564 | 55.0564 | 55.0564 | 55.0564 | 55.0564 | 55.0564 | 55.0564 | 55.0564 | 55.0564 | 55.0564 | 55.0564 | 55.0564 | 55.0564 | 55.0564 | 55.0564 | 55.0564 | 55.0564 | 55.0564 | 55.0564 | 55.0564 | 55.0564 | 55.0564 | 55.0564 | 55.0564 | 55.0564 | 55.0564 | 55.0564 | 55.0564 | 55.0564 | 55.0564 | 55.0564 | 55.0564 | 55.0564 | 55.0564 | 55.0564 | 55.0564 | 55.0564 | 55.0564 | 55.0564 | 55.0564 | 55.0564 | 55.0564 | 55.0564 | 55.0564 | 55.0564 | 55.0564 | 55.0564 | 55.0564 | 55.0564 | 55.0564 | 55.0564 | 55.0564 | 55.0564 | 55.0564 | 55.0564 | 55.0564 | 55.0564 | 55.0564 | 55.0564 | 55.0564 | 55.0564 | 55.0564 | 55.0564 | 55.0564 | 55.0564 | 55.0564 | 55.0564 | 55.0564 | 55.0564 | 55.0564 | 55.0564 | 55.0564 | 55.0564 | 55.0564 | 55.0564 | 55.0564 | 55.0564 | 55.0564 | 55.0564 | 55.0564 | 55.0564 | 55.0564 | 55.0564 | 55.0564 | 55.0564 | 55.0564 | 55.0564 | 55.0564 | 55.0564 | 55.0564 | 55.0564 | 55.0564 | 55.0564 | 55.0564 | 55.0564 | 55.0564 | 55.0564 | 55.0564 | 55.0564 | 55.0564 | 55.0564 | 55.0564 | 55.0564 | 55.0564 | 55.0564 | 55.0564 | 55.0564 | 55.0564 | 55.0564 | 55.0564 | 55.0564 | 55.0564 | 55.0564 | 55.0564 | 55.0564 | 55.0564 | 55.0564 | 55.0564 | 55.0564 | 55.0564 | 55.0564 | 55.0564 | 55.0564 | 55.0564 | 55.0564 | 55.0564 | 55.0564 | 55.0564 | 55.0564 | 55.0564 | 55.0564 | 55.0564 | 55.0564 | 55.0564 | 55.0564 | 55.0564 | 55.0564 | 55.0564 | 55.0564 | 55.0564 | 55.0564 | 55.0564 | 55.0564 | 55.0564 | 55.0564 | 55.0564 | 55.0564 | 55.0564 | 55.0564 | 55.0564 | 55.0564 | 55.0564 | 55.0564 | 55.0564 | 55.0564 | 55.0564 | 55.0564 | 55.0564 | 55.0564 | 55.0564 | 55.0564 | 55.0564 | 55.0564 | 55.0564 | 55.0564 | 55.0564 | 55.0564 | 55.0564 | 55.0564 | 55.0564 | 55.0564 | 55.0564 | 55.0564 | 55.0564 | 55.0564 | 55.0564 | 55.0564 | 55.0564 | 55.0564 | 55.0564 | 55.0564 | 55.0564 | 55.0564 | 55.0564 | 55.0564 | 55.0564 | 55.0564 | 55.0564 | 55.0564 | 55.0564 | 55.0564 | 55.0564 | 55.0564 | 55.0564 | 55.0564 | 55.0564 | 55.0564 | 55.0564 | 55.0564 | 55.0564 | 55.0564 | 55.0564 | 55.0564 | 55.0564 | 55.0564 | 55.0564 | 55.0564 | 55.0564 | 55.0564 | 55.0564 | 55.0564 | 55.0564 | 55.0564 | 55.0564 | 55.0564 | 55.0564 | 55.0564 | 55.0564 | 55.0564 | 55.0564 | 55.0564 | 55.0564 | 55.0564 | 55.0564 | 55.0564 | 55.0564 | 55.0564 | 55.0564 | 55.0564 | 55.0564 | 55.0564 | 55.0564 | 55.0564 | 55.0564 | 55.0564 | 55.0564 | 55.0564 | 55.0564 | 55.0564 | 55.0564 | 55.0564 | 55.0564 | 55.0564 | 55.0564 | 55.0564 | 55.0564 | 55.0564 | 55.0564 | 55.0564 | 55.0564 | 55.0564 | 55.0564 | 55.0564 | 55.0564 | 55.0564 | 55.0564 | 55.0564 | 55.0564 | 55.0564 | 55.0564 | 55.0564 | 55.0564 | 55.0564 | 55.0564 | 55.0564 | 55.0564 | 55.0564 | 55.0564 | 55.0564 | 55.0564 | 55.0564 | 55.0564 | 55.0564 | 55.0564 | 55.0564 | 55.0564 | 55.0564 | 55.0564 | 55.0564 | 55.0564 | 55.0564 | 55.0564 | 55.0564 | 55.0564 | 55.0564 | 55.0564 | 55.0564 | 55.0564 | 55.0564 | 55.0564 | 55.0564 | 55.0564 | 55.0564 | 55.0564 | 55.0564 | 55.0564 | 55.0564 | 55.0564 | 55.0564 | 55.0564 | 55.0564 | 55.0564 | 55.0564 | 55.0564 | 55.0564 | 55.0564 | 55.0564 | 55.0564 | 55.0564 | 55.0564 | 55.0564 | 55.0564 | 55.0564 | 55.0564 | 55.0564 | 55.0564 | 55.0564 | 55.0564 | 55.0564 | 55.0564 | 55.0564 | 55.0564 | 55.0564 | 55.0564 | 55.0564 | 55.0564 | 55.0564 | 55.0564 | 55.0564 | 55.0564 | 55.0564 | 55.0564 | 55.0564 | 55.0564 | 55.0564 | 55.0564 | 55.0564 | 55.0564 | 55.0564 | 55.0564 | 55.0564 | 55.0564 | 55.0564 | 55.0564 | 55.0564 | 55.0564 | 55.0564 | 55.0564 | 55.0564 | 55.0564 | 55.0564 | 55.0564 | 55.0564 | 55.0564 | 55.0564 | 55.0564 | 55.0564 | 55.0564 | 55.0564 | 55.0564 | 55.0564 | 55.0564 | 55.0564 | 55.0564 | 55.0564 | 55.0564 | 55.0564 | 55.0564 | 55.0564 | 55.0564 | 55.0564 | 55.0564 | 55.0564 | 55.0564 | 55.0564 | 55.0564 | 55.0564 | 55.0564 | 55.0564 | 55.0564 | 55.0564 | 55.0564 | 55.0564 | 55.0564 | 55.0564 | 55.0564 | 55.0564 | 55.0564 | 55.0564 | 55.0564 | 55.0564 | 55.0564 | 55.0564 | 55.0564 | 55.0564 | 55.0564 | 55.0564 | 55.0564 | 55.0564 | 55.0564 | 55.0564 | 55.0564 | 55.0564 | 55.0564 | 55.0564 | 55.0564 | 55.0564 | 55.0564 | 55.0564 | 55.0564 | 55.0564 | 55.0564 | 55.0564 | 55.0564 | 55.0564 | 55.0564 | 55.0564 | 55.0564 | 55.0564 | 55.0564 | 55.0564 | 55.0564 | 55.0564 | 55.0564 | 55.0564 | 55.0564 | 55.0564 | 55.0564 | 55.0564 | 55.0564 | 55.0564 | 55.0564 | 55.0564 | 55.0564 | 55.0564 | 55.0564 | 55.0564 | 55.0564 | 55.0564 | 55.0564 | 55.0564 | 55.0564 | 55.0564 | 55.0564 | 55.0564 | 55.0564 | 55.0564 | 55.0564 | 55.0564 | 55.0564 | 55.0564 | 55.0564 | 55.0564 | 55.0564 | 55.0564 | 55.0564 | 55.0564 | 55.0564 | 55.0564 | 55.0564 | 55.0564 | 55.0564 | 55.0564 | 55.0564 | 55.0564 | 55.0564 | 55.0564 | 55.0564 | 55.0564 | 55.0564 | 55.0564 | 55.0564 | 55.0564 | 55.0564 | 55.0564 | 55.0564 | 55.0564 | 55.0564 | 55.0564 | 55.0564 | 55.0564 | 55.0564 | 55.0564 | 55.0564 | 55.0564 | 55.0564 | 55.0564 | 55.0564 | 55.0564 | 55.0564 | 55.0564 | 55.0564 | 55.0564 | 55.0564 | 55.0564 | 55.0564 | 55.0564 | 55.0564 | 55.0564 | 55.0564 | 55.0564 | 55.0564 | 55.0564 | 55.0564 | 55.0564 | 55.0564 | 55.0564 | 55.0564 | 55.0564 | 55.0564 | 55.0564 | 55.0564 | 55.0564 | 55.0564 | 55.0564 | 55.0564 | 55.0564 | 55.0564 | 55.0564 | 55.0564 | 55.0564 | 55.0564 | 55.0564 | 55.0564 | 55.0564 | 55.0564 | 55.0564 | 55.0564 | 55.0564 | 55.0564 | 55.0564 | 55.0564 | 55.0564 | 55.0564 | 55.0564 | 55.0564 | 55.0564 | 55.0564 | 55.0564 | 55.0564 | 55.0564 | 55.0564 | 55.0564 | 55.0564 | 55.0564 | 55.0564 | 55.0564 | 55.0564 | 55.0564 | 55.0564 | 55.0564 | 55.0564 | 55.0564 | 55.0564 | 55.0564 | 55.0564 | 55.0564 | 55.0564 | 55.0564 | 55.0564 | 55.0564 | 55.0564 | 55.0564 | 55.0564 | 55.0564 | 55.0564 | 55.0564 | 55.0564 | 55.0564 | 55.0564 | 55.0564 | 55.0564 | 55.0564 | 55.0564 | 55.0564 | 55.0564 | 55.0564 | 55.0564 | 55.0564 | 55.0564 | 55.0564 | 55.0564 | 55.0564 | 55.0564 | 55.0564 | 55.0564 | 55.0564 | 55.0564 | 55.0564 | 55.0564 | 55.0564 | 55.0564 | 55.0564 | 55.0564 | 55.0564 | 55.0564 | 55.0564 | 55.0564 | 55.0564 | 55.0564 | 55.0564 | 55.0564 | 55.0564 | 55.0564 | 55.0564 | 55.0564 | 55.0564 | 55.0564 | 55.0564 | 55.0564 | 55.0564 | 55.0564 | 55.0564 | 55.0564 | 55.0564 | 55.0564 | 55.0564 | 55.0564 | 55.0564 | 55.0564 | 55.0564 | 55.0564 | 55.0564 | 55.0564 | 55.0564 | 55.0564 | 55.0564 | 55.0564 | 55.0564 | 55.0564 | 55.0564 | 55.0564 | 55.0564 | 55.0564 | 55.0564 | 55.0564 | 55.0564 | 55.0564 | 55.0564 | 55.0564 | 55.0564 | 55.0564 | 55.0564 | 55.0564 | 55.0564 | 55.0564 | 55.0564 | 55.0564 | 55.0564 | 55.0564 | 55.0564 | 55.0564 | 55.0564 | 55.0564 | 55.0564 | 55.0564 | 55.0564 | 55.0564 | 55.0564 | 55.0564 | 55.0564 | 55.0564 | 55.0564 | 55.0564 | 55.0564 | 55.0564 | 55.0564 | 55.0564 | 55.0564 | 55.0564 | 55.0564 | 55.0564 | 55.0564 | 55.0564 | 55.0564 | 55.0564 | 55.0564 | 55.0564 | 55.0564 | 55.0564 | 55.0564 | 55.0564 | 55.0564 | 55.0564 | 55.0564 | 55.0564 | 55.0564 | 55.0564 | 55.0564 | 55.0564 | 55.0564 | 55.0564 | 55.0564 | 55.0564 | 55.0564 | 55.0564 | 55.0564 | 55.0564 | 55.0564 | 55.0564 | 55.0564 | 55.0564 | 55.0564 | 55.0564 | 55.0564 | 55.0564 | 55.0564 | 55.0564 | 55.0564 | 55.0564 | 55.0564 | 55.0564 | 55.0564 | 55.0564 | 55.0564 | 55.0564 | 55.0564 | 55.0564 | 55.0564 | 55.0564 | 55.0564 | 55.0564 | 55.0564 | 55.0564 | 55.0564 | 55.0564 | 55.0564 | 55.0564 | 55.0564 | 55.0564 | 55.0564 | 55.0564 | 55.0564 | 55.0564 | 55.0564 | 55.0564 | 55.0564 | 55.0564 | 55.0564 | 55.0564 | 55.0564 | 55.0564 | 55.0564 | 55.0564 | 55.0564 | 55.0564 | 55.0564 | 55.0564 | 55.0564 | 55.0564 | 55.0564 | 55.0564 | 55.0564 | 55.0564 | 55.0564 | 55.0564 | 55.0564 | 55.0564 | 55.0564 | 55.0564 | 55.0564 | 55.0564 | 55.0564 | 55.0564 | 55.0564 | 55.0564 | 55.0564 | 55.0564 | 55.0564 | 55.0564 | 55.0564 | 55.0564 | 55.0564 | 55.0564 | 55.0564 | 55.0564 | 55.0564 | 55.0564 | 55.0564 | 55.0564 | 55.0564 | 55.0564 | 55.0564 | 55.0564 | 55.0564 | 55.0564 | 55.0564 | 55.0564 | 55.0564 | 55.0564 | 55.0564 | 55.0564 | 55.0564 | 55.0564 | 55.0564 | 55.0564 | 55.0564 | 55.0564 | 55.0564 | 55.0564 | 55.0564 | 55.0564 | 55.0564 | 55.0564 | 55.0564 | 55.0564 | 55.0564 | 55.0564 | 55.0564 | 55.0564 | 55.0564 | 55.0564 | 55.0564 | 55.0564 | 55.0564 | 55.0564 | 55.0564 | 55.0564 | 55.0564 | 55.0564 | 55.0564 | 55.0564 | 55.0564 | 55.0564 | 55.0564 | 55.0564 | 55.0564 | 55.0564 | 55.0564 | 55.0564 | 55.0564 | 55.0564 | 55.0564 | 55.0564 | 55.0564 | 55.0564 | 55.0564 | 55.0564 | 55.0564 | 55.0564 | 55.0564 | 55.0564 | 55.0564 | 55.0564 | 55.0564 | 55.0564 | 55.0564 | 55.0564 | 55.0564 | 55.0564 | 55.0564 | 55.0564 | 55.0564 | 55.0564 | 55.0564 | 55.0564 | 55.0564 | 55.0564 | 55.0564 | 55.0564 | 55.0564 | 55.0564 | 55.0564 | 55.0564 | 55.0564 | 55.0564 | 55.0564 | 55.0564 | 55.0564 | 55.0564 | 55.0564 | 55.0564 | 55.0564 | 55.0564 | 55.0564 | 55.0564 | 55.0564 | 55.0564 | 55.0564 | 55.0564 | 55.0564 | 55.0564 | 55.0564 | 55.0564 | 55.0564 | 55.0564 | 55.0564 | 55.0564 | 55.0564 | 55.0564 | 55.0564 | 55.0564 | 55.0564 | 55.0564 | 55.0564 | 55.0564 | 55.0564 | 55.0564 | 55.0564 | 55.0564 | 55.0564 | 55.0564 | 55.0564 | 55.0564 | 55.0564 | 55.0564 | 55.0564 | 55.0564 | 55.0564 | 55.0564 | 55.0564 | 55.0564 | 55.0564 | 55.0564 | 55.0564 | 55.0564 | 55.0564 | 55.0564 | 55.0564 | 55.0564 | 55.0564 | 55.0564 | 55.0564 | 55.0564 | 55.0564 | 55.0564 | 55.0564 | 55.0564 | 55.0564 | 55.0564 | 55.0564 | 55.0564 | 55.0564 | 55.0564 | 55.0564 | 55.0564 | 55.0564 | 55.0564 | 55.0564 | 55.0564 | 55.0564 | 55.0564 | 55.0564 | 55.0564 | 55.0564 | 55.0564 | 55.0564 | 55.0564 | 55.0564 | 55.0564 | 55.0564 | 55.0564 | 55.0564 | 55.0564 | 55.0564 | 55.0564 | 55.0564 | 55.0564 | 55.0564 | 55.0564 | 55.0564 | 55.0564 | 55.0564 | 55.0564 | 55.0564 | 55.0564 | 55.0564 | 55.0564 | 55.0564 | 55.0564 | 55.0564 | 55.0564 | 55.0564 | 55.0564 | 55.0564 | 55.0564 | 55.0564 | 55.0564 | 55.0564 | 55.0564 | 55.0564 | 55.0564 | 55.0564 | 55.0564 | 55.0564 | 55.0564 | 55.0564 | 55.0564 | 55.0564 | 55.0564 | 55.0564 | 55.0564 | 55.0564 | 55.0564 | 55.0564 | 55.0564 | 55.0564 | 55.0564 | 55.0564 | 55.0564 | 55.0564 | 55.0564 | 55.0564 | 55.0564 | 55.0564 | 55.0564 | 55.0564 | 55.0564 | 55.0564 | 55.0564 | 55.0564 | 55.0564 | 55.0564 | 55.0564 | 55.0564 | 55.0564 | 55.0564 | 55.0564 | 55.0564 | 55.0564 | 55.0564 | 55.0564 | 55.0564 | 55.0564 | 55.0564 | 55.0564 | 55.0564 | 55.0564 | 55.0564 | 55.0564 | 55.0564 | 55.0564 | 55.0564 | 55.0564 | 55.0564 | 55.0564 | 55.0564 | 55.0564 | 55.0564 | 55.0564 | 55.0564 | 55.0564 | 55.0564 | 55.0564 | 55.0564 | 55.0564 | 55.0564 | 55.0564 | 55.0564 | 55.0564 | 55.0564 | 55.0564 | 55.0564 | 55.0564 | 55.0564 | 55.0564 | 55.0564 | 55.0564 | 55.0564 | 55.0564 | 55.0564 | 55.0564 | 55.0564 | 55.0564 | 55.0564 | 55.0564 | 55.0564 | 55.0564 | 55.0564 | 55.0564 | 55.0564 | 55.0564 | 55.0564 | 55.0564 | 55.0564 | 55.0564 | 55.0564 | 55.0564 | 55.0564 | 55.0564 | 55.0564 | 55.0564 | 55.0564 | 55.0564 | 55.0564 | 55.0564 | 55.0564 | 55.0564 | 55.0564 | 55.0564 | 55.0564 | 55.0564 | 55.0564 | 55.0564 | 55.0564 | 55.0564 | 55.0564 | 55.0564 | 55.0564 | 55.0564 | 55.0564 | 55.0564 | 55.0564 | 55.0564 | 55.0564 | 55.0564 | 55.0564 | 55.0564 | 55.0564 | 55.0564 | 55.0564 | 55.0564 | 55.0564 | 55.0564 | 55.0564 | 55.0564 | 55.0564 | 55.0564 | 55.0564 | 55.0564 | 55.0564 | 55.0564 | 55.0564 | 55.0564 | 55.0564 | 55.0564 | 55.0564 | 55.0564 | 55.0564 | 55.0564 | 55.0564 | 55.0564 | 55.0564 | 55.0564 | 55.0564 | 55.0564 | 55.0564 | 55.0564 | 55.0564 | 55.0564 | 55.0564 | 55.0564 | 55.0564 | 55.0564 | 55.0564 | 55.0564 | 55.0564 | 55.0564 | 55.0564 | 55.0564 | 55.0564 | 55.0564 | 55.0564 | 55.0564 | 55.0564 | 55.0564 | 55.0564 | 55.0564 | 55.0564 | 55.0564 | 55.0564 | 55.0564 | 55.0564 | 55.0564 | 55.0564 | 55.0564 | 55.0564 | 55.0564 | 55.0564 | 55.0564 | 55.0564 | 55.0564 | 55.0564 | 55.0564 | 55.0564 | 55.0564 | 55.0564 | 55.0564 | 55.0564 | 55.0564 | 55.0564 | 55.0564 | 55.0564 | 55.0564 | 55.0564 | 55.0564 | 55.0564 | 55.0564 | 55.0564 | 55.0564 | 55.0564 | 55.0564 | 55.0564 | 55.0564 | 55.0564 | 55.0564 | 55.0564 | 55.0564 | 55.0564 | 55.0564 | 55.0564 | 55.0564 | 55.0564 | 55.0564 | 55.0564 | 55.0564 | 55.0564 | 55.0564 | 55.0564 | 55.0564 | 55.0564 | 55.0564 | 55.0564 | 55.0564 | 55.0564 | 55.0564 | 55.0564 | 55.0564 | 55.0564 | 55.0564 | 55.0564 | 55.0564 | 55.0564 | 55.0564 | 55.0564 | 55.0564 | 55.0564 | 55.0564 | 55.0564 | 55.0564 | 55.0564 | 55.0564 | 55.0564 | 55.0564 | 55.0564 | 55.0564 | 55.0564 | 55.0564 | 55.0564 | 55.0564 | 55.0564 | 55.0564 | 55.0564 | 55.0564 | 55.0564 | 55.0564 | 55.0564 | 55.0564 | 55.0564 | 55.0564 | 55.0564 | 55.0564 | 55.0564 | 55.0564 | 55.0564 | 55.0564 | 55.0564 | 55.0564 | 55.0564 | 55.0564 | 55.0564 | 55.0564 | 55.0564 | 55.0564 | 55.0564 | 55.0564 | 55.0564 | 55.0564 | 55.0564 | 55.0564 | 55.0564 | 55.0564 | 55.0564 | 55.0564 | 55.0564 | 55.0564 | 55.0564 | 55.0564 | 55.0564 | 55.0564 | 55.0564 | 55.0564 | 55.0564 | 55.0564 | 55.0564 | 55.0564 | 55.0564 | 55.0564 | 55.0564 | 55.0564 | 55.0564 | 55.0564 | 55.0564 | 55.0564 | 55.0564 | 55.0564 | 55.0564 | 55.0564 | 55.0564 | 55.0564 | 55.0564 | 55.0564 | 55.0564 | 55.0564 | 55.0564 | 55.0564 | 55.0564 | 55.0564 | 55.0564 | 55.0564 | 55.0564 | 55.0564 | 55.0564 | 55.0564 | 55.0564 | 55.0564 | 55.0564 | 55.0564 | 55.0564 | 55.0564 | 55.0564 | 55.0564 | 55.0564 | 55.0564 | 55.0564 | 55.0564 | 55.0564 | 55.0564 | 55.0564 | 55.0564 | 55.0564 | 55.0564 | 55.0564 | 55.0564 | 55.0564 | 55.0564 | 55.0564 | 55.0564 | 55.0564 | 55.0564 | 55.0564 | 55.0564 | 55.0564 | 55.0564 | 55.0564 | 55.0564 | 55.0564 | 55.0564 | 55.0564 | 55.0564 | 55.0564 | 55.0564 | 55.0564 | 55.0564 | 55.0564 | 55.0564 | 55.0564 | 55.0564 | 55.0564 | 55.0564 | 55.0564 | 55.0564 | 55.0564 | 55.0564 | 55.0564 | 55.0564 | 55.0564 | 55.0564 | 55.0564 | 55.0564 | 55.0564 | 55.0564 | 55.0564 | 55.0564 | 55.0564 | 55.0564 | 55.0564 | 55.0564 | 55.0564 | 55.0564 | 55.0564 | 55.0564 | 55.0564 | 55.0564 | 55.0564 | 55.0564 | 55.0564 | 55.0564 | 55.0564 | 55.0564 | 55.0564 | 55.0564 | 55.0564 | 55.0564 | 55.0564 | 55.0564 | 55.0564 | 55.0564 | 55.0564 | 55.0564 | 55.0564 | 55.0564 | 55.0564 | 55.0564 | 55.0564 | 55.0564 | 55.0564 | 55.0564 | 55.0564 | 55.0564 | 55.0564 | 55.0564 | 55.0564 | 55.0564 | 55.0564 | 55.0564 | 55.0564 | 55.0564 | 55.0564 | 55.0564 | 55.0564 | 55.0564 | 55.0564 | 55.0564 | 55.0564 | 55.0564 | 55.0564 | 55.0564 | 55.0564 | 55.0564 | 55.0564 | 55.0564 | 55.0564 | 55.0564 | 55.0564 | 55.0564 | 55.0564 | 55.0564 | 55.0564 | 55.0564 | 55.0564 | 55.0564 | 55.0564 | 55.0564 | 55.0564 | 55.0564 | 55.0564 | 55.0564 | 55.0564 | 55.0564 | 55.0564 | 55.0564 | 55.0564 | 55.0564 | 55.0564 | 55.0564 | 55.0564 | 55.0564 | 55.0564 | 55.0564 | 55.0564 | 55.0564 | 55.0564 | 55.0564 | 55.0564 | 55.0564 | 55.0564 | 55.0564 | 55.0564 | 55.0564 | 55.0564 | 55.0564 | 55.0564 | 55.0564 | 55.0564 | 55.0564 | 55.0564 | 55.0564 | 55.0564 | 55.0564 | 55.0564 | 55.0564 | 55.0564 | 55.0564 | 55.0564 | 55.0564 | 55.0564 | 55.0564 | 55.0564 | 55.0564 | 55.0564 | 55.0564 | 55.0564 | 55.0564 | 55.0564 | 55.0564 | 55.0564 | 55.0564 | 55.0564 | 55.0564 | 55.0564 | 55.0564 | 55.0564 | 55.0564 | 55.0564 | 55.0564 | 55.0564 | 55.0564 | 55.0564 | 55.0564 | 55.0564 | 55.0564 | 55.0564 | 55.0564 | 55.0564 | 55.0564 | 55.0564 | 55.0564 | 55.0564 | 55.0564 | 55.0564 | 55.0564 | 55.0564 | 55.0564 | 55.0564 | 55.0564 | 55.0564 | 55.0564 | 55.0564 | 55.0564 | 55.0564 | 55.0564 | 55.0564 | 55.0564 | 55.0564 | 55.0564 | 55.0564 | 55.0564 | 55.0564 | 55.0564 | 55.0564 | 55.0564 | 55.0564 | 55.0564 | 55.0564 | 55.0564 | 55.0564 | 55.0564 | 55.0564 | 55.0564 | 55.0564 | 55.0564 | 55.0564 | 55.0564 | 55.0564 | 55.0564 | 55.0564 | 55.0564 | 55.0564 | 55.0564 | 55.0564 | 55.0564 | 55.0564 | 55.0564 | 55.0564 | 55.0564 | 55.0564 | 55.0564 | 55.0564 | 55.0564 | 55.0564 | 55.0564 | 55.0564 | 55.0564 | 55.0564 | 55.0564 | 55.0564 | 55.0564 | 55.0564 | 55.0564 | 55.0564 | 55.0564 | 55.0564 | 55.0564 | 55.0564 | 55.0564 | 55.0564 | 55.0564 | 55.0564 | 55.0564 | 55.0564 | 55.0564 | 55.0564 | 55.0564 | 55.0564 | 55.0564 | 55.0564 | 55.0564 | 55.0564 | 55.0564 | 55.0564 | 55.0564 | 55.0564 | 55.0564 | 55.0564 | 55.0564 | 55.0564 | 55.0564 | 55.0564 | 55.0564 | 55.0564 | 55.0564 | 55.0564 | 55.0564 | 55.0564 | 55.0564 | 55.0564 | 55.0564 | 55.0564 | 55.0564 | 55.0564 | 55.0564 | 55.0564 | 55.0564 | 55.0564 | 55.0564 | 55.0564 | 55.0564 | 55.0564 | 55.0564 | 55.0564 | 55.0564 | 55.0564 | 55.0564 | 55.0564 | 55.0564 | 55.0564 | 55.0564 | 55.0564 | 55.0564 | 55.0564 | 55.0564 | 55.0564 | 55.0564 | 55.0564 | 55.0564 | 55.0564 | 55.0564 | 55.0564 | 55.0564 | 55.0564 | 55.0564 | 55.0564 | 55.0564 | 55.0564 | 55.0564 | 55.0564 | 55.0564 | 55.0564 | 55.0564 | 55.0564 | 55.0564 | 55.0564 | 55.0564 | 55.0564 | 55.0564 | 55.0564 | 55.0564 | 55.0564 | 55.0564 | 55.0564 | 55.0564 | 55.0564 | 55.0564 | 55.0564 | 55.0564 | 55.0564 | 55.0564 | 55.0564 | 55.0564 | 55.0564 | 55.0564 | 55.0564 | 55.0564 | 55.0564 | 55.0564 | 55.0564 | 55.0564 | 55.0564 | 55.0564 | 55.0564 | 55.0564 | 55.0564 | 55.0564 | 55.0564 | 55.0564 | 55.0564 | 55.0564 | 55.0564 | 55.0564 | 55.0564 | 55.0564 | 55.0564 | 55.0564 | 55.0564 | 55.0564 | 55.0564 | 55.0564 | 55.0564 | 55.0564 | 55.0564 | 55.0564 | 55.0564 | 55.0564 | 55.0564 | 55.0564 | 55.0564 | 55.0564 | 55.0564 | 55.0564 | 55.0564 | 55.0564 | 55.0564 | 55.0564 | 55.0564 | 55.0564 | 55.0564 | 55.0564 | 55.0564 | 55.0564 | 55.0564 | 55.0564 | 55.0564 | 55.0564 | 55.0564 | 55.0564 | 55.0564 | 55.0564 | 55.0564 | 55.0564 | 55.0564 | 55.0564 | 55.0564 | 55.0564 | 55.0564 | 55.0564 | 55.0564 | 55.0564 | 55.0564 | 55.0564 | 55.0564 | 55.0564 | 55.0564 | 55.0564 | 55.0564 | 55.0564 | 55.0564 | 55.0564 | 55.0564 | 55.0564 | 55.0564 | 55.0564 | 55.0564 | 55.0564 | 55.0564 | 55.0564 | 55.0564 | 55.0564 | 55.0564 | 55.0564 | 55.0564 | 55.0564 | 55.0564 | 55.0564 | 55.0564 | 55.0564 | 55.0564 | 55.0564 | 55.0564 | 55.0564 | 55.0564 | 55.0564 | 55.0564 | 55.0564 | 55.0564 | 55.0564 | 55.0564 | 55.0564 | 55.0564 | 55.0564 | 55.0564 | 55.0564 | 55.0564 | 55.0564 | 55.0564 | 55.0564 | 55.0564 | 55.0564 | 55.0564 | 55.0564 | 55.0564 | 55.0564 | 55.0564 | 55.0564 | 55.0564 | 55.0564 | 55.0564 | 55.0564 | 55.0564 | 55.0564 | 55.0564 | 55.0564 | 55.0564 | 55.0564 | 55.0564 | 55.0564 | 55.0564 | 55.0564 | 55.0564 | 55.0564 | 55.0564 | 55.0564 | 55.0564 | 55.0564 | 55.0564 | 55.0564 | 55.0564 | 55.0564 | 55.0564 | 55.0564 | 55.0564 | 55.0564 | 55.0564 | 55.0564 | 55.0564 | 55.0564 | 55.0564 | 55.0564 | 55.0564 | 55.0564 | 55.0564 | 55.0564 | 55.0564 | 55.0564 | 55.0564 | 55.0564 | 55.0564 | 55.0564 | 55.0564 | 55.0564 | 55.0564 | 55.0564 | 55.0564 | 55.0564 | 55.0564 | 55.0564 | 55.0564 | 55.0564 | 55.0564 | 55.0564 | 55.0564 | 55.0564 | 55.0564 | 55.0564 | 55.0564 | 55.0564 | 55.0564 | 55.0564 | 55.0564 | 55.0564 | 55.0564 | 55.0564 | 55.0564 | 55.0564 | 55.0564 | 55.0564 | 55.0564 | 55.0564 | 55.0564 | 55.0564 | 55.0564 | 55.0564 | 55.0564 | 55.0564 | 55.0564 | 55.0564 | 55.0564 | 55.0564 | 55.0564 | 55.0564 | 55.0564 | 55.0564 | 55.0564 | 55.0564 | 55.0564 | 55.0564 | 55.0564 | 55.0564 | 55.0564 | 55.0564 | 55.0564 | 55.0564 | 55.0564 | 55.0564 | 55.0564 | 55.0564 | 55.0564 | 55.0564 | 55.0564 | 55.0564 | 55.0564 | 55.0564 | 55.0564 | 55.0564 | 55.0564 | 55.0564 | 55.0564 | 55.0564 | 55.0564 | 55.0564 | 55.0564 | 55.0564 | 55.0564 | 55.0564 | 55.0564 | 55.0564 | 55.0564 | 55.0564 | 55.0564 | 55.0564 | 55.0564 | 55.0564 | 55.0564 | 55.0564 | 55.0564 | 55.0564 | 55.0564 | 55.0564 | 55.0564 | 55.0564 | 55.0564 | 55.0564 | 55.0564 | 55.0564 | 55.0564 | 55.0564 | 55.0564 | 55.0564 | 55.0564 | 55.0564 | 55.0564 | 55.0564 | 55.0564 | 55.0564 | 55.0564 | 55.0564 | 55.0564 | 55.0564 | 55.0564 | 55.0564 | 55.0564 | 55.0564 | 55.0564 | 55.0564 | 55.0564 | 55.0564 | 55.0564 | 55.0564 | 55.0564 | 55.0564 | 55.0564 | 55.0564 | 55.0564 | 55.0564 | 55.0564 | 55.0564 | 55.0564 | 55.0564 | 55.0564 | 55.0564 | 55.0564 | 55.0564 | 55.0564 | 55.0564 | 55.0564 | 55.0564 | 55.0564 | 55.0564 | 55.0564 | 55.0564 | 55.0564 | 55.0564 | 55.0564 | 55.0564 | 55.0564 | 55.0564 | 55.0564 | 55.0564 | 55.0564 | 55.0564 | 55.0564 | 55.0564 | 55.0564 | 55.0564 | 55.0564 | 55.0564 | 55.0564 | 55.0564 | 55.0564 | 55.0564 | 55.0564 | 55.0564 | 55.0564 | 55.0564 | 55.0564 | 55.0564 | 55.0564 | 55.0564 | 55.0564 | 55.0564 | 55.0564 | 55.0564 | 55.0564 | 55.0564 | 55.0564 | 55.0564 | 55.0564 | 55.0564 | 55.0564 | 55.0564 | 55.0564 | 55.0564 | 55.0564 | 55.0564 | 55.0564 | 55.0564 | 55.0564 | 55.0564 | 55.0564 | 55.0564 | 55.0564 | 55.0564 | 55.0564 | 55.0564 | 55.0564 | 55.0564 | 55.0564 | 55.0564 | 55.0564 | 55.0564 | 55.0564 | 55.0564 | 55.0564 | 55.0564 | 55.0564 | 55.0564 | 55.0564 | 55.0564 | 55.0564 | 55.0564 | 55.0564 | 55.0564 | 55.0564 | 55.0564 | 55.0564 | 55.0564 | 55.0564 | 55.0564 | 55.0564 | 55.0564 | 55.0564 | 55.0564 | 55.0564 | 55.0564 | 55.0564 | 55.0564 | 55.0564 | 55.0564 | 55.0564 | 55.0564 | 55.0564 | 55.0564 | 55.0564 | 55.0564 | 55.0564 | 55.0564 | 55.0564 | 55.0564 | 55.0564 | 55.0564 | 55.0564 | 55.0564 | 55.0564 | 55.0564 | 55.0564 | 55.0564 | 55.0564 | 55.0564 | 55.0564 | 55.0564 | 55.0564 | 55.0564 | 55.0564 | 55.0564 | 55.0564 | 55.0564 | 55.0564 | 55.0564 | 55.0564 | 55.0564 | 55.0564 | 55.0564 | 55.0564 | 55.0564 | 55.0564 | 55.0564 | 55.0564 | 55.0564 | 55.0564 | 55.0564 | 55.0564 | 55.0564 | 55.0564 | 55.0564 | 55.0564 | 55.0564 | 55.0564 | 55.0564 | 55.0564 | 55.0564 | 55.0564 | 55.0564 | 55.0564 | 55.0564 | 55.0564 | 55.0564 | 55.0564 | 55.0564 | 55.0564 | 55.0564 | 55.0564 | 55.0564 | 55.0564 | 55.0564 | 55.0564 | 55.0564 | 55.0564 | 55.0564 | 55.0564 | 55.0564 | 55.0564 | 55.0564 | 55.0564 | 55.0564 | 55.0564 | 55.0564 | 55.0564 | 55.0564 | 55.0564 | 55.0564 | 55.0564 | 55.0564 | 55.0564 | 55.0564 | 55.0564 | 55.0564 | 55.0564 | 55.0564 | 55.0564 | 55.0564 | 55.0564 | 55.0564 | 55.0564 | 55.0564 | 55.0564 | 55.0564 | 55.0564 | 55.0564 | 55.0564 | 55.0564 | 55.0564 | 55.0564 | 55.0564 | 55.0564 | 55.0564 | 55.0564 | 55.0564 | 55.0564 | 55.0564 | 55.0564 | 55.0564 | 55.0564 | 55.0564 | 55.0564 | 55.0564 | 55.0564 | 55.0564 | 55.0564 | 55.0564 | 55.0564 | 55.0564 | 55.0564 | 55.0564 | 55.0564 | 55.0564 | 55.0564 | 55.0564 | 55.0564 | 55.0564 | 55.0564 | 55.0564 | 55.0564 | 55.0564 | 55.0564 | 55.0564 | 55.0564 | 55.0564 | 55.0564 | 55.0564 | 55.0564 | 55.0564 | 55.0564 | 55.0564 | 55.0564 | 55.0564 | 55.0564 | 55.0564 | 55.0564 | 55.0564 | 55.0564 | 55.0564 | 55.0564 | 55.0564 | 55.0564 | 55.0564 | 55.0564 | 55.0564 | 55.0564 | 55.0564 | 55.0564 | 55.0564 | 55.0564 | 55.0564 | 55.0564 | 55.0564 | 55.0564 | 55.0564 | 55.0564 | 55.0564 | 55.0564 | 55.0564 | 55.0564 | 55.0564 | 55.0564 | 55.0564 | 55.0564 | 55.0564 | 55.0564 | 55.0564 | 55.0564 | 55.0564 | 55.0564 | 55.0564 | 55.0564 | 55.0564 | 55.0564 | 55.0564 | 55.0564 | 55.0564 | 55.0564 | 55.0564 | 55.0564 | 55.0564 | 55.0564 | 55.0564 | 55.0564 | 55.0564 | 55.0564 | 55.0564 | 55.0564 | 55.0564 | 55.0564 | 55.0564 | 55.0564 | 55.0564 | 55.0564 | 55.0564 | 55.0564 | 55.0564 | 55.0564 | 55.0564 | 55.0564 | 55.0564 | 55.0564 | 55.0564 | 55.0564 | 55.0564 | 55.0564 | 55.0564 | 55.0564 | 55.0564 | 55.0564 | 55.0564 | 55.0564 | 55.0564 | 55.0564 | 55.0564 | 55.0564 | 55.0564 | 55.0564 | 55.0564 | 55.0564 | 55.0564 | 55.0564 | 55.0564 | 55.0564 | 55.0564 | 55.0564 | 55.0564 | 55.0564 | 55.0564 | 55.0564 | 55.0564 | 55.0564 | 55.0564 | 55.0564 | 55.0564 | 55.0564 | 55.0564 | 55.0564 | 55.0564 | 55.0564 | 55.0564 | 55.0564 | 55.0564 | 55.0564 | 55.0564 | 55.0564 | 55.0564 | 55.0564 | 55.0564 | 55.0564 | 55.0564 | 55.0564 | 55.0564 | 55.0564 | 55.0564 | 55.0564 | 55.0564 | 55.0564 | 55.0564 | 55.0564 | 55.0564 | 55.0564 | 55.0564 | 55.0564 | 55.0564 | 55.0564 | 55.0564 | 55.0564 | 55.0564 | 55.0564 | 55.0564 | 55.0564 | 55.0564 | 55.0564 | 55.0564 | 55.0564 | 55.0564 | 55.0564 | 55.0564 | 55.0564 | 55.0564 | 55.0564 | 55.0564 | 55.0564 | 55.0564 | 55.0564 | 55.0564 | 55.0564 | 55.0564 | 55.0564 | 55.0564 | 55.0564 | 55.0564 | 55.0564 | 55.0564 | 55.0564 | 55.0564 | 55.0564 | 55.0564 | 55.0564 | 55.0564 | 55.0564 | 55.0564 | 55.0564 | 55.0564 | 55.0564 | 55.0564 | 55.0564 | 55.0564 | 55.0564 | 55.0564 | 55.0564 | 55.0564 | 55.0564 | 55.0564 | 55.0564 | 55.0564 | 55.0564 | 55.0564 | 55.0564 | 55.0564 | 55.0564 | 55.0564 | 55.0564 | 55.0564 | 55.0564 | 55.0564 | 55.0564 | 55.0564 | 55.0564 | 55.0564 | 55.0564 | 55.0564 | 55.0564 | 55.0564 | 55.0564 | 55.0564 | 55.0564 | 55.0564 | 55.0564 | 55.0564 | 55.0564 | 55.0564 | 55.0564 | 55.0564 | 55.0564 | 55.0564 | 55.0564 | 55.0564 | 55.0564 | 55.0564 | 55.0564 | 55.0564 | 55.0564 | 55.0564 | 55.0564 | 55.0564 | 55.0564 | 55.0564 | 55.0564 | 55.0564 | 55.0564 | 55.0564 | 55.0564 | 55.0564 | 55.0564 | 55.0564 | 55.0564 | 55.0564 | 55.0564 | 55.0564 | 55.0564 | 55.0564 | 55.0564 | 55.0564 | 55.0564 | 55.0564 | 55.0564 | 55.0564 | 55.0564 | 55.0564 | 55.0564 | 55.0564 | 55.0564 | 55.0564 | 55.0564 | 55.0564 | 55.0564 | 55.0564 | 55.0564 | 55.0564 | 55.0564 | 55.0564 | 55.0564 | 55.0564 | 55.0564 | 55.0564 | 55.0564 | 55.0564 | 55.0564 | 55.0564 | 55.0564 | 55.0564 | 55.0564 | 55.0564 | 55.0564 | 55.0564 | 55.0564 | 55.0564 | 55.0564 | 55.0564 | 55.0564 | 55.0564 | 55.0564 | 55.0564 | 55.0564 | 55.0564 | 55.0564 | 55.0564 | 55.0564 | 55.0564 | 55.0564 | 55.0564 | 55.0564 | 55.0564 | 55.0564 | 55.0564 | 55.0564 | 55.0564 | 55.0564 | 55.0564 | 55.0564 | 55.0564 | 55.0564 | 55.0564 | 55.0564 | 55.0564 | 55.0564 | 55.0564 | 55.0564 | 55.0564 | 55.0564 | 55.0564 | 55.0564 | 55.0564 | 55.0564 | 55.0564 | 55.0564 | 55.0564 | 55.0564 | 55.0564 | 55.0564 | 55.0564 | 55.0564 | 55.0564 | 55.0564 | 55.0564 | 55.0564 | 55.0564 | 55.0564 | 55.0564 | 55.0564 | 55.0564 | 55.0564 | 55.0564 | 55.0564 | 55.0564 | 55.0564 | 55.0564 | 55.0564 | 55.0564 | 55.0564 | 55.0564 | 55.0564 | 55.0564 | 55.0564 | 55.0564 | 55.0564 | 55.0564 | 55.0564 | 55.0564 | 55.0564 | 55.0564 | 55.0564 | 55.0564 | 55.0564 | 55.0564 | 55.0564 | 55.0564 | 55.0564 | 55.0564 | 55.0564 | 55.0564 | 55.0564 | 55.0564 | 55.0564 | 55.0564 | 55.0564 | 55.0564 | 55.0564 | 55.0564 | 55.0564 | 55.0564 | 55.0564 | 55.0564 | 55.0564 | 55.0564 | 55.0564 | 55.0564 | 55.0564 | 55.0564 | 55.0564 | 55.0564 | 55.0564 | 55.0564 | 55.0564 | 55.0564 | 55.0564 | 55.0564 | 55.0564 | 55.0564 | 55.0564 | 55.0564 | 55.0564 | 55.0564 | 55.0564 | 55.0564 | 55.0564 | 55.0564 | 55.0564 | 55.0564 | 55.0564 | 55.0564 | 55.0564 | 55.0564 | 55.0564 | 55.0564 | 55.0564 | 55.0564 | 55.0564 | 55.0564 | 55.0564 | 55.0564 | 55.0564 | 55.0564 | 55.0564 | 55.0564 | 55.0564 | 55.0564 | 55.0564 | 55.0564 | 55.0564 | 55.0564 | 55.0564 | 55.0564 | 55.0564 | 55.0564 | 55.0564 | 55.0564 | 55.0564 | 55.0564 | 55.0564 | 55.0564 | 55.0564 | 55.0564 | 55.0564 | 55.0564 | 55.0564 | 55.0564 | 55.0564 | 55.0564 | 55.0564 | 55.0564 | 55.0564 | 55.0564 | 55.0564 | 55.0564 | 55.0564 | 55.0564 | 55.0564 | 55.0564 | 55.0564 | 55.0564 | 55.0564 | 55.0564 | 55.0564 | 55.0564 | 55.0564 | 55.0564 | 55.0564 | 55.0564 | 55.0564 | 55.0564 | 55.0564 | 55.0564 | 55.0564 | 55.0564 | 55.0564 | 55.0564 | 55.0564 | 55.0564 | 55.0564 | 55.0564 | 55.0564 | 55.0564 | 55.0564 | 55.0564 | 55.0564 | 55.0564 | 55.0564 | 55.0564 | 55.0564 | 55.0564 | 55.0564 | 55.0564 | 55.0564 | 55.0564 | 55.0564 | 55.0564 | 55.0564 | 55.0564 | 55.0564 | 55.0564 | 55.0564 | 55.0564 | 55.0564 | 55.0564 | 55.0564 | 55.0564 | 55.0564 | 55.0564 | 55.0564 | 55.0564 | 55.0564 | 55.0564 | 55.0564 | 55.0564 | 55.0564 | 55.0564 | 55.0564 | 55.0564 | 55.0564 | 55.0564 | 55.0564 | 55.0564 | 55.0564 | 55.0564 | 55.0564 | 55.0564 | 55.0564 | 55.0564 | 55.0564 | 55.0564 | 55.0564 | 55.0564 | 55.0564 | 55.0564 | 55.0564 | 55.0564 | 55.0564 | 55.0564 | 55.0564 | 55.0564 | 55.0564 | 55.0564 | 55.0564 | 55.0564 | 55.0564 | 55.0564 | 55.0564 | 55.0564 | 55.0564 | 55.0564 | 55.0564 | 55.0564 | 55.0564 | 55.0564 | 55.0564 | 55.0564 | 55.0564 | 55.0564 | 55.0564 | 55.0564 | 55.0564 | 55.0564 | 55.0564 | 55.0564 | 55.0564 | 55.0564 | 55.0564 | 55.0564 | 55.0564 | 55.0564 | 55.0564 | 55.0564 | 55.0564 | 55.0564 | 55.0564 | 55.0564 | 55.0564 | 55.0564 | 55.0564 | 55.0564 | 55.0564 | 55.0564 | 55.0564 | 55.0564 | 55.0564 | 55.0564 | 55.0564 | 55.0564 | 55.0564 | 55.0564 | 55.0564 | 55.0564 | 55.0564 | 55.0564 | 55.0564 | 55.0564 | 55.0564 | 55.0564 | 55.0564 | 55.0564 | 55.0564 | 55.0564 | 55.0564 | 55.0564 | 55.0564 | 55.0564 | 55.0564 | 55.0564 | 55.0564 | 55.0564 | 55.0564 | 55.0564 | 55.0564 | 55.0564 | 55.0564 | 55.0564 | 55.0564 | 55.0564 | 55.0564 | 55.0564 | 55.0564 | 55.0564 | 55.0564 | 55.0564 | 55.0564 | 55.0564 | 55.0564 | 55.0564 | 55.0564 | 55.0564 | 55.0564 | 55.0564 | 55.0564 | 55.0564 | 55.0564 | 55.0564 | 55.0564 | 55.0564 | 55.0564 | 55.0564 | 55.0564 | 55.0564 | 55.0564 | 55.0564 | 55.0564 | 55.0564 | 55.0564 | 55.0564 | 55.0564 | 55.0564 | 55.0564 | 55.0564 | 55.0564 | 55.0564 | 55.0564 | 55.0564 | 55.0564 | 55.0564 | 55.0564 | 55.0564 | 55.0564 | 55.0564 | 55.0564 | 55.0564 | 55.0564 | 55.0564 | 55.0564 | 55.0564 | 55.0564 | 55.0564 | 55.0564 | 55.0564 | 55.0564 | 55.0564 | 55.0564 | 55.0564 | 55.0564 | 55.0564 | 55.0564 | 55.0564 | 55.0564 | 55.0564 | 55.0564 | 55.0564 | 55.0564 | 55.0564 | 55.0564 | 55.0564 | 55.0564 | 55.0564 | 55.0564 | 55.0564 | 55.0564 | 55.0564 | 55.0564 | 55.0564 | 55.0564 | 55.0564 | 55.0564 | 55.0564 | 55.0564 | 55.0564 | 55.0564 | 55.0564 | 55.0564 | 55.0564 | 55.0564 | 55.0564 | 55.0564 | 55.0564 | 55.0564 | 55.0564 | 55.0564 | 55.0564 | 55.0564 | 55.0564 | 55.0564 | 55.0564 | 55.0564 | 55.0564 | 55.0564 | 55.0564 | 55.0564 | 55.0564 | 55.0564 | 55.0564 | 55.0564 | 55.0564 | 55.0564 | 55.0564 | 55.0564 | 55.0564 | 55.0564 | 55.0564 | 55.0564 | 55.0564 | 55.0564 | 55.0564 | 55.0564 | 55.0564 | 55.0564 | 55.0564 | 55.0564 | 55.0564 | 55.0564 | 55.0564 | 55.0564 | 55.0564 | 55.0564 | 55.0564 | 55.0564 | 55.0564 | 55.0564 | 55.0564 | 55.0564 | 55.0564 | 55.0564 | 55.0564 | 55.0564 | 55.0564 | 55.0564 | 55.0564 | 55.0564 | 55.0564 | 55.0564 | 55.0564 | 55.0564 | 55.0564 | 55.0564 | 55.0564 | 55.0564 | 55.0564 | 55.0564 | 55.0564 | 55.0564 | 55.0564 | 55.0564 | 55.0564 | 55.0564 | 55.0564 | 55.0564 | 55.0564 | 55.0564 | 55.0564 | 55.0564 | 55.0564 | 55.0564 | 55.0564 | 55.0564 | 55.0564 | 55.0564 | 55.0564 | 55.0564 | 55.0564 | 55.0564 | 55.0564 | 55.0564 | 55.0564 | 55.0564 | 55.0564 | 55.0564 | 55.0564 | 55.0564 | 55.0564 | 55.0564 | 55.0564 | 55.0564 | 55.0564 | 55.0564 | 55.0564 | 55.0564 | 55.0564 | 55.0564 | 55.0564 | 55.0564 | 55.0564 | 55.0564 | 55.0564 | 55.0564 | 55.0564 | 55.0564 | 55.0564 | 55.0564 | 55.0564 | 55.0564 | 55.0564 | 55.0564 | 55.0564 | 55.0564 | 55.0564 | 55.0564 | 55.0564 | 55.0564 | 55.0564 | 55.0564 | 55.0564 | 55.0564 | 55.0564 | 55.0564 | 55.0564 | 55.0564 | 55.0564 | 55.0564 | 55.0564 | 55.0564 | 55.0564 | 55.0564 | 55.0564 | 55.0564 | 55.0564 | 55.0564 | 55.0564 | 55.0564 | 55.0564 | 55.0564 | 55.0564 | 55.0564 | 55.0564 | 55.0564 | 55.0564 | 55.0564 | 55.0564 | 55.0564 | 55.0564 | 55.0564 | 55.0564 | 55.0564 | 55.0564 | 55.0564 | 55.0564 | 55.0564 | 55.0564 | 55.0564 | 55.0564 | 55.0564 | 55.0564 | 55.0564 | 55.0564 | 55.0564 | 55.0564 | 55.0564 | 55.0564 | 55.0564 | 55.0564 | 55.0564 | 55.0564 | 55.0564 | 55.0564 | 55.0564 | 55.0564 | 55.0564 | 55.0564 | 55.0564 | 55.0564 | 55.0564 | 55.0564 | 55.0564 | 55.0564 | 55.0564 | 55.0564 | 55.0564 | 55.0564 | 55.0564 | 55.0564 | 55.0564 | 55.0564 | 55.0564 | 55.0564 | 55.0564 | 55.0564 | 55.0564 | 55.0564 | 55.0564 | 55.0564 | 55.0564 | 55.0564 | 55.0564 | 55.0564 | 55.0564 | 55.0564 | 55.0564 | 55.0564 | 55.0564 | 55.0564 | 55.0564 | 55.0564 | 55.0564 | 55.0564 | 55.0564 | 55.0564 | 55.0564 | 55.0564 | 55.0564 | 55.0564 | 55.0564 | 55.0564 | 55.0564 | 55.0564 | 55.0564 | 55.0564 | 55.0564 | 55.0564 | 55.0564 | 55.0564 | 55.0564 | 55.0564 | 55.0564 | 55.0564 | 55.0564 | 55.0564 | 55.0564 | 55.0564 | 55.0564 | 55.0564 | 55.0564 | 55.0564 | 55.0564 | 55.0564 | 55.0564 | 55.0564 | 55.0564 | 55.0564 | 55.0564 | 55.0564 | 55.0564 | 55.0564 | 55.0564 | 55.0564 | 55.0564 | 55.0564 | 55.0564 | 55.0564 | 55.0564 | 55.0564 | 55.0564 | 55.0564 | 55.0564 | 55.0564 | 55.0564 | 55.0564 | 55.0564 | 55.0564 | 55.0564 | 55.0564 | 55.0564 | 55.0564 | 55.0564 | 55.0564 | 55.0564 | 55.0564 | 55.0564 | 55.0564 | 55.0564 | 55.0564 | 55.0564 | 55.0564 | 55.0564 | 55.0564 | 55.0564 | 55.0564 | 55.0564 | 55.0564 | 55.0564 | 55.0564 | 55.0564 | 55.0564 | 55.0564 | 55.0564 | 55.0564 | 55.0564 | 55.0564 | 55.0564 | 55.0564 | 55.0564 | 55.0564 | 55.0564 | 55.0564 | 55.0564 | 55.0564 | 55.0564 | 55.0564 | 55.0564 | 55.0564 | 55.0564 | 55.0564 | 55.0564 | 55.0564 | 55.0564 | 55.0564 | 55.0564 | 55.0564 | 55.0564 | 55.0564 | 55.0564 | 55.0564 | 55.0564 | 55.0564 | 55.0564 | 55.0564 | 55.0564 | 55.0564 | 55.0564 | 55.0564 | 55.0564 | 55.0564 | 55.0564 | 55.0564 | 55.0564 | 55.0564 | 55.0564 | 55.0564 | 55.0564 | 55.0564 | 55.0564 | 55.0564 | 55.0564 | 55.0564 | 55.0564 | 55.0564 | 55.0564 | 55.0564 | 55.0564 | 55.0564 | 55.0564 | 55.0564 | 55.0564 | 55.0564 | 55.0564 | 55.0564 | 55.0564 | 55.0564 | 55.0564 | 55.0564 | 55.0564 | 55.0564 | 55.0564 | 55.0564 | 55.0564 | 55.0564 | 55.0564 | 55.0564 | 55.0564 | 55.0564 | 55.0564 | 55.0564 | 55.0564 | 55.0564 | 55.0564 | 55.0564 | 55.0564 | 55.0564 | 55.0564 | 55.0564 | 55.0564 | 55.0564 | 55.0564 | 55.0564 | 55.0564 | 55.0564 | 55.0564 | 55.0564 | 55.0564 | 55.0564 | 55.0564 | 55.0564 | 55.0564 | 55.0564 | 55.0564 | 55.0564 | 55.0564 | 55.0564 | 55.0564 | 55.0564 | 55.0564 | 55.0564 | 55.0564 | 55.0564 | 55.0564 | 55.0564 | 55.0564 | 55.0564 | 55.0564 | 55.0564 | 55.0564 | 55.0564 | 55.0564 | 55.0564 | 55.0564 | 55.0564 | 55.0564 | 55.0564 | 55.0564 | 55.0564 | 55.0564 | 55.0564 | 55.0564 | 55.0564 | 55.0564 | 55.0564 | 55.0564 | 55.0564 | 55.0564 | 55.0564 | 55.0564 | 55.0564 | 55.0564 | 55.0564 | 55.0564 | 55.0564 | 55.0564 | 55.0564 | 55.0564 | 55.0564 | 55.0564 | 55.0564 | 55.0564 | 55.0564 | 55.0564 | 55.0564 | 55.0564 | 55.0564 | 55.0564 | 55.0564 | 55.0564 | 55.0564 | 55.0564 | 55.0564 | 55.0564 | 55.0564 | 55.0564 | 55.0564 | 55.0564 | 55.0564 | 55.0564 | 55.0564 | 55.0564 | 55.0564 | 55.0564 | 55.0564 | 55.0564 | 55.0564 | 55.0564 | 55.0564 | 55.0564 | 55.0564 | 55.0564 | 55.0564 | 55.0564 | 55.0564 | 55.0564 | 55.0564 | 55.0564 | 55.0564 | 55.0564 | 55.0564 | 55.0564 | 55.0564 | 55.0564 | 55.0564 | 55.0564 | 55.0564 | 55.0564 | 55.0564 | 55.0564 | 55.0564 | 55.0564 | 55.0564 | 55.0564 | 55.0564 | 55.0564 | 55.0564 | 55.0564 | 55.0564 | 55.0564 | 55.0564 | 55.0564 | 55.0564 | 55.0564 | 55.0564 | 55.0564 | 55.0564 | 55.0564 | 55.0564 | 55.0564 | 55.0564 | 55.0564 | 55.0564 | 55.0564 | 55.0564 | 55.0564 | 55.0564 | 55.0564 | 55.0564 | 55.0564 | 55.0564 | 55.0564 | 55.0564 | 55.0564 | 55.0564 | 55.0564 | 55.0564 | 55.0564 | 55.0564 | 55.0564 | 55.0564 | 55.0564 | 55.0564 | 55.0564 | 55.0564 | 55.0564 | 55.0564 | 55.0564 | 55.0564 | 55.0564 | 55.0564 | 55.0564 | 55.0564 | 55.0564 | 55.0564 | 55.0564 | 55.0564 | 55.0564 | 55.0564 | 55.0564 | 55.0564 | 55.0564 | 55.0564 | 55.0564 | 55.0564 | 55.0564 | 55.0564 | 55.0564 | 55.0564 | 55.0564 | 55.0564 | 55.0564 | 55.0564 | 55.0564 | 55.0564 | 55.0564 | 55.0564 | 55.0564 | 55.0564 | 55.0564 | 55.0564 | 55.0564 | 55.0564 | 55.0564 | 55.0564 | 55.0564 | 55.0564 | 55.0564 | 55.0564 | 55.0564 | 55.0564 | 55.0564 | 55.0564 | 55.0564 | 55.0564 | 55.0564 | 55.0564 | 55.0564 | 55.0564 | 55.0564 | 55.0564 | 55.0564 | 55.0564 | 55.0564 | 55.0564 | 55.0564 | 55.0564 | 55.0564 | 55.0564 | 55.0564 | 55.0564 | 55.0564 | 55.0564 | 55.0564 | 55.0564 | 55.0564 | 55.0564 | 55.0564 | 55.0564 | 55.0564 | 55.0564 | 55.0564 | 55.0564 | 55.0564 | 55.0564 | 55.0564 | 55.0564 | 55.0564 | 55.0564 | 55.0564 | 55.0564 | 55.0564 | 55.0564 | 55.0564 | 55.0564 | 55.0564 | 55.0564 | 55.0564 | 55.0564 | 55.0564 | 55.0564 | 55.0564 | 55.0564 | 55.0564 | 55.0564 | 55.0564 | 55.0564 | 55.0564 | 55.0564 | 55.0564 | 55.0564 | 55.0564 | 55.0564 | 55.0564 | 55.0564 | 55.0564 | 55.0564 | 55.0564 | 55.0564 | 55.0564 | 55.0564 | 55.0564 | 55.0564 | 55.0564 | 55.0564 | 55.0564 | 55.0564 | 55.0564 | 55.0564 | 55.0564 | 55.0564 | 55.0564 | 55.0564 | 55.0564 | 55.0564 | 55.0564 | 55.0564 | 55.0564 | 55.0564 | 55.0564 | 55.0564 | 55.0564 | 55.0564 | 55.0564 | 55.0564 | 55.0564 | 55.0564 | 55.0564 | 55.0564 | 55.0564 | 55.0564 | 55.0564 | 55.0564 | 55.0564 | 55.0564 | 55.0564 | 55.0564 | 55.0564 | 55.0564 | 55.0564 | 55.0564 | 55.0564 | 55.0564 | 55.0564 | 55.0564 | 55.0564 | 55.0564 | 55.0564 | 55.0564 | 55.0564 | 55.0564 | 55.0564 | 55.0564 | 55.0564 | 55.0564 | 55.0564 | 55.0564 | 55.0564 | 55.0564 | 55.0564 | 55.0564 | 55.0564 | 55.0564 | 55.0564 | 55.0564 | 55.0564 | 55.0564 | 55.0564 | 55.0564 | 55.0564 | 55.0564 | 55.0564 | 55.0564 | 55.0564 | 55.0564 | 55.0564 | 55.0564 | 55.0564 | 55.0564 | 55.0564 | 55.0564 | 55.0564 | 55.0564 | 55.0564 | 55.0564 | 55.0564 | 55.0564 | 55.0564 | 55.0564 | 55.0564 | 55.0564 | 55.0564 | 55.0564 | 55.0564 | 55.0564 | 55.0564 | 55.0564 | 55.0564 | 55.0564 | 55.0564 | 55.0564 | 55.0564 | 55.0564 | 55.0564 | 55.0564 | 55.0564 | 55.0564 | 55.0564 | 55.0564 | 55.0564 | 55.0564 | 55.0564 | 55.0564 | 55.0564 | 55.0564 | 55.0564 | 55.0564 | 55.0564 | 55.0564 | 55.0564 | 55.0564 | 55.0564 | 55.0564 | 55.0564 | 55.0564 | 55.0564 | 55.0564 | 55.0564 | 55.0564 | 55.0564 | 55.0564 | 55.0564 | 55.0564 | 55.0564 | 55.0564 | 55.0564 | 55.0564 | 55.0564 | 55.0564 | 55.0564 | 55.0564 | 55.0564 | 55.0564 | 55.0564 | 55.0564 | 55.0564 | 55.0564 | 55.0564 | 55.0564 | 55.0564 | 55.0564 | 55.0564 | 55.0564 | 55.0564 | 55.0564 | 55.0564 | 55.0564 | 55.0564 | 55.0564 | 55.0564 | 55.0564 | 55.0564 | 55.0564 | 55.0564 | 55.0564 | 55.0564 | 55.0564 | 55.0564 | 55.0564 | 55.0564 | 55.0564 | 55.0564 | 55.0564 | 55.0564 | 55.0564 | 55.0564 | 55.0564 | 55.0564 | 55.0564 | 55.0564 | 55.0564 | 55.0564 | 55.0564 | 55.0564 | 55.0564 | 55.0564 | 55.0564 | 55.0564 | 55.0564 | 55.0564 | 55.0564 | 55.0564 | 55.0564 | 55.0564 | 55.0564 | 55.0564 | 55.0564 | 55.0564 | 55.0564 | 55.0564 | 55.0564 | 55.0564 | 55.0564 | 55.0564 | 55.0564 | 55.0564 | 55.0564 | 55.0564 | 55.0564 | 55.0564 | 55.0564 | 55.0564 | 55.0564 | 55.0564 | 55.0564 | 55.0564 | 55.0564 | 55.0564 | 55.0564 | 55.0564 | 55.0564 | 55.0564 | 55.0564 | 55.0564 | 55.0564 | 55.0564 | 55.0564 | 55.0564 | 55.0564 | 55.0564 | 55.0564 | 55.0564 | 55.0564 | 55.0564 | 55.0564 | 55.0564 | 55.0564 | 55.0564 | 55.0564 | 55.0564 | 55.0564 | 55.0564 | 55.0564 | 55.0564 | 55.0564 | 55.0564 | 55.0564 | 55.0564 | 55.0564 | 55.0564 | 55.0564 | 55.0564 | 55.0564 | 55.0564 | 55.0564 | 55.0564 | 55.0564 | 55.0564 | 55.0564 | 55.0564 | 55.0564 | 55.0564 | 55.0564 | 55.0564 | 55.0564 | 55.0564 | 55.0564 | 55.0564 | 55.0564 | 55.0564 | 55.0564 | 55.0564 | 55.0564 | 55.0564 | 55.0564 | 55.0564 | 55.0564 | 55.0564 | 55.0564 | 55.0564 | 55.0564 | 55.0564 | 55.0564 | 55.0564 | 55.0564 | 55.0564 | 55.0564 | 55.0564 | 55.0564 | 55.0564 | 55.0564 | 55.0564 | 55.0564 | 55.0564 | 55.0564 | 55.0564 | 55.0564 | 55.0564 | 55.0564 | 55.0564 | 55.0564 | 55.0564 | 55.0564 | 55.0564 | 55.0564 | 55.0564 | 55.0564 | 55.0564 | 55.0564 | 55.0564 | 55.0564 | 55.0564 | 55.0564 | 55.0564 | 55.0564 | 55.0564 | 55.0564 | 55.0564 | 55.0564 | 55.0564 | 55.0564 | 55.0564 | 55.0564 | 55.0564 | 55.0564 | 55.0564 | 55.0564 | 55.0564 | 55.0564 | 55.0564 | 55.0564 | 55.0564 | 55.0564 | 55.0564 | 55.0564 | 55.0564 | 55.0564 | 55.0564 | 55.0564 | 55.0564 | 55.0564 | 55.0564 | 55.0564 | 55.0564 | 55.0564 | 55.0564 | 55.0564 | 55.0564 | 55.0564 | 55.0564 | 55.0564 | 55.0564 | 55.0564 | 55.0564 | 55.0564 | 55.0564 | 55.0564 | 55.0564 | 55.0564 | 55.0564 | 55.0564 | 55.0564 | 55.0564 | 55.0564 | 55.0564 | 55.0564 | 55.0564 | 55.0564 | 55.0564 | 55.0564 | 55.0564 | 55.0564 | 55.0564 | 55.0564 | 55.0564 | 55.0564 | 55.0564 | 55.0564 | 55.0564 | 55.0564 | 55.0564 | 55.0564 | 55.0564 | 55.0564 | 55.0564 | 55.0564 | 55.0564 | 55.0564 | 55.0564 | 55.0564 | 55.0564 | 55.0564 | 55.0564 | 55.0564 | 55.0564 | 55.0564 | 55.0564 | 55.0564 | 55.0564 | 55.0564 | 55.0564 | 55.0564 | 55.0564 | 55.0564 | 55.0564 | 55.0564 | 55.0564 | 55.0564 | 55.0564 | 55.0564 | 55.0564 | 55.0564 | 55.0564 | 55.0564 | 55.0564 | 55.0564 | 55.0564 | 55.0564 | 55.0564 | 55.0564 | 55.0564 | 55.0564 | 55.0564 | 55.0564 | 55.0564 | 55.0564 | 55.0564 | 55.0564 | 55.0564 | 55.0564 | 55.0564 | 55.0564 | 55.0564 | 55.0564 | 55.0564 | 55.0564 | 55.0564 | 55.0564 | 55.0564 | 55.0564 | 55.0564 | 55.0564 | 55.0564 | 55.0564 | 55.0564 | 55.0564 | 55.0564 | 55.0564 | 55.0564 | 55.0564 | 55.0564 | 55.0564 | 55.0564 | 55.0564 | 55.0564 | 55.0564 | 55.0564 | 55.0564 | 55.0564 | 55.0564 | 55.0564 | 55.0564 | 55.0564 | 55.0564 | 55.0564 | 55.0564 | 55.0564 | 55.0564 | 55.0564 | 55.0564 | 55.0564 | 55.0564 | 55.0564 | 55.0564 | 55.0564 | 55.0564 | 55.0564 | 55.0564 | 55.0564 | 55.0564 | 55.0564 | 55.0564 | 55.0564 | 55.0564 | 55.0564 | 55.0564 | 55.0564 | 55.0564 | 55.0564 | 55.0564 | 55.0564 | 55.0564 | 55.0564 | 55.0564 | 55.0564 | 55.0564 | 55.0564 | 55.0564 | 55.0564 | 55.0564 | 55.0564 | 55.0564 | 55.0564 | 55.0564 | 55.0564 | 55.0564 | 55.0564 | 55.0564 | 55.0564 | 55.0564 | 55.0564 | 55.0564 | 55.0564 | 55.0564 | 55.0564 | 55.0564 | 55.0564 | 55.0564 | 55.0564 | 55.0564 | 55.0564 | 55.0564 | 55.0564 | 55.0564 | 55.0564 | 55.0564 | 55.0564 | 55.0564 | 55.0564 | 55.0564 | 55.0564 | 55.0564 | 55.0564 | 55.0564 | 55.0564 | 55.0564 | 55.0564 | 55.0564 | 55.0564 | 55.0564 | 55.0564 | 55.0564 | 55.0564 | 55.0564 | 55.0564 | 55.0564 | 55.0564 | 55.0564 | 55.0564 | 55.0564 | 55.0564 | 55.0564 | 55.0564 | 55.0564 | 55.0564 | 55.0564 | 55.0564 | 55.0564 | 55.0564 | 55.0564 | 55.0564 | 55.0564 | 55.0564 | 55.0564 | 55.0564 | 55.0564 | 55.0564 | 55.0564 | 55.0564 | 55.0564 | 55.0564 | 55.0564 | 55.0564 | 55.0564 | 55.0564 | 55.0564 | 55.0564 | 55.0564 | 55.0564 | 55.0564 | 55.0564 | 55.0564 | 55.0564 | 55.0564 | 55.0564 | 55.0564 | 55.0564 | 55.0564 | 55.0564 | 55.0564 | 55.0564 | 55.0564 | 55.0564 | 55.0564 | 55.0564 | 55.0564 | 55.0564 | 55.0564 | 55.0564 | 55.0564 | 55.0564 | 55.0564 | 55.0564 | 55.0564 | 55.0564 | 55.0564 | 55.0564 | 55.0564 | 55.0564 | 55.0564 | 55.0564 | 55.0564 | 55.0564 | 55.0564 | 55.0564 | 55.0564 | 55.0564 | 55.0564 | 55.0564 | 55.0564 | 55.0564 | 55.0564 | 55.0564 | 55.0564 | 55.0564 | 55.0564 | 55.0564 | 55.0564 | 55.0564 | 55.0564 | 55.0564 | 55.0564 | 55.0564 | 55.0564 | 55.0564 | 55.0564 | 55.0564 | 55.0564 | 55.0564 | 55.0564 | 55.0564 | 55.0564 | 55.0564 | 55.0564 | 55.0564 | 55.0564 | 55.0564 | 55.0564 | 55.0564 | 55.0564 | 55.0564 | 55.0564 | 55.0564 | 55.0564 | 55.0564 | 55.0564 | 55.0564 | 55.0564 | 55.0564 | 55.0564 | 55.0564 | 55.0564 | 55.0564 | 55.0564 | 55.0564 | 55.0564 | 55.0564 | 55.0564 | 55.0564 | 55.0564 | 55.0564 | 55.0564 | 55.0564 | 55.0564 | 55.0564 | 55.0564 | 55.0564 | 55.0564 | 55.0564 | 55.0564 | 55.0564 | 55.0564 | 55.0564 | 55.0564 | 55.0564 | 55.0564 | 55.0564 | 55.0564 | 55.0564 | 55.0564 | 55.0564 | 55.0564 | 55.0564 | 55.0564 | 55.0564 | 55.0564 | 55.0564 | 55.0564 | 55.0564 | 55.0564 | 55.0564 | 55.0564 | 55.0564 | 55.0564 | 55.0564 | 55.0564 | 55.0564 | 55.0564 | 55.0564 | 55.0564 | 55.0564 | 55.0564 | 55.0564 | 55.0564 | 55.0564 | 55.0564 | 55.0564 | 55.0564 | 55.0564 | 55.0564 | 55.0564 | 55.0564 | 55.0564 | 55.0564 | 55.0564 | 55.0564 | 55.0564 | 55.0564 | 55.0564 | 55.0564 | 55.0564 | 55.0564 | 55.0564 | 55.0564 | 55.0564 | 55.0564 | 55.0564 | 55.0564 | 55.0564 | 55.0564 | 55.0564 | 55.0564 | 55.0564 | 55.0564 | 55.0564 | 55.0564 | 55.0564 | 55.0564 | 55.0564 | 55.0564 | 55.0564 | 55.0564 | 55.0564 | 55.0564 | 55.0564 | 55.0564 | 55.0564 | 55.0564 | 55.0564 | 55.0564 | 55.0564 | 55.0564 | 55.0564 | 55.0564 | 55.0564 | 55.0564 | 55.0564 | 55.0564 | 55.0564 | 55.0564 | 55.0564 | 55.0564 | 55.0564 | 55.0564 | 55.0564 | 55.0564 | 55.0564 | 55.0564 | 55.0564 | 55.0564 | 55.0564 | 55.0564 | 55.0564 | 55.0564 | 55.0564 | 55.0564 | 55.0564 | 55.0564 | 55.0564 | 55.0564 | 55.0564 | 55.0564 | 55.0564 | 55.0564 | 55.0564 | 55.0564 | 55.0564 | 55.0564 | 55.0564 | 55.0564 | 55.0564 | 55.0564 | 55.0564 | 55.0564 | 55.0564 | 55.0564 | 55.0564 | 55.0564 | 55.0564 | 55.0564 | 55.0564 | 55.0564 | 55.0564 | 55.0564 | 55.0564 | 55.0564 | 55.0564 | 55.0564 | 55.0564 | 55.0564 | 55.0564 | 55.0564 | 55.0564 | 55.0564 | 55.0564 | 55.0564 | 55.0564 | 55.0564 | 55.0564 | 55.0564 | 55.0564 | 55.0564 | 55.0564 | 55.0564 | 55.0564 | 55.0564 | 55.0564 | 55.0564 | 55.0564 | 55.0564 | 55.0564 | 55.0564 | 55.0564 | 55.0564 | 55.0564 | 55.0564 | 55.0564 | 55.0564 | 55.0564 | 55.0564 | 55.0564 | 55.0564 | 55.0564 | 55.0564 | 55.0564 | 55.0564 | 55.0564 | 55.0564 | 55.0564 | 55.0564 | 55.0564 | 55.0564 | 55.0564 | 55.0564 | 55.0564 | 55.0564 | 55.0564 | 55.0564 | 55.0564 | 55.0564 | 55.0564 | 55.0564 | 55.0564 | 55.0564 | 55.0564 | 55.0564 | 55.0564 | 55.0564 | 55.0564 | 55.0564 | 55.0564 | 55.0564 | 55.0564 | 55.0564 | 55.0564 | 55.0564 | 55.0564 | 55.0564 | 55.0564 | 55.0564 | 55.0564 | 55.0564 | 55.0564 | 55.0564 | 55.0564 | 55.0564 | 55.0564 | 55.0564 | 55.0564 | 55.0564 | 55.0564 | 55.0564 | 55.0564 | 55.0564 | 55.0564 | 55.0564 | 55.0564 | 55.0564 | 55.0564 | 55.0564 | 55.0564 | 55.0564 | 55.0564 | 55.0564 | 55.0564 | 55.0564 | 55.0564 | 55.0564 | 55.0564 | 55.0564 | 55.0564 | 55.0564 | 55.0564 | 55.0564 | 55.0564 | 55.0564 | 55.0564 | 55.0564 | 55.0564 | 55.0564 | 55.0564 | 55.0564 | 55.0564 | 55.0564 | 55.0564 | 55.0564 | 55.0564 | 55.0564 | 55.0564 | 55.0564 | 55.0564 | 55.0564 | 55.0564 | 55.0564 | 55.0564 | 55.0564 | 55.0564 | 55.0564 | 55.0564 | 55.0564 | 55.0564 | 55.0564 | 55.0564 | 55.0564 | 55.0564 | 55.0564 | 55.0564 | 55.0564 | 55.0564 | 55.0564 | 55.0564 | 55.0564 | 55.0564 | 55.0564 | 55.0564 | 55.0564 | 55.0564 | 55.0564 | 55.0564 | 55.0564 | 55.0564 | 55.0564 | 55.0564 | 55.0564 | 55.0564 | 55.0564 | 55.0564 | 55.0564 | 55.0564 | 55.0564 | 55.0564 | 55.0564 | 55.0564 | 55.0564 | 55.0564 | 55.0564 | 55.0564 | 55.0564 | 55.0564 | 55.0564 | 55.0564 | 55.0564 | 55.0564 | 55.0564 | 55.0564 | 55.0564 | 55.0564 | 55.0564 | 55.0564 | 55.0564 | 55.0564 | 55.0564 | 55.0564 | 55.0564 | 55.0564 | 55.0564 | 55.0564 | 55.0564 | 55.0564 | 55.0564 | 55.0564 | 55.0564 | 55.0564 | 55.0564 | 55.0564 | 55.0564 | 55.0564 | 55.0564 | 55.0564 | 55.0564 | 55.0564 | 55.0564 | 55.0564 | 55.0564 | 55.0564 | 55.0564 | 55.0564 | 55.0564 | 55.0564 | 55.0564 | 55.0564 | 55.0564 | 55.0564 | 55.0564 | 55.0564 | 55.0564 | 55.0564 | 55.0564 | 55.0564 | 55.0564 | 55.0564 | 55.0564 | 55.0564 | 55.0564 | 55.0564 | 55.0564 | 55.0564 | 55.0564 | 55.0564 | 55.0564 | 55.0564 | 55.0564 | 55.0564 | 55.0564 | 55.0564 | 55.0564 | 55.0564 | 55.0564 | 55.0564 | 55.0564 | 55.0564 | 55.0564 | 55.0564 | 55.0564 | 55.0564 | 55.0564 | 55.0564 | 55.0564 | 55.0564 | 55.0564 | 55.0564 | 55.0564 | 55.0564 | 55.0564 | 55.0564 | 55.0564 | 55.0564 | 55.0564 | 55.0564 | 55.0564 | 55.0564 | 55.0564 | 55.0564 | 55.0564 | 55.0564 | 55.0564 | 55.0564 | 55.0564 | 55.0564 | 55.0564 | 55.0564 | 55.0564 | 55.0564 | 55.0564 | 55.0564 | 55.0564 | 55.0564 | 55.0564 | 55.0564 | 55.0564 | 55.0564 | 55.0564 | 55.0564 | 55.0564 | 55.0564 | 55.0564 | 55.0564 | 55.0564 | 55.0564 | 55.0564 | 55.0564 | 55.0564 | 55.0564 | 55.0564 | 55.0564 | 55.0564 | 55.0564 | 55.0564 | 55.0564 | 55.0564 | 55.0564 | 55.0564 | 55.0564 | 55.0564 | 55.0564 | 55.0564 | 55.0564 | 55.0564 | 55.0564 | 55.0564 | 55.0564 | 55.0564 | 55.0564 | 55.0564 | 55.0564 | 55.0564 | 55.0564 | 55.0564 | 55.0564 | 55.0564 | 55.0564 | 55.0564 | 55.0564 | 55.0564 | 55.0564 | 55.0564 | 55.0564 | 55.0564 | 55.0564 | 55.0564 | 55.0564 | 55.0564 | 55.0564 | 55.0564 | 55.0564 | 55.0564 | 55.0564 | 55.0564 | 55.0564 | 55.0564 | 55.0564 | 55.0564 | 55.0564 | 55.0564 | 55.0564 | 55.0564 | 55.0564 | 55.0564 | 55.0564 | 55.0564 | 55.0564 | 55.0564 | 55.0564 | 55.0564 | 55.0564 | 55.0564 | 55.0564 | 55.0564 | 55.0564 | 55.0564 | 55.0564 | 55.0564 | 55.0564 | 55.0564 | 55.0564 | 55.0564 | 55.0564 | 55.0564 | 55.0564 | 55.0564 | 55.0564 | 55.0564 | 55.0564 | 55.0564 | 55.0564 | 55.0564 | 55.0564 | 55.0564 | 55.0564 | 55.0564 | 55.0564 | 55.0564 | 55.0564 | 55.0564 | 55.0564 | 55.0564 | 55.0564 | 55.0564 | 55.0564 | 55.0564 | 55.0564 | 55.0564 | 55.0564 | 55.0564 | 55.0564 | 55.0564 | 55.0564 | 55.0564 | 55.0564 | 55.0564 | 55.0564 | 55.0564 | 55.0564 | 55.0564 | 55.0564 | 55.0564 | 55.0564 | 55.0564 | 55.0564 | 55.0564 | 55.0564 | 55.0564 | 55.0564 | 55.0564 | 55.0564 | 55.0564 | 55.0564 | 55.0564 | 55.0564 | 55.0564 | 55.0564 | 55.0564 | 55.0564 | 55.0564 | 55.0564 | 55.0564 | 55.0564 | 55.0564 | 55.0564 | 55.0564 | 55.0564 | 55.0564 | 55.0564 | 55.0564 | 55.0564 | 55.0564 | 55.0564 | 55.0564 | 55.0564 | 55.0564 | 55.0564 | 55.0564 | 55.0564 | 55.0564 | 55.0564 | 55.0564 | 55.0564 | 55.0564 | 55.0564 | 55.0564 | 55.0564 | 55.0564 | 55.0564 | 55.0564 | 55.0564 | 55.0564 | 55.0564 | 55.0564 | 55.0564 | 55.0564 | 55.0564 | 55.0564 | 55.0564 | 55.0564 | 55.0564 | 55.0564 | 55.0564 | 55.0564 | 55.0564 | 55.0564 | 55.0564 | 55.0564 | 55.0564 | 55.0564 | 55.0564 | 55.0564 | 55.0564 | 55.0564 | 55.0564 | 55.0564 | 55.0564 | 55.0564 | 55.0564 | 55.0564 | 55.0564 | 55.0564 | 55.0564 | 55.0564 | 55.0564 | 55.0564 | 55.0564 | 55.0564 | 55.0564 | 55.0564 | 55.0564 | 55.0564 | 55.0564 | 55.0564 | 55.0564 | 55.0564 | 55.0564 | 55.0564 | 55.0564 | 55.0564 | 55.0564 | 55.0564 | 55.0564 | 55.0564 | 55.0564 | 55.0564 | 55.0564 | 55.0564 | 55.0564 | 55.0564 | 55.0564 | 55.0564 | 55.0564 | 55.0564 | 55.0564 | 55.0564 | 55.0564 | 55.0564 | 55.0564 | 55.0564 | 55.0564 | 55.0564 | 55.0564 | 55.0564 | 55.0564 | 55.0564 | 55.0564 | 55.0564 | 55.0564 | 55.0564 | 55.0564 | 55.0564 | 55.0564 | 55.0564 | 55.0564 | 55.0564 | 55.0564 | 55.0564 | 55.0564 | 55.0564 | 55.0564 | 55.0564 | 55.0564 | 55.0564 | 55.0564 | 55.0564 | 55.0564 | 55.0564 | 55.0564 | 55.0564 | 55.0564 | 55.0564 | 55.0564 | 55.0564 | 55.0564 | 55.0564 | 55.0564 | 55.0564 | 55.0564 | 55.0564 | 55.0564 | 55.0564 | 55.0564 | 55.0564 | 55.0564 | 55.0564 | 55.0564 | 55.0564 | 55.0564 | 55.0564 | 55.0564 | 55.0564 | 55.0564 | 55.0564 | 55.0564 | 55.0564 | 55.0564 | 55.0564 | 55.0564 | 55.0564 | 55.0564 | 55.0564 | 55.0564 | 55.0564 | 55.0564 | 55.0564 | 55.0564 | 55.0564 | 55.0564 | 55.0564 | 55.0564 | 55.0564 | 55.0564 | 55.0564 | 55.0564 | 55.0564 | 55.0564 | 55.0564 | 55.0564 | 55.0564 | 55.0564 | 55.0564 | 55.0564 | 55.0564 | 55.0564 | 55.0564 | 55.0564 | 55.0564 | 55.0564 | 55.0564 | 55.0564 | 55.0564 | 55.0564 | 55.0564 | 55.0564 | 55.0564 | 55.0564 | 55.0564 | 55.0564 | 55.0564 | 55.0564 | 55.0564 | 55.0564 | 55.0564 | 55.0564 | 55.0564 | 55.0564 | 55.0564 | 55.0564 | 55.0564 | 55.0564 | 55.0564 | 55.0564 | 55.0564 | 55.0564 | 55.0564 | 55.0564 | 55.0564 | 55.0564 | 55.0564 | 55.0564 | 55.0564 | 55.0564 | 55.0564 | 55.0564 | 55.0564 | 55.0564 | 55.0564 | 55.0564 | 55.0564 | 55.0564 | 55.0564 | 55.0564 | 55.0564 | 55.0564 | 55.0564 | 55.0564 | 55.0564 | 55.0564 | 55.0564 | 55.0564 | 55.0564 | 55.0564 | 55.0564 | 55.0564 | 55.0564 | 55.0564 | 55.0564 | 55.0564 | 55.0564 | 55.0564 | 55.0564 | 55.0564 | 55.0564 | 55.0564 | 55.0564 | 55.0564 | 55.0564 | 55.0564 | 55.0564 | 55.0564 | 55.0564 | 55.0564 | 55.0564 | 55.0564 | 55.0564 | 55.0564 | 55.0564 | 55.0564 | 55.0564 | 55.0564 | 55.0564 | 55.0564 | 55.0564 | 55.0564 | 55.0564 | 55.0564 | 55.0564 | 55.0564 | 55.0564 | 55.0564 | 55.0564 | 55.0564 | 55.0564 | 55.0564 | 55.0564 | 55.0564 | 55.0564 | 55.0564 | 55.0564 | 55.0564 | 55.0564 | 55.0564 | 55.0564 | 55.0564 | 55.0564 | 55.0564 | 55.0564 | 55.0564 | 55.0564 | 55.0564 | 55.0564 | 55.0564 | 55.0564 | 55.0564 | 55.0564 | 55.0564 | 55.0564 | 55.0564 | 55.0564 | 55.0564 | 55.0564 | 55.0564 | 55.0564 | 55.0564 | 55.0564 | 55.0564 | 55.0564 | 55.0564 | 55.0564 | 55.0564 | 55.0564 | 55.0564 | 55.0564 | 55.0564 | 55.0564 | 55.0564 | 55.0564 | 55.0564 | 55.0564 | 55.0564 | 55.0564 | 55.0564 | 55.0564 | 55.0564 | 55.0564 | 55.0564 | 55.0564 | 55.0564 | 55.0564 | 55.0564 | 55.0564 | 55.0564 | 55.0564 | 55.0564 | 55.0564 | 55.0564 | 55.0564 | 55.0564 | 55.0564 | 55.0564 | 55.0564 | 55.0564 | 55.0564 | 55.0564 | 55.0564 | 55.0564 | 55.0564 | 55.0564 | 55.0564 | 55.0564 | 55.0564 | 55.0564 | 55.0564 | 55.0564 | 55.0564 | 55.0564 | 55.0564 | 55.0564 | 55.0564 | 55.0564 | 55.0564 | 55.0564 | 55.0564 | 55.0564 | 55.0564 | 55.0564 | 55.0564 | 55.0564 | 55.0564 | 55.0564 | 55.0564 | 55.0564 | 55.0564 | 55.0564 | 55.0564 | 55.0564 | 55.0564 | 55.0564 | 55.0564 | 55.0564 | 55.0564 | 55.0564 | 55.0564 | 55.0564 | 55.0564 | 55.0564 | 55.0564 | 55.0564 | 55.0564 | 55.0564 | 55.0564 | 55.0564 | 55.0564 | 55.0564 | 55.0564 | 55.0564 | 55.0564 | 55.0564 | 55.0564 | 55.0564 | 55.0564 | 55.0564 | 55.0564 | 55.0564 | 55.0564 | 55.0564 | 55.0564 | 55.0564 | 55.0564 | 55.0564 | 55.0564 | 55.0564 | 55.0564 | 55.0564 | 55.0564 | 55.0564 | 55.0564 | 55.0564 | 55.0564 | 55.0564 | 55.0564 | 55.0564 | 55.0564 | 55.0564 | 55.0564 | 55.0564 | 55.0564 | 55.0564 | 55.0564 | 55.0564 | 55.0564 | 55.0564 | 55.0564 | 55.0564 | 55.0564 | 55.0564 | 55.0564 | 55.0564 | 55.0564 | 55.0564 | 55.0564 | 55.0564 | 55.0564 | 55.0564 | 55.0564 | 55.0564 | 55.0564 | 55.0564 | 55.0564 | 55.0564 | 55.0564 | 55.0564 | 55.0564 | 55.0564 | 55.0564 | 55.0564 | 55.0564 | 55.0564 | 55.0564 | 55.0564 | 55.0564 | 55.0564 | 55.0564 | 55.0564 | 55.0564 | 55.0564 | 55.0564 | 55.0564 | 55.0564 | 55.0564 | 55.0564 | 55.0564 | 55.0564 | 55.0564 | 55.0564 | 55.0564 | 55.0564 | 55.0564 | 55.0564 | 55.0564 | 55.0564 | 55.0564 | 55.0564 | 55.0564 | 55.0564 | 55.0564 | 55.0564 | 55.0564 | 55.0564 | 55.0564 | 55.0564 | 55.0564 | 55.0564 | 55.0564 | 55.0564 | 55.0564 | 55.0564 | 55.0564 | 55.0564 | 55.0564 | 55.0564 | 55.0564 | 55.0564 | 55.0564 | 55.0564 | 55.0564 | 55.0564 | 55.0564 | 55.0564 | 55.0564 | 55.0564 | 55.0564 | 55.0564 | 55.0564 | 55.0564 | 55.0564 | 55.0564 | 55.0564 | 55.0564 | 55.0564 | 55.0564 | 55.0564 | 55.0564 | 55.0564 | 55.0564 | 55.0564 | 55.0564 | 55.0564 | 55.0564 | 55.0564 | 55.0564 | 55.0564 | 55.0564 | 55.0564 | 55.0564 | 55.0564 | 55.0564 | 55.0564 | 55.0564 | 55.0564 | 55.0564 | 55.0564 | 55.0564 | 55.0564 | 55.0564 | 55.0564 | 55.0564 | 55.0564 | 55.0564 | 55.0564 | 55.0564 | 55.0564 | 55.0564 | 55.0564 | 55.0564 | 55.0564 | 55.0564 | 55.0564 | 55.0564 | 55.0564 | 55.0564 | 55.0564 | 55.0564 | 55.0564 | 55.0564 | 55.0564 | 55.0564 | 55.0564 | 55.0564 | 55.0564 | 55.0564 | 55.0564 | 55.0564 | 55.0564 | 55.0564 | 55.0564 | 55.0564 | 55.0564 | 55.0564 | 55.0564 | 55.0564 | 55.0564 | 55.0564 | 55.0564 | 55.0564 | 55.0564 | 55.0564 | 55.0564 | 55.0564 | 55.0564 | 55.0564 | 55.0564 | 55.0564 | 55.0564 | 55.0564 | 55.0564 | 55.0564 | 55.0564 | 55.0564 | 55.0564 | 55.0564 | 55.0564 | 55.0564 | 55.0564 | 55.0564 | 55.0564 | 55.0564 | 55.0564 | 55.0564 | 55.0564 | 55.0564 | 55.0564 | 55.0564 | 55.0564 | 55.0564 | 55.0564 | 55.0564 | 55.0564 | 55.0564 | 55.0564 | 55.0564 | 55.0564 | 55.0564 | 55.0564 | 55.0564 | 55.0564 | 55.0564 | 55.0564 | 55.0564 | 55.0564 | 55.0564 | 55.0564 | 55.0564 | 55.0564 | 55.0564 | 55.0564 | 55.0564 | 55.0564 | 55.0564 | 55.0564 | 55.0564 | 55.0564 | 55.0564 | 55.0564 | 55.0564 | 55.0564 | 55.0564 | 55.0564 | 55.0564 | 55.0564 | 55.0564 | 55.0564 | 55.0564 | 55.0564 | 55.0564 | 55.0564 | 55.0564 | 55.0564 | 55.0564 | 55.0564 | 55.0564 | 55.0564 | 55.0564 | 55.0564 | 55.0564 | 55.0564 | 55.0564 | 55.0564 | 55.0564 | 55.0564 | 55.0564 | 55.0564 | 55.0564 | 55.0564 | 55.0564 | 55.0564 | 55.0564 | 55.0564 | 55.0564 | 55.0564 | 55.0564 | 55.0564 | 55.0564 | 55.0564 | 55.0564 | 55.0564 | 55.0564 | 55.0564 | 55.0564 | 55.0564 | 55.0564 | 55.0564 | 55.0564 | 55.0564 | 55.0564 | 55.0564 | 55.0564 | 55.0564 | 55.0564 | 55.0564 | 55.0564 | 55.0564 | 55.0564 | 55.0564 | 55.0564 | 55.0564 | 55.0564 | 55.0564 | 55.0564 | 55.0564 | 55.0564 | 55.0564 | 55.0564 | 55.0564 | 55.0564 | 55.0564 | 55.0564 | 55.0564 | 55.0564 | 55.0564 | 55.0564 | 55.0564 | 55.0564 | 55.0564 | 55.0564 | 55.0564 | 55.0564 | 55.0564 | 55.0564 | 55.0564 | 55.0564 | 55.0564 | 55.0564 | 55.0564 | 55.0564 | 55.0564 | 55.0564 | 55.0564 | 55.0564 | 55.0564 | 55.0564 | 55.0564 | 55.0564 | 55.0564 | 55.0564 | 55.0564 | 55.0564 | 55.0564 | 55.0564 | 55.0564 | 55.0564 | 55.0564 | 55.0564 | 55.0564 | 55.0564 | 55.0564 | 55.0564 | 55.0564 | 55.0564 | 55.0564 | 55.0564 | 55.0564 | 55.0564 | 55.0564 | 55.0564 | 55.0564 | 55.0564 | 55.0564 | 55.0564 | 55.0564 | 55.0564 | 55.0564 | 55.0564 | 55.0564 | 55.0564 | 55.0564 | 55.0564 | 55.0564 | 55.0564 | 55.0564 | 55.0564 | 55.0564 | 55.0564 | 55.0564 | 55.0564 | 55.0564 | 55.0564 | 55.0564 | 55.0564 | 55.0564 | 55.0564 | 55.0564 | 55.0564 | 55.0564 | 55.0564 | 55.0564 | 55.0564 | 55.0564 | 55.0564 | 55.0564 | 55.0564 | 55.0564 | 55.0564 | 55.0564 | 55.0564 | 55.0564 | 55.0564 | 55.0564 | 55.0564 | 55.0564 | 55.0564 | 55.0564 | 55.0564 | 55.0564 | 55.0564 | 55.0564 | 55.0564 | 55.0564 | 55.0564 | 55.0564 | 55.0564 | 55.0564 | 55.0564 | 55.0564 | 55.0564 | 55.0564 | 55.0564 | 55.0564 | 55.0564 | 55.0564 | 55.0564 | 55.0564 | 55.0564 | 55.0564 | 55.0564 | 55.0564 | 55.0564 | 55.0564 | 55.0564 | 55.0564 | 55.0564 | 55.0564 | 55.0564 | 55.0564 | 55.0564 | 55.0564 | 55.0564 | 55.0564 | 55.0564 | 55.0564 | 55.0564 | 55.0564 | 55.0564 | 55.0564 | 55.0564 | 55.0564 | 55.0564 | 55.0564 | 55.0564 | 55.0564 | 55.0564 | 55.0564 | 55.0564 | 55.0564 | 55.0564 | 55.0564 | 55.0564 | 55.0564 | 55.0564 | 55.0564 | 55.0564 | 55.0564 | 55.0564 | 55.0564 | 55.0564 | 55.0564 | 55.0564 | 55.0564 | 55.0564 | 55.0564 | 55.0564 | 55.0564 | 55.0564 | 55.0564 | 55.0564 | 55.0564 | 55.0564 | 55.0564 | 55.0564 | 55.0564 | 55.0564 | 55.0564 | 55.0564 | 55.0564 | 55.0564 | 55.0564 | 55.0564 | 55.0564 | 55.0564 | 55.0564 | 55.0564 | 55.0564 | 55.0564 | 55.0564 | 55.0564 | 55.0564 | 55.0564 | 55.0564 | 55.0564 | 55.0564 | 55.0564 | 55.0564 | 55.0564 | 55.0564 | 55.0564 | 55.0564 | 55.0564 | 55.0564 | 55.0564 | 55.0564 | 55.0564 | 55.0564 | 55.0564 | 55.0564 | 55.0564 | 55.0564 | 55.0564 | 55.0564 | 55.0564 | 55.0564 | 55.0564 | 55.0564 | 55.0564 | 55.0564 | 55.0564 | 55.0564 | 55.0564 | 55.0564 | 55.0564 | 55.0564 | 55.0564 | 55.0564 | 55.0564 | 55.0564 | 55.0564 | 55.0564 | 55.0564 | 55.0564 | 55.0564 | 55.0564 | 55.0564 | 55.0564 | 55.0564 | 55.0564 | 55.0564 | 55.0564 | 55.0564 | 55.0564 | 55.0564 | 55.0564 | 55.0564 | 55.0564 | 55.0564 | 55.0564 | 55.0564 | 55.0564 | 55.0564 | 55.0564 | 55.0564 | 55.0564 | 55.0564 | 55.0564 | 55.0564 | 55.0564 | 55.0564 | 55.0564 | 55.0564 | 55.0564 | 55.0564 | 55.0564 | 55.0564 | 55.0564 | 55.0564 | 55.0564 | 55.0564 | 55.0564 | 55.0564 | 55.0564 | 55.0564 | 55.0564 | 55.0564 | 55.0564 | 55.0564 | 55.0564 | 55.0564 | 55.0564 | 55.0564 | 55.0564 | 55.0564 | 55.0564 | 55.0564 | 55.0564 | 55.0564 | 55.0564 | 55.0564 | 55.0564 | 55.0564 | 55.0564 | 55.0564 | 55.0564 | 55.0564 | 55.0564 | 55.0564 | 55.0564 | 55.0564 | 55.0564 | 55.0564 | 55.0564 | 55.0564 | 55.0564 | 55.0564 | 55.0564 | 55.0564 | 55.0564 | 55.0564 | 55.0564 | 55.0564 | 55.0564 | 55.0564 | 55.0564 | 55.0564 | 55.0564 | 55.0564 | 55.0564 | 55.0564 | 55.0564 | 55.0564 | 55.0564 | 55.0564 | 55.0564 | 55.0564 | 55.0564 | 55.0564 | 55.0564 | 55.0564 | 55.0564 | 55.0564 | 55.0564 | 55.0564 | 55.0564 | 55.0564 | 55.0564 | 55.0564 | 55.0564 | 55.0564 | 55.0564 | 55.0564 | 55.0564 | 55.0564 | 55.0564 | 55.0564 | 55.0564 | 55.0564 | 55.0564 | 55.0564 | 55.0564 | 55.0564 | 55.0564 | 55.0564 | 55.0564 | 55.0564 | 55.0564 | 55.0564 | 55.0564 | 55.0564 | 55.0564 | 55.0564 | 55.0564 | 55.0564 | 55.0564 | 55.0564 | 55.0564 | 55.0564 | 55.0564 | 55.0564 | 55.0564 | 55.0564 | 55.0564 | 55.0564 | 55.0564 | 55.0564 | 55.0564 | 55.0564 | 55.0564 | 55.0564 | 55.0564 | 55.0564 | 55.0564 | 55.0564 | 55.0564 | 55.0564 | 55.0564 | 55.0564 | 55.0564 | 55.0564 | 55.0564 | 55.0564 | 55.0564 | 55.0564 | 55.0564 | 55.0564 | 55.0564 | 55.0564 | 55.0564 | 55.0564 | 55.0564 | 55.0564 | 55.0564 | 55.0564 | 55.0564 | 55.0564 | 55.0564 | 55.0564 | 55.0564 | 55.0564 | 55.0564 | 55.0564 | 55.0564 | 55.0564 | 55.0564 | 55.0564 | 55.0564 | 55.0564 | 55.0564 | 55.0564 | 55.0564 | 55.0564 | 55.0564 | 55.0564 | 55.0564 | 55.0564 | 55.0564 | 55.0564 | 55.0564 | 55.0564 | 55.0564 | 55.0564 | 55.0564 | 55.0564 | 55.0564 | 55.0564 | 55.0564 | 55.0564 | 55.0564 | 55.0564 | 55.0564 | 55.0564 | 55.0564 | 55.0564 | 55.0564 | 55.0564 | 55.0564 | 55.0564 | 55.0564 | 55.0564 | 55.0564 | 55.0564 | 55.0564 | 55.0564 | 55.0564 | 55.0564 | 55.0564 | 55.0564 | 55.0564 | 55.0564 | 55.0564 | 55.0564 | 55.0564 | 55.0564 | 55.0564 | 55.0564 | 55.0564 | 55.0564 | 55.0564 | 55.0564 | 55.0564 | 55.0564 | 55.0564 | 55.0564 | 55.0564 | 55.0564 | 55.0564 | 55.0564 | 55.0564 | 55.0564 | 55.0564 | 55.0564 | 55.0564 | 55.0564 | 55.0564 | 55.0564 | 55.0564 | 55.0564 | 55.0564 | 55.0564 | 55.0564 | 55.0564 | 55.0564 | 55.0564 | 55.0564 | 55.0564 | 55.0564 | 55.0564 | 55.0564 | 55.0564 | 55.0564 | 55.0564 | 55.0564 | 55.0564 | 55.0564 | 55.0564 | 55.0564 | 55.0564 | 55.0564 | 55.0564 | 55.0564 | 55.0564 | 55.0564 | 55.0564 | 55.0564 | 55.0564 | 55.0564 | 55.0564 | 55.0564 | 55.0564 | 55.0564 | 55.0564 | 55.0564 | 55.0564 | 55.0564 | 55.0564 | 55.0564 | 55.0564 | 55.0564 | 55.0564 | 55.0564 | 55.0564 | 55.0564 | 55.0564 | 55.0564 | 55.0564 | 55.0564 | 55.0564 | 55.0564 | 55.0564 | 55.0564 | 55.0564 | 55.0564 | 55.0564 | 55.0564 | 55.0564 | 55.0564
Room volume | V | constant | 148.6523 |  | m3 | Volume of space being modelled | V | 148.6523 | 148.6523 | 148.6523 | 148.6523 | 148.6523 | 148.6523 | 148.6523 | 148.6523 | 148.6523 | 148.6523 | 148.6523 | 148.6523 | 148.6523 | 148.6523 | 148.6523 | 148.6523 | 148.6523 | 148.6523 | 148.6523 | 148.6523 | 148.6523 | 148.6523 | 148.6523 | 148.6523 | 148.6523 | 148.6523 | 148.6523 | 148.6523 | 148.6523 | 148.6523 | 148.6523 | 148.6523 | 148.6523 | 148.6523 | 148.6523 | 148.6523 | 148.6523 | 148.6523 | 148.6523 | 148.6523 | 148.6523 | 148.6523 | 148.6523 | 148.6523 | 148.6523 | 148.6523 | 148.6523 | 148.6523 | 148.6523 | 148.6523 | 148.6523 | 148.6523 | 148.6523 | 148.6523 | 148.6523 | 148.6523 | 148.6523 | 148.6523 | 148.6523 | 148.6523 | 148.6523 | 148.6523 | 148.6523 | 148.6523 | 148.6523 | 148.6523 | 148.6523 | 148.6523 | 148.6523 | 148.6523 | 148.6523 | 148.6523 | 148.6523 | 148.6523 | 148.6523 | 148.6523 | 148.6523 | 148.6523 | 148.6523 | 148.6523 | 148.6523 | 148.6523 | 148.6523 | 148.6523 | 148.6523 | 148.6523 | 148.6523 | 148.6523 | 148.6523 | 148.6523 | 148.6523 | 148.6523 | 148.6523 | 148.6523 | 148.6523 | 148.6523 | 148.6523 | 148.6523 | 148.6523 | 148.6523 | 148.6523 | 148.6523 | 148.6523 | 148.6523 | 148.6523 | 148.6523 | 148.6523 | 148.6523 | 148.6523 | 148.6523 | 148.6523 | 148.6523 | 148.6523 | 148.6523 | 148.6523 | 148.6523 | 148.6523 | 148.6523 | 148.6523 | 148.6523 | 148.6523 | 148.6523 | 148.6523 | 148.6523 | 148.6523 | 148.6523 | 148.6523 | 148.6523 | 148.6523 | 148.6523 | 148.6523 | 148.6523 | 148.6523 | 148.6523 | 148.6523 | 148.6523 | 148.6523 | 148.6523 | 148.6523 | 148.6523 | 148.6523 | 148.6523 | 148.6523 | 148.6523 | 148.6523 | 148.6523 | 148.6523 | 148.6523 | 148.6523 | 148.6523 | 148.6523 | 148.6523 | 148.6523 | 148.6523 | 148.6523 | 148.6523 | 148.6523 | 148.6523 | 148.6523 | 148.6523 | 148.6523 | 148.6523 | 148.6523 | 148.6523 | 148.6523 | 148.6523 | 148.6523 | 148.6523 | 148.6523 | 148.6523 | 148.6523 | 148.6523 | 148.6523 | 148.6523 | 148.6523 | 148.6523 | 148.6523 | 148.6523 | 148.6523 | 148.6523 | 148.6523 | 148.6523 | 148.6523 | 148.6523 | 148.6523 | 148.6523 | 148.6523 | 148.6523 | 148.6523 | 148.6523 | 148.6523 | 148.6523 | 148.6523 | 148.6523 | 148.6523 | 148.6523 | 148.6523 | 148.6523 | 148.6523 | 148.6523 | 148.6523 | 148.6523 | 148.6523 | 148.6523 | 148.6523 | 148.6523 | 148.6523 | 148.6523 | 148.6523 | 148.6523 | 148.6523 | 148.6523 | 148.6523 | 148.6523 | 148.6523 | 148.6523 | 148.6523 | 148.6523 | 148.6523 | 148.6523 | 148.6523 | 148.6523 | 148.6523 | 148.6523 | 148.6523 | 148.6523 | 148.6523 | 148.6523 | 148.6523 | 148.6523 | 148.6523 | 148.6523 | 148.6523 | 148.6523 | 148.6523 | 148.6523 | 148.6523 | 148.6523 | 148.6523 | 148.6523 | 148.6523 | 148.6523 | 148.6523 | 148.6523 | 148.6523 | 148.6523 | 148.6523 | 148.6523 | 148.6523 | 148.6523 | 148.6523 | 148.6523 | 148.6523 | 148.6523 | 148.6523 | 148.6523 | 148.6523 | 148.6523 | 148.6523 | 148.6523 | 148.6523 | 148.6523 | 148.6523 | 148.6523 | 148.6523 | 148.6523 | 148.6523 | 148.6523 | 148.6523 | 148.6523 | 148.6523 | 148.6523 | 148.6523 | 148.6523 | 148.6523 | 148.6523 | 148.6523 | 148.6523 | 148.6523 | 148.6523 | 148.6523 | 148.6523 | 148.6523 | 148.6523 | 148.6523 | 148.6523 | 148.6523 | 148.6523 | 148.6523 | 148.6523 | 148.6523 | 148.6523 | 148.6523 | 148.6523 | 148.6523 | 148.6523 | 148.6523 | 148.6523 | 148.6523 | 148.6523 | 148.6523 | 148.6523 | 148.6523 | 148.6523 | 148.6523 | 148.6523 | 148.6523 | 148.6523 | 148.6523 | 148.6523 | 148.6523 | 148.6523 | 148.6523 | 148.6523 | 148.6523 | 148.6523 | 148.6523 | 148.6523 | 148.6523 | 148.6523 | 148.6523 | 148.6523 | 148.6523 | 148.6523 | 148.6523 | 148.6523 | 148.6523 | 148.6523 | 148.6523 | 148.6523 | 148.6523 | 148.6523 | 148.6523 | 148.6523 | 148.6523 | 148.6523 | 148.6523 | 148.6523 | 148.6523 | 148.6523 | 148.6523 | 148.6523 | 148.6523 | 148.6523 | 148.6523 | 148.6523 | 148.6523 | 148.6523 | 148.6523 | 148.6523 | 148.6523 | 148.6523 | 148.6523 | 148.6523 | 148.6523 | 148.6523 | 148.6523 | 148.6523 | 148.6523 | 148.6523 | 148.6523 | 148.6523 | 148.6523 | 148.6523 | 148.6523 | 148.6523 | 148.6523 | 148.6523 | 148.6523 | 148.6523 | 148.6523 | 148.6523 | 148.6523 | 148.6523 | 148.6523 | 148.6523 | 148.6523 | 148.6523 | 148.6523 | 148.6523 | 148.6523 | 148.6523 | 148.6523 | 148.6523 | 148.6523 | 148.6523 | 148.6523 | 148.6523 | 148.6523 | 148.6523 | 148.6523 | 148.6523 | 148.6523 | 148.6523 | 148.6523 | 148.6523 | 148.6523 | 148.6523 | 148.6523 | 148.6523 | 148.6523 | 148.6523 | 148.6523 | 148.6523 | 148.6523 | 148.6523 | 148.6523 | 148.6523 | 148.6523 | 148.6523 | 148.6523 | 148.6523 | 148.6523 | 148.6523 | 148.6523 | 148.6523 | 148.6523 | 148.6523 | 148.6523 | 148.6523 | 148.6523 | 148.6523 | 148.6523 | 148.6523 | 148.6523 | 148.6523 | 148.6523 | 148.6523 | 148.6523 | 148.6523 | 148.6523 | 148.6523 | 148.6523 | 148.6523 | 148.6523 | 148.6523 | 148.6523 | 148.6523 | 148.6523 | 148.6523 | 148.6523 | 148.6523 | 148.6523 | 148.6523 | 148.6523 | 148.6523 | 148.6523 | 148.6523 | 148.6523 | 148.6523 | 148.6523 | 148.6523 | 148.6523 | 148.6523 | 148.6523 | 148.6523 | 148.6523 | 148.6523 | 148.6523 | 148.6523 | 148.6523 | 148.6523 | 148.6523 | 148.6523 | 148.6523 | 148.6523 | 148.6523 | 148.6523 | 148.6523 | 148.6523 | 148.6523 | 148.6523 | 148.6523 | 148.6523 | 148.6523 | 148.6523 | 148.6523 | 148.6523 | 148.6523 | 148.6523 | 148.6523 | 148.6523 | 148.6523 | 148.6523 | 148.6523 | 148.6523 | 148.6523 | 148.6523 | 148.6523 | 148.6523 | 148.6523 | 148.6523 | 148.6523 | 148.6523 | 148.6523 | 148.6523 | 148.6523 | 148.6523 | 148.6523 | 148.6523 | 148.6523 | 148.6523 | 148.6523 | 148.6523 | 148.6523 | 148.6523 | 148.6523 | 148.6523 | 148.6523 | 148.6523 | 148.6523 | 148.6523 | 148.6523 | 148.6523 | 148.6523 | 148.6523 | 148.6523 | 148.6523 | 148.6523 | 148.6523 | 148.6523 | 148.6523 | 148.6523 | 148.6523 | 148.6523 | 148.6523 | 148.6523 | 148.6523 | 148.6523 | 148.6523 | 148.6523 | 148.6523 | 148.6523 | 148.6523 | 148.6523 | 148.6523 | 148.6523 | 148.6523 | 148.6523 | 148.6523 | 148.6523 | 148.6523 | 148.6523 | 148.6523 | 148.6523 | 148.6523 | 148.6523 | 148.6523 | 148.6523 | 148.6523 | 148.6523 | 148.6523 | 148.6523 | 148.6523 | 148.6523 | 148.6523 | 148.6523 | 148.6523 | 148.6523 | 148.6523 | 148.6523 | 148.6523 | 148.6523 | 148.6523 | 148.6523 | 148.6523 | 148.6523 | 148.6523 | 148.6523 | 148.6523 | 148.6523 | 148.6523 | 148.6523 | 148.6523 | 148.6523 | 148.6523 | 148.6523 | 148.6523 | 148.6523 | 148.6523 | 148.6523 | 148.6523 | 148.6523 | 148.6523 | 148.6523 | 148.6523 | 148.6523 | 148.6523 | 148.6523 | 148.6523 | 148.6523 | 148.6523 | 148.6523 | 148.6523 | 148.6523 | 148.6523 | 148.6523 | 148.6523 | 148.6523 | 148.6523 | 148.6523 | 148.6523 | 148.6523 | 148.6523 | 148.6523 | 148.6523 | 148.6523 | 148.6523 | 148.6523 | 148.6523 | 148.6523 | 148.6523 | 148.6523 | 148.6523 | 148.6523 | 148.6523 | 148.6523 | 148.6523 | 148.6523 | 148.6523 | 148.6523 | 148.6523 | 148.6523 | 148.6523 | 148.6523 | 148.6523 | 148.6523 | 148.6523 | 148.6523 | 148.6523 | 148.6523 | 148.6523 | 148.6523 | 148.6523 | 148.6523 | 148.6523 | 148.6523 | 148.6523 | 148.6523 | 148.6523 | 148.6523 | 148.6523 | 148.6523 | 148.6523 | 148.6523 | 148.6523 | 148.6523 | 148.6523 | 148.6523 | 148.6523 | 148.6523 | 148.6523 | 148.6523 | 148.6523 | 148.6523 | 148.6523 | 148.6523 | 148.6523 | 148.6523 | 148.6523 | 148.6523 | 148.6523 | 148.6523 | 148.6523 | 148.6523 | 148.6523 | 148.6523 | 148.6523 | 148.6523 | 148.6523 | 148.6523 | 148.6523 | 148.6523 | 148.6523 | 148.6523 | 148.6523 | 148.6523 | 148.6523 | 148.6523 | 148.6523 | 148.6523 | 148.6523 | 148.6523 | 148.6523 | 148.6523 | 148.6523 | 148.6523 | 148.6523 | 148.6523 | 148.6523 | 148.6523 | 148.6523 | 148.6523 | 148.6523 | 148.6523 | 148.6523 | 148.6523 | 148.6523 | 148.6523 | 148.6523 | 148.6523 | 148.6523 | 148.6523 | 148.6523 | 148.6523 | 148.6523 | 148.6523 | 148.6523 | 148.6523 | 148.6523 | 148.6523 | 148.6523 | 148.6523 | 148.6523 | 148.6523 | 148.6523 | 148.6523 | 148.6523 | 148.6523 | 148.6523 | 148.6523 | 148.6523 | 148.6523 | 148.6523 | 148.6523 | 148.6523 | 148.6523 | 148.6523 | 148.6523 | 148.6523 | 148.6523 | 148.6523 | 148.6523 | 148.6523 | 148.6523 | 148.6523 | 148.6523 | 148.6523 | 148.6523 | 148.6523 | 148.6523 | 148.6523 | 148.6523 | 148.6523 | 148.6523 | 148.6523 | 148.6523 | 148.6523 | 148.6523 | 148.6523 | 148.6523 | 148.6523 | 148.6523 | 148.6523 | 148.6523 | 148.6523 | 148.6523 | 148.6523 | 148.6523 | 148.6523 | 148.6523 | 148.6523 | 148.6523 | 148.6523 | 148.6523 | 148.6523 | 148.6523 | 148.6523 | 148.6523 | 148.6523 | 148.6523 | 148.6523 | 148.6523 | 148.6523 | 148.6523 | 148.6523 | 148.6523 | 148.6523 | 148.6523 | 148.6523 | 148.6523 | 148.6523 | 148.6523 | 148.6523 | 148.6523 | 148.6523 | 148.6523 | 148.6523 | 148.6523 | 148.6523 | 148.6523 | 148.6523 | 148.6523 | 148.6523 | 148.6523 | 148.6523 | 148.6523 | 148.6523 | 148.6523 | 148.6523 | 148.6523 | 148.6523 | 148.6523 | 148.6523 | 148.6523 | 148.6523 | 148.6523 | 148.6523 | 148.6523 | 148.6523 | 148.6523 | 148.6523 | 148.6523 | 148.6523 | 148.6523 | 148.6523 | 148.6523 | 148.6523 | 148.6523 | 148.6523 | 148.6523 | 148.6523 | 148.6523 | 148.6523 | 148.6523 | 148.6523 | 148.6523 | 148.6523 | 148.6523 | 148.6523 | 148.6523 | 148.6523 | 148.6523 | 148.6523 | 148.6523 | 148.6523 | 148.6523 | 148.6523 | 148.6523 | 148.6523 | 148.6523 | 148.6523 | 148.6523 | 148.6523 | 148.6523 | 148.6523 | 148.6523 | 148.6523 | 148.6523 | 148.6523 | 148.6523 | 148.6523 | 148.6523 | 148.6523 | 148.6523 | 148.6523 | 148.6523 | 148.6523 | 148.6523 | 148.6523 | 148.6523 | 148.6523 | 148.6523 | 148.6523 | 148.6523 | 148.6523 | 148.6523 | 148.6523 | 148.6523 | 148.6523 | 148.6523 | 148.6523 | 148.6523 | 148.6523 | 148.6523 | 148.6523 | 148.6523 | 148.6523 | 148.6523 | 148.6523 | 148.6523 | 148.6523 | 148.6523 | 148.6523 | 148.6523 | 148.6523 | 148.6523 | 148.6523 | 148.6523 | 148.6523 | 148.6523 | 148.6523 | 148.6523 | 148.6523 | 148.6523 | 148.6523 | 148.6523 | 148.6523 | 148.6523 | 148.6523 | 148.6523 | 148.6523 | 148.6523 | 148.6523 | 148.6523 | 148.6523 | 148.6523 | 148.6523 | 148.6523 | 148.6523 | 148.6523 | 148.6523 | 148.6523 | 148.6523 | 148.6523 | 148.6523 | 148.6523 | 148.6523 | 148.6523 | 148.6523 | 148.6523 | 148.6523 | 148.6523 | 148.6523 | 148.6523 | 148.6523 | 148.6523 | 148.6523 | 148.6523 | 148.6523 | 148.6523 | 148.6523 | 148.6523 | 148.6523 | 148.6523 | 148.6523 | 148.6523 | 148.6523 | 148.6523 | 148.6523 | 148.6523 | 148.6523 | 148.6523 | 148.6523 | 148.6523 | 148.6523 | 148.6523 | 148.6523 | 148.6523 | 148.6523 | 148.6523 | 148.6523 | 148.6523 | 148.6523 | 148.6523 | 148.6523 | 148.6523 | 148.6523 | 148.6523 | 148.6523 | 148.6523 | 148.6523 | 148.6523 | 148.6523 | 148.6523 | 148.6523 | 148.6523 | 148.6523 | 148.6523 | 148.6523 | 148.6523 | 148.6523 | 148.6523 | 148.6523 | 148.6523 | 148.6523 | 148.6523 | 148.6523 | 148.6523 | 148.6523 | 148.6523 | 148.6523 | 148.6523 | 148.6523 | 148.6523 | 148.6523 | 148.6523 | 148.6523 | 148.6523 | 148.6523 | 148.6523 | 148.6523 | 148.6523 | 148.6523 | 148.6523 | 148.6523 | 148.6523 | 148.6523 | 148.6523 | 148.6523 | 148.6523 | 148.6523 | 148.6523 | 148.6523 | 148.6523 | 148.6523 | 148.6523 | 148.6523 | 148.6523 | 148.6523 | 148.6523 | 148.6523 | 148.6523 | 148.6523 | 148.6523 | 148.6523 | 148.6523 | 148.6523 | 148.6523 | 148.6523 | 148.6523 | 148.6523 | 148.6523 | 148.6523 | 148.6523 | 148.6523 | 148.6523 | 148.6523 | 148.6523 | 148.6523 | 148.6523 | 148.6523 | 148.6523 | 148.6523 | 148.6523 | 148.6523 | 148.6523 | 148.6523 | 148.6523 | 148.6523 | 148.6523 | 148.6523 | 148.6523 | 148.6523 | 148.6523 | 148.6523 | 148.6523 | 148.6523 | 148.6523 | 148.6523 | 148.6523 | 148.6523 | 148.6523 | 148.6523 | 148.6523 | 148.6523 | 148.6523 | 148.6523 | 148.6523 | 148.6523 | 148.6523 | 148.6523 | 148.6523 | 148.6523 | 148.6523 | 148.6523 | 148.6523 | 148.6523 | 148.6523 | 148.6523 | 148.6523 | 148.6523 | 148.6523 | 148.6523 | 148.6523 | 148.6523 | 148.6523 | 148.6523 | 148.6523 | 148.6523 | 148.6523 | 148.6523 | 148.6523 | 148.6523 | 148.6523 | 148.6523 | 148.6523 | 148.6523 | 148.6523 | 148.6523 | 148.6523 | 148.6523 | 148.6523 | 148.6523 | 148.6523 | 148.6523 | 148.6523 | 148.6523 | 148.6523 | 148.6523 | 148.6523 | 148.6523 | 148.6523 | 148.6523 | 148.6523 | 148.6523 | 148.6523 | 148.6523 | 148.6523 | 148.6523 | 148.6523 | 148.6523 | 148.6523 | 148.6523 | 148.6523 | 148.6523 | 148.6523 | 148.6523 | 148.6523 | 148.6523 | 148.6523 | 148.6523 | 148.6523 | 148.6523 | 148.6523 | 148.6523 | 148.6523 | 148.6523 | 148.6523 | 148.6523 | 148.6523 | 148.6523 | 148.6523 | 148.6523 | 148.6523 | 148.6523 | 148.6523 | 148.6523 | 148.6523 | 148.6523 | 148.6523 | 148.6523 | 148.6523 | 148.6523 | 148.6523 | 148.6523 | 148.6523 | 148.6523 | 148.6523 | 148.6523 | 148.6523 | 148.6523 | 148.6523 | 148.6523 | 148.6523 | 148.6523 | 148.6523 | 148.6523 | 148.6523 | 148.6523 | 148.6523 | 148.6523 | 148.6523 | 148.6523 | 148.6523 | 148.6523 | 148.6523 | 148.6523 | 148.6523 | 148.6523 | 148.6523 | 148.6523 | 148.6523 | 148.6523 | 148.6523 | 148.6523 | 148.6523 | 148.6523 | 148.6523 | 148.6523 | 148.6523 | 148.6523 | 148.6523 | 148.6523 | 148.6523 | 148.6523 | 148.6523 | 148.6523 | 148.6523 | 148.6523 | 148.6523 | 148.6523 | 148.6523 | 148.6523 | 148.6523 | 148.6523 | 148.6523 | 148.6523 | 148.6523 | 148.6523 | 148.6523 | 148.6523 | 148.6523 | 148.6523 | 148.6523 | 148.6523 | 148.6523 | 148.6523 | 148.6523 | 148.6523 | 148.6523 | 148.6523 | 148.6523 | 148.6523 | 148.6523 | 148.6523 | 148.6523 | 148.6523 | 148.6523 | 148.6523 | 148.6523 | 148.6523 | 148.6523 | 148.6523 | 148.6523 | 148.6523 | 148.6523 | 148.6523 | 148.6523 | 148.6523 | 148.6523 | 148.6523 | 148.6523 | 148.6523 | 148.6523 | 148.6523 | 148.6523 | 148.6523 | 148.6523 | 148.6523 | 148.6523 | 148.6523 | 148.6523 | 148.6523 | 148.6523 | 148.6523 | 148.6523 | 148.6523 | 148.6523 | 148.6523 | 148.6523 | 148.6523 | 148.6523 | 148.6523 | 148.6523 | 148.6523 | 148.6523 | 148.6523 | 148.6523 | 148.6523 | 148.6523 | 148.6523 | 148.6523 | 148.6523 | 148.6523 | 148.6523 | 148.6523 | 148.6523 | 148.6523 | 148.6523 | 148.6523 | 148.6523 | 148.6523 | 148.6523 | 148.6523 | 148.6523 | 148.6523 | 148.6523 | 148.6523 | 148.6523 | 148.6523 | 148.6523 | 148.6523 | 148.6523 | 148.6523 | 148.6523 | 148.6523 | 148.6523 | 148.6523 | 148.6523 | 148.6523 | 148.6523 | 148.6523 | 148.6523 | 148.6523 | 148.6523 | 148.6523 | 148.6523 | 148.6523 | 148.6523 | 148.6523 | 148.6523 | 148.6523 | 148.6523 | 148.6523 | 148.6523 | 148.6523 | 148.6523 | 148.6523 | 148.6523 | 148.6523 | 148.6523 | 148.6523 | 148.6523 | 148.6523 | 148.6523 | 148.6523 | 148.6523 | 148.6523 | 148.6523 | 148.6523 | 148.6523 | 148.6523 | 148.6523 | 148.6523 | 148.6523 | 148.6523 | 148.6523 | 148.6523 | 148.6523 | 148.6523 | 148.6523 | 148.6523 | 148.6523 | 148.6523 | 148.6523 | 148.6523 | 148.6523 | 148.6523 | 148.6523 | 148.6523 | 148.6523 | 148.6523 | 148.6523 | 148.6523 | 148.6523 | 148.6523 | 148.6523 | 148.6523 | 148.6523 | 148.6523 | 148.6523 | 148.6523 | 148.6523 | 148.6523 | 148.6523 | 148.6523 | 148.6523 | 148.6523 | 148.6523 | 148.6523 | 148.6523 | 148.6523 | 148.6523 | 148.6523 | 148.6523 | 148.6523 | 148.6523 | 148.6523 | 148.6523 | 148.6523 | 148.6523 | 148.6523 | 148.6523 | 148.6523 | 148.6523 | 148.6523 | 148.6523 | 148.6523 | 148.6523 | 148.6523 | 148.6523 | 148.6523 | 148.6523 | 148.6523 | 148.6523 | 148.6523 | 148.6523 | 148.6523 | 148.6523 | 148.6523 | 148.6523 | 148.6523 | 148.6523 | 148.6523 | 148.6523 | 148.6523 | 148.6523 | 148.6523 | 148.6523 | 148.6523 | 148.6523 | 148.6523 | 148.6523 | 148.6523 | 148.6523 | 148.6523 | 148.6523 | 148.6523 | 148.6523 | 148.6523 | 148.6523 | 148.6523 | 148.6523 | 148.6523 | 148.6523 | 148.6523 | 148.6523 | 148.6523 | 148.6523 | 148.6523 | 148.6523 | 148.6523 | 148.6523 | 148.6523 | 148.6523 | 148.6523 | 148.6523 | 148.6523 | 148.6523 | 148.6523 | 148.6523 | 148.6523 | 148.6523 | 148.6523 | 148.6523 | 148.6523 | 148.6523 | 148.6523 | 148.6523 | 148.6523 | 148.6523 | 148.6523 | 148.6523 | 148.6523 | 148.6523 | 148.6523 | 148.6523 | 148.6523 | 148.6523 | 148.6523 | 148.6523 | 148.6523 | 148.6523 | 148.6523 | 148.6523 | 148.6523 | 148.6523 | 148.6523 | 148.6523 | 148.6523 | 148.6523 | 148.6523 | 148.6523 | 148.6523 | 148.6523 | 148.6523 | 148.6523 | 148.6523 | 148.6523 | 148.6523 | 148.6523 | 148.6523 | 148.6523 | 148.6523 | 148.6523 | 148.6523 | 148.6523 | 148.6523 | 148.6523 | 148.6523 | 148.6523 | 148.6523 | 148.6523 | 148.6523 | 148.6523 | 148.6523 | 148.6523 | 148.6523 | 148.6523 | 148.6523 | 148.6523 | 148.6523 | 148.6523 | 148.6523 | 148.6523 | 148.6523 | 148.6523 | 148.6523 | 148.6523 | 148.6523 | 148.6523 | 148.6523 | 148.6523 | 148.6523 | 148.6523 | 148.6523 | 148.6523 | 148.6523 | 148.6523 | 148.6523 | 148.6523 | 148.6523 | 148.6523 | 148.6523 | 148.6523 | 148.6523 | 148.6523 | 148.6523 | 148.6523 | 148.6523 | 148.6523 | 148.6523 | 148.6523 | 148.6523 | 148.6523 | 148.6523 | 148.6523 | 148.6523 | 148.6523 | 148.6523 | 148.6523 | 148.6523 | 148.6523 | 148.6523 | 148.6523 | 148.6523 | 148.6523 | 148.6523 | 148.6523 | 148.6523 | 148.6523 | 148.6523 | 148.6523 | 148.6523 | 148.6523 | 148.6523 | 148.6523 | 148.6523 | 148.6523 | 148.6523 | 148.6523 | 148.6523 | 148.6523 | 148.6523 | 148.6523 | 148.6523 | 148.6523 | 148.6523 | 148.6523 | 148.6523 | 148.6523 | 148.6523 | 148.6523 | 148.6523 | 148.6523 | 148.6523 | 148.6523 | 148.6523 | 148.6523 | 148.6523 | 148.6523 | 148.6523 | 148.6523 | 148.6523 | 148.6523 | 148.6523 | 148.6523 | 148.6523 | 148.6523 | 148.6523 | 148.6523 | 148.6523 | 148.6523 | 148.6523 | 148.6523 | 148.6523 | 148.6523 | 148.6523 | 148.6523 | 148.6523 | 148.6523 | 148.6523 | 148.6523 | 148.6523 | 148.6523 | 148.6523 | 148.6523 | 148.6523 | 148.6523 | 148.6523 | 148.6523 | 148.6523 | 148.6523 | 148.6523 | 148.6523 | 148.6523 | 148.6523 | 148.6523 | 148.6523 | 148.6523 | 148.6523 | 148.6523 | 148.6523 | 148.6523 | 148.6523 | 148.6523 | 148.6523 | 148.6523 | 148.6523 | 148.6523 | 148.6523 | 148.6523 | 148.6523 | 148.6523 | 148.6523 | 148.6523 | 148.6523 | 148.6523 | 148.6523 | 148.6523 | 148.6523 | 148.6523 | 148.6523 | 148.6523 | 148.6523 | 148.6523 | 148.6523 | 148.6523 | 148.6523 | 148.6523 | 148.6523 | 148.6523 | 148.6523 | 148.6523 | 148.6523 | 148.6523 | 148.6523 | 148.6523 | 148.6523 | 148.6523 | 148.6523 | 148.6523 | 148.6523 | 148.6523 | 148.6523 | 148.6523 | 148.6523 | 148.6523 | 148.6523 | 148.6523 | 148.6523 | 148.6523 | 148.6523 | 148.6523 | 148.6523 | 148.6523 | 148.6523 | 148.6523 | 148.6523 | 148.6523 | 148.6523 | 148.6523 | 148.6523 | 148.6523 | 148.6523 | 148.6523 | 148.6523 | 148.6523 | 148.6523 | 148.6523 | 148.6523 | 148.6523 | 148.6523 | 148.6523 | 148.6523 | 148.6523 | 148.6523 | 148.6523 | 148.6523 | 148.6523 | 148.6523 | 148.6523 | 148.6523 | 148.6523 | 148.6523 | 148.6523 | 148.6523 | 148.6523 | 148.6523 | 148.6523 | 148.6523 | 148.6523 | 148.6523 | 148.6523 | 148.6523 | 148.6523 | 148.6523 | 148.6523 | 148.6523 | 148.6523 | 148.6523 | 148.6523 | 148.6523 | 148.6523 | 148.6523 | 148.6523 | 148.6523 | 148.6523 | 148.6523 | 148.6523 | 148.6523 | 148.6523 | 148.6523 | 148.6523 | 148.6523 | 148.6523 | 148.6523 | 148.6523 | 148.6523 | 148.6523 | 148.6523 | 148.6523 | 148.6523 | 148.6523 | 148.6523 | 148.6523 | 148.6523 | 148.6523 | 148.6523 | 148.6523 | 148.6523 | 148.6523 | 148.6523 | 148.6523 | 148.6523 | 148.6523 | 148.6523 | 148.6523 | 148.6523 | 148.6523 | 148.6523 | 148.6523 | 148.6523 | 148.6523 | 148.6523 | 148.6523 | 148.6523 | 148.6523 | 148.6523 | 148.6523 | 148.6523 | 148.6523 | 148.6523 | 148.6523 | 148.6523 | 148.6523 | 148.6523 | 148.6523 | 148.6523 | 148.6523 | 148.6523 | 148.6523 | 148.6523 | 148.6523 | 148.6523 | 148.6523 | 148.6523 | 148.6523 | 148.6523 | 148.6523 | 148.6523 | 148.6523 | 148.6523 | 148.6523 | 148.6523 | 148.6523 | 148.6523 | 148.6523 | 148.6523 | 148.6523 | 148.6523 | 148.6523 | 148.6523 | 148.6523 | 148.6523 | 148.6523 | 148.6523 | 148.6523 | 148.6523 | 148.6523 | 148.6523 | 148.6523 | 148.6523 | 148.6523 | 148.6523 | 148.6523 | 148.6523 | 148.6523 | 148.6523 | 148.6523 | 148.6523 | 148.6523 | 148.6523 | 148.6523 | 148.6523 | 148.6523 | 148.6523 | 148.6523 | 148.6523 | 148.6523 | 148.6523 | 148.6523 | 148.6523 | 148.6523 | 148.6523 | 148.6523 | 148.6523 | 148.6523 | 148.6523 | 148.6523 | 148.6523 | 148.6523 | 148.6523 | 148.6523 | 148.6523 | 148.6523 | 148.6523 | 148.6523 | 148.6523 | 148.6523 | 148.6523 | 148.6523 | 148.6523 | 148.6523 | 148.6523 | 148.6523 | 148.6523 | 148.6523 | 148.6523 | 148.6523 | 148.6523 | 148.6523 | 148.6523 | 148.6523 | 148.6523 | 148.6523 | 148.6523 | 148.6523 | 148.6523 | 148.6523 | 148.6523 | 148.6523 | 148.6523 | 148.6523 | 148.6523 | 148.6523 | 148.6523 | 148.6523 | 148.6523 | 148.6523 | 148.6523 | 148.6523 | 148.6523 | 148.6523 | 148.6523 | 148.6523 | 148.6523 | 148.6523 | 148.6523 | 148.6523 | 148.6523 | 148.6523 | 148.6523 | 148.6523 | 148.6523 | 148.6523 | 148.6523 | 148.6523 | 148.6523 | 148.6523 | 148.6523 | 148.6523 | 148.6523 | 148.6523 | 148.6523 | 148.6523 | 148.6523 | 148.6523 | 148.6523 | 148.6523 | 148.6523 | 148.6523 | 148.6523 | 148.6523 | 148.6523 | 148.6523 | 148.6523 | 148.6523 | 148.6523 | 148.6523 | 148.6523 | 148.6523 | 148.6523 | 148.6523 | 148.6523 | 148.6523 | 148.6523 | 148.6523 | 148.6523 | 148.6523 | 148.6523 | 148.6523 | 148.6523 | 148.6523 | 148.6523 | 148.6523 | 148.6523 | 148.6523 | 148.6523 | 148.6523 | 148.6523 | 148.6523 | 148.6523 | 148.6523 | 148.6523 | 148.6523 | 148.6523 | 148.6523 | 148.6523 | 148.6523 | 148.6523 | 148.6523 | 148.6523 | 148.6523 | 148.6523 | 148.6523 | 148.6523 | 148.6523 | 148.6523 | 148.6523 | 148.6523 | 148.6523 | 148.6523 | 148.6523 | 148.6523 | 148.6523 | 148.6523 | 148.6523 | 148.6523 | 148.6523 | 148.6523 | 148.6523 | 148.6523 | 148.6523 | 148.6523 | 148.6523 | 148.6523 | 148.6523 | 148.6523 | 148.6523 | 148.6523 | 148.6523 | 148.6523 | 148.6523 | 148.6523 | 148.6523 | 148.6523 | 148.6523 | 148.6523 | 148.6523 | 148.6523 | 148.6523 | 148.6523 | 148.6523 | 148.6523 | 148.6523 | 148.6523 | 148.6523 | 148.6523 | 148.6523 | 148.6523 | 148.6523 | 148.6523 | 148.6523 | 148.6523 | 148.6523 | 148.6523 | 148.6523 | 148.6523 | 148.6523 | 148.6523 | 148.6523 | 148.6523 | 148.6523 | 148.6523 | 148.6523 | 148.6523 | 148.6523 | 148.6523 | 148.6523 | 148.6523 | 148.6523 | 148.6523 | 148.6523 | 148.6523 | 148.6523 | 148.6523 | 148.6523 | 148.6523 | 148.6523 | 148.6523 | 148.6523 | 148.6523 | 148.6523 | 148.6523 | 148.6523 | 148.6523 | 148.6523 | 148.6523 | 148.6523 | 148.6523 | 148.6523 | 148.6523 | 148.6523 | 148.6523 | 148.6523 | 148.6523 | 148.6523 | 148.6523 | 148.6523 | 148.6523 | 148.6523 | 148.6523 | 148.6523 | 148.6523 | 148.6523 | 148.6523 | 148.6523 | 148.6523 | 148.6523 | 148.6523 | 148.6523 | 148.6523 | 148.6523 | 148.6523 | 148.6523 | 148.6523 | 148.6523 | 148.6523 | 148.6523 | 148.6523 | 148.6523 | 148.6523 | 148.6523 | 148.6523 | 148.6523 | 148.6523 | 148.6523 | 148.6523 | 148.6523 | 148.6523 | 148.6523 | 148.6523 | 148.6523 | 148.6523 | 148.6523 | 148.6523 | 148.6523 | 148.6523 | 148.6523 | 148.6523 | 148.6523 | 148.6523 | 148.6523 | 148.6523 | 148.6523 | 148.6523 | 148.6523 | 148.6523 | 148.6523 | 148.6523 | 148.6523 | 148.6523 | 148.6523 | 148.6523 | 148.6523 | 148.6523 | 148.6523 | 148.6523 | 148.6523 | 148.6523 | 148.6523 | 148.6523 | 148.6523 | 148.6523 | 148.6523 | 148.6523 | 148.6523 | 148.6523 | 148.6523 | 148.6523 | 148.6523 | 148.6523 | 148.6523 | 148.6523 | 148.6523 | 148.6523 | 148.6523 | 148.6523 | 148.6523 | 148.6523 | 148.6523 | 148.6523 | 148.6523 | 148.6523 | 148.6523 | 148.6523 | 148.6523 | 148.6523 | 148.6523 | 148.6523 | 148.6523 | 148.6523 | 148.6523 | 148.6523 | 148.6523 | 148.6523 | 148.6523 | 148.6523 | 148.6523 | 148.6523 | 148.6523 | 148.6523 | 148.6523 | 148.6523 | 148.6523 | 148.6523 | 148.6523 | 148.6523 | 148.6523 | 148.6523 | 148.6523 | 148.6523 | 148.6523 | 148.6523 | 148.6523 | 148.6523 | 148.6523 | 148.6523 | 148.6523 | 148.6523 | 148.6523 | 148.6523 | 148.6523 | 148.6523 | 148.6523 | 148.6523 | 148.6523 | 148.6523 | 148.6523 | 148.6523 | 148.6523 | 148.6523 | 148.6523 | 148.6523 | 148.6523 | 148.6523 | 148.6523 | 148.6523 | 148.6523 | 148.6523 | 148.6523 | 148.6523 | 148.6523 | 148.6523 | 148.6523 | 148.6523 | 148.6523 | 148.6523 | 148.6523 | 148.6523 | 148.6523 | 148.6523 | 148.6523 | 148.6523 | 148.6523 | 148.6523 | 148.6523 | 148.6523 | 148.6523 | 148.6523 | 148.6523 | 148.6523 | 148.6523 | 148.6523 | 148.6523 | 148.6523 | 148.6523 | 148.6523 | 148.6523 | 148.6523 | 148.6523 | 148.6523 | 148.6523 | 148.6523 | 148.6523 | 148.6523 | 148.6523 | 148.6523 | 148.6523 | 148.6523 | 148.6523 | 148.6523 | 148.6523 | 148.6523 | 148.6523 | 148.6523 | 148.6523 | 148.6523 | 148.6523 | 148.6523 | 148.6523 | 148.6523 | 148.6523 | 148.6523 | 148.6523 | 148.6523 | 148.6523 | 148.6523 | 148.6523 | 148.6523 | 148.6523 | 148.6523 | 148.6523 | 148.6523 | 148.6523 | 148.6523 | 148.6523 | 148.6523 | 148.6523 | 148.6523 | 148.6523 | 148.6523 | 148.6523 | 148.6523 | 148.6523 | 148.6523 | 148.6523 | 148.6523 | 148.6523 | 148.6523 | 148.6523 | 148.6523 | 148.6523 | 148.6523 | 148.6523 | 148.6523 | 148.6523 | 148.6523 | 148.6523 | 148.6523 | 148.6523 | 148.6523 | 148.6523 | 148.6523 | 148.6523 | 148.6523 | 148.6523 | 148.6523 | 148.6523 | 148.6523 | 148.6523 | 148.6523 | 148.6523 | 148.6523 | 148.6523 | 148.6523 | 148.6523 | 148.6523 | 148.6523 | 148.6523 | 148.6523 | 148.6523 | 148.6523 | 148.6523 | 148.6523 | 148.6523 | 148.6523 | 148.6523 | 148.6523 | 148.6523 | 148.6523 | 148.6523 | 148.6523 | 148.6523 | 148.6523 | 148.6523 | 148.6523 | 148.6523 | 148.6523 | 148.6523 | 148.6523 | 148.6523 | 148.6523 | 148.6523 | 148.6523 | 148.6523 | 148.6523 | 148.6523 | 148.6523 | 148.6523 | 148.6523 | 148.6523 | 148.6523 | 148.6523 | 148.6523 | 148.6523 | 148.6523 | 148.6523 | 148.6523 | 148.6523 | 148.6523 | 148.6523 | 148.6523 | 148.6523 | 148.6523 | 148.6523 | 148.6523 | 148.6523 | 148.6523 | 148.6523 | 148.6523 | 148.6523 | 148.6523 | 148.6523 | 148.6523 | 148.6523 | 148.6523 | 148.6523 | 148.6523 | 148.6523 | 148.6523 | 148.6523 | 148.6523 | 148.6523 | 148.6523 | 148.6523 | 148.6523 | 148.6523 | 148.6523 | 148.6523 | 148.6523 | 148.6523 | 148.6523 | 148.6523 | 148.6523 | 148.6523 | 148.6523 | 148.6523 | 148.6523 | 148.6523 | 148.6523 | 148.6523 | 148.6523 | 148.6523 | 148.6523 | 148.6523 | 148.6523 | 148.6523 | 148.6523 | 148.6523 | 148.6523 | 148.6523 | 148.6523 | 148.6523 | 148.6523 | 148.6523 | 148.6523 | 148.6523 | 148.6523 | 148.6523 | 148.6523 | 148.6523 | 148.6523 | 148.6523 | 148.6523 | 148.6523 | 148.6523 | 148.6523 | 148.6523 | 148.6523 | 148.6523 | 148.6523 | 148.6523 | 148.6523 | 148.6523 | 148.6523 | 148.6523 | 148.6523 | 148.6523 | 148.6523 | 148.6523 | 148.6523 | 148.6523 | 148.6523 | 148.6523 | 148.6523 | 148.6523 | 148.6523 | 148.6523 | 148.6523 | 148.6523 | 148.6523 | 148.6523 | 148.6523 | 148.6523 | 148.6523 | 148.6523 | 148.6523 | 148.6523 | 148.6523 | 148.6523 | 148.6523 | 148.6523 | 148.6523 | 148.6523 | 148.6523 | 148.6523 | 148.6523 | 148.6523 | 148.6523 | 148.6523 | 148.6523 | 148.6523 | 148.6523 | 148.6523 | 148.6523 | 148.6523 | 148.6523 | 148.6523 | 148.6523 | 148.6523 | 148.6523 | 148.6523 | 148.6523 | 148.6523 | 148.6523 | 148.6523 | 148.6523 | 148.6523 | 148.6523 | 148.6523 | 148.6523 | 148.6523 | 148.6523 | 148.6523 | 148.6523 | 148.6523 | 148.6523 | 148.6523 | 148.6523 | 148.6523 | 148.6523 | 148.6523 | 148.6523 | 148.6523 | 148.6523 | 148.6523 | 148.6523 | 148.6523 | 148.6523 | 148.6523 | 148.6523 | 148.6523 | 148.6523 | 148.6523 | 148.6523 | 148.6523 | 148.6523 | 148.6523 | 148.6523 | 148.6523 | 148.6523 | 148.6523 | 148.6523 | 148.6523 | 148.6523 | 148.6523 | 148.6523 | 148.6523 | 148.6523 | 148.6523 | 148.6523 | 148.6523 | 148.6523 | 148.6523 | 148.6523 | 148.6523 | 148.6523 | 148.6523 | 148.6523 | 148.6523 | 148.6523 | 148.6523 | 148.6523 | 148.6523 | 148.6523 | 148.6523 | 148.6523 | 148.6523 | 148.6523 | 148.6523 | 148.6523 | 148.6523 | 148.6523 | 148.6523 | 148.6523 | 148.6523 | 148.6523 | 148.6523 | 148.6523 | 148.6523 | 148.6523 | 148.6523 | 148.6523 | 148.6523 | 148.6523 | 148.6523 | 148.6523 | 148.6523 | 148.6523 | 148.6523 | 148.6523 | 148.6523 | 148.6523 | 148.6523 | 148.6523 | 148.6523 | 148.6523 | 148.6523 | 148.6523 | 148.6523 | 148.6523 | 148.6523 | 148.6523 | 148.6523 | 148.6523 | 148.6523 | 148.6523 | 148.6523 | 148.6523 | 148.6523 | 148.6523 | 148.6523 | 148.6523 | 148.6523 | 148.6523 | 148.6523 | 148.6523 | 148.6523 | 148.6523 | 148.6523 | 148.6523 | 148.6523 | 148.6523 | 148.6523 | 148.6523 | 148.6523 | 148.6523 | 148.6523 | 148.6523 | 148.6523 | 148.6523 | 148.6523 | 148.6523 | 148.6523 | 148.6523 | 148.6523 | 148.6523 | 148.6523 | 148.6523 | 148.6523 | 148.6523 | 148.6523 | 148.6523 | 148.6523 | 148.6523 | 148.6523 | 148.6523 | 148.6523 | 148.6523 | 148.6523 | 148.6523 | 148.6523 | 148.6523 | 148.6523 | 148.6523 | 148.6523 | 148.6523 | 148.6523 | 148.6523 | 148.6523 | 148.6523 | 148.6523 | 148.6523 | 148.6523 | 148.6523 | 148.6523 | 148.6523 | 148.6523 | 148.6523 | 148.6523 | 148.6523 | 148.6523 | 148.6523 | 148.6523 | 148.6523 | 148.6523 | 148.6523 | 148.6523 | 148.6523 | 148.6523 | 148.6523 | 148.6523 | 148.6523 | 148.6523 | 148.6523 | 148.6523 | 148.6523 | 148.6523 | 148.6523 | 148.6523 | 148.6523 | 148.6523 | 148.6523 | 148.6523 | 148.6523 | 148.6523 | 148.6523 | 148.6523 | 148.6523 | 148.6523 | 148.6523 | 148.6523 | 148.6523 | 148.6523 | 148.6523 | 148.6523 | 148.6523 | 148.6523 | 148.6523 | 148.6523 | 148.6523 | 148.6523 | 148.6523 | 148.6523 | 148.6523 | 148.6523 | 148.6523 | 148.6523 | 148.6523 | 148.6523 | 148.6523 | 148.6523 | 148.6523 | 148.6523 | 148.6523 | 148.6523 | 148.6523 | 148.6523 | 148.6523 | 148.6523 | 148.6523 | 148.6523 | 148.6523 | 148.6523 | 148.6523 | 148.6523 | 148.6523 | 148.6523 | 148.6523 | 148.6523 | 148.6523 | 148.6523 | 148.6523 | 148.6523 | 148.6523 | 148.6523 | 148.6523 | 148.6523 | 148.6523 | 148.6523 | 148.6523 | 148.6523 | 148.6523 | 148.6523 | 148.6523 | 148.6523 | 148.6523 | 148.6523 | 148.6523 | 148.6523 | 148.6523 | 148.6523 | 148.6523 | 148.6523 | 148.6523 | 148.6523 | 148.6523 | 148.6523 | 148.6523 | 148.6523 | 148.6523 | 148.6523 | 148.6523 | 148.6523 | 148.6523 | 148.6523 | 148.6523 | 148.6523 | 148.6523 | 148.6523 | 148.6523 | 148.6523 | 148.6523 | 148.6523 | 148.6523 | 148.6523 | 148.6523 | 148.6523 | 148.6523 | 148.6523 | 148.6523 | 148.6523 | 148.6523 | 148.6523 | 148.6523 | 148.6523 | 148.6523 | 148.6523 | 148.6523 | 148.6523 | 148.6523 | 148.6523 | 148.6523 | 148.6523 | 148.6523 | 148.6523 | 148.6523 | 148.6523 | 148.6523 | 148.6523 | 148.6523 | 148.6523 | 148.6523 | 148.6523 | 148.6523 | 148.6523 | 148.6523 | 148.6523 | 148.6523 | 148.6523 | 148.6523 | 148.6523 | 148.6523 | 148.6523 | 148.6523 | 148.6523 | 148.6523 | 148.6523 | 148.6523 | 148.6523 | 148.6523 | 148.6523 | 148.6523 | 148.6523 | 148.6523 | 148.6523 | 148.6523 | 148.6523 | 148.6523 | 148.6523 | 148.6523 | 148.6523 | 148.6523 | 148.6523 | 148.6523 | 148.6523 | 148.6523 | 148.6523 | 148.6523 | 148.6523 | 148.6523 | 148.6523 | 148.6523 | 148.6523 | 148.6523 | 148.6523 | 148.6523 | 148.6523 | 148.6523 | 148.6523 | 148.6523 | 148.6523 | 148.6523 | 148.6523 | 148.6523 | 148.6523 | 148.6523 | 148.6523 | 148.6523 | 148.6523 | 148.6523 | 148.6523 | 148.6523 | 148.6523 | 148.6523 | 148.6523 | 148.6523 | 148.6523 | 148.6523 | 148.6523 | 148.6523 | 148.6523 | 148.6523 | 148.6523 | 148.6523 | 148.6523 | 148.6523 | 148.6523 | 148.6523 | 148.6523 | 148.6523 | 148.6523 | 148.6523 | 148.6523 | 148.6523 | 148.6523 | 148.6523 | 148.6523 | 148.6523 | 148.6523 | 148.6523 | 148.6523 | 148.6523 | 148.6523 | 148.6523 | 148.6523 | 148.6523 | 148.6523 | 148.6523 | 148.6523 | 148.6523 | 148.6523 | 148.6523 | 148.6523 | 148.6523 | 148.6523 | 148.6523 | 148.6523 | 148.6523 | 148.6523 | 148.6523 | 148.6523 | 148.6523 | 148.6523 | 148.6523 | 148.6523 | 148.6523 | 148.6523 | 148.6523 | 148.6523 | 148.6523 | 148.6523 | 148.6523 | 148.6523 | 148.6523 | 148.6523 | 148.6523 | 148.6523 | 148.6523 | 148.6523 | 148.6523 | 148.6523 | 148.6523 | 148.6523 | 148.6523 | 148.6523 | 148.6523 | 148.6523 | 148.6523 | 148.6523 | 148.6523 | 148.6523 | 148.6523 | 148.6523 | 148.6523 | 148.6523 | 148.6523 | 148.6523 | 148.6523 | 148.6523 | 148.6523 | 148.6523 | 148.6523 | 148.6523 | 148.6523 | 148.6523 | 148.6523 | 148.6523 | 148.6523 | 148.6523 | 148.6523 | 148.6523 | 148.6523 | 148.6523 | 148.6523 | 148.6523 | 148.6523 | 148.6523 | 148.6523 | 148.6523 | 148.6523 | 148.6523 | 148.6523 | 148.6523 | 148.6523 | 148.6523 | 148.6523 | 148.6523 | 148.6523 | 148.6523 | 148.6523 | 148.6523 | 148.6523 | 148.6523 | 148.6523 | 148.6523 | 148.6523 | 148.6523 | 148.6523 | 148.6523 | 148.6523 | 148.6523 | 148.6523 | 148.6523 | 148.6523 | 148.6523 | 148.6523 | 148.6523 | 148.6523 | 148.6523 | 148.6523 | 148.6523 | 148.6523 | 148.6523 | 148.6523 | 148.6523 | 148.6523 | 148.6523 | 148.6523 | 148.6523 | 148.6523 | 148.6523 | 148.6523 | 148.6523 | 148.6523 | 148.6523 | 148.6523 | 148.6523 | 148.6523 | 148.6523 | 148.6523 | 148.6523 | 148.6523 | 148.6523 | 148.6523 | 148.6523 | 148.6523 | 148.6523 | 148.6523 | 148.6523 | 148.6523 | 148.6523 | 148.6523 | 148.6523 | 148.6523 | 148.6523 | 148.6523 | 148.6523 | 148.6523 | 148.6523 | 148.6523 | 148.6523 | 148.6523 | 148.6523 | 148.6523 | 148.6523 | 148.6523 | 148.6523 | 148.6523 | 148.6523 | 148.6523 | 148.6523 | 148.6523 | 148.6523 | 148.6523 | 148.6523 | 148.6523 | 148.6523 | 148.6523 | 148.6523 | 148.6523 | 148.6523 | 148.6523 | 148.6523 | 148.6523 | 148.6523 | 148.6523 | 148.6523 | 148.6523 | 148.6523 | 148.6523 | 148.6523 | 148.6523 | 148.6523 | 148.6523 | 148.6523 | 148.6523 | 148.6523 | 148.6523 | 148.6523 | 148.6523 | 148.6523 | 148.6523 | 148.6523 | 148.6523 | 148.6523 | 148.6523 | 148.6523 | 148.6523 | 148.6523 | 148.6523 | 148.6523 | 148.6523 | 148.6523 | 148.6523 | 148.6523 | 148.6523 | 148.6523 | 148.6523 | 148.6523 | 148.6523 | 148.6523 | 148.6523 | 148.6523 | 148.6523 | 148.6523 | 148.6523 | 148.6523 | 148.6523 | 148.6523 | 148.6523 | 148.6523 | 148.6523 | 148.6523 | 148.6523 | 148.6523 | 148.6523 | 148.6523 | 148.6523 | 148.6523 | 148.6523 | 148.6523 | 148.6523 | 148.6523 | 148.6523 | 148.6523 | 148.6523 | 148.6523 | 148.6523 | 148.6523 | 148.6523 | 148.6523 | 148.6523 | 148.6523 | 148.6523 | 148.6523 | 148.6523 | 148.6523 | 148.6523 | 148.6523 | 148.6523 | 148.6523 | 148.6523 | 148.6523 | 148.6523 | 148.6523 | 148.6523 | 148.6523 | 148.6523 | 148.6523 | 148.6523 | 148.6523 | 148.6523 | 148.6523 | 148.6523 | 148.6523 | 148.6523 | 148.6523 | 148.6523 | 148.6523 | 148.6523 | 148.6523 | 148.6523 | 148.6523 | 148.6523 | 148.6523 | 148.6523 | 148.6523 | 148.6523 | 148.6523 | 148.6523 | 148.6523 | 148.6523 | 148.6523 | 148.6523 | 148.6523 | 148.6523 | 148.6523 | 148.6523 | 148.6523 | 148.6523 | 148.6523 | 148.6523 | 148.6523 | 148.6523 | 148.6523 | 148.6523 | 148.6523 | 148.6523 | 148.6523 | 148.6523 | 148.6523 | 148.6523 | 148.6523 | 148.6523 | 148.6523 | 148.6523 | 148.6523 | 148.6523 | 148.6523 | 148.6523 | 148.6523 | 148.6523 | 148.6523 | 148.6523 | 148.6523 | 148.6523 | 148.6523 | 148.6523 | 148.6523 | 148.6523 | 148.6523 | 148.6523 | 148.6523 | 148.6523 | 148.6523 | 148.6523 | 148.6523 | 148.6523 | 148.6523 | 148.6523 | 148.6523 | 148.6523 | 148.6523 | 148.6523 | 148.6523 | 148.6523 | 148.6523 | 148.6523 | 148.6523 | 148.6523 | 148.6523 | 148.6523 | 148.6523 | 148.6523 | 148.6523 | 148.6523 | 148.6523 | 148.6523 | 148.6523 | 148.6523 | 148.6523 | 148.6523 | 148.6523 | 148.6523 | 148.6523 | 148.6523 | 148.6523 | 148.6523 | 148.6523 | 148.6523 | 148.6523 | 148.6523 | 148.6523 | 148.6523 | 148.6523 | 148.6523 | 148.6523 | 148.6523 | 148.6523 | 148.6523 | 148.6523 | 148.6523 | 148.6523 | 148.6523 | 148.6523 | 148.6523 | 148.6523 | 148.6523 | 148.6523 | 148.6523 | 148.6523 | 148.6523 | 148.6523 | 148.6523 | 148.6523 | 148.6523 | 148.6523 | 148.6523 | 148.6523 | 148.6523 | 148.6523 | 148.6523 | 148.6523 | 148.6523 | 148.6523 | 148.6523 | 148.6523 | 148.6523 | 148.6523 | 148.6523 | 148.6523 | 148.6523 | 148.6523 | 148.6523 | 148.6523 | 148.6523 | 148.6523 | 148.6523 | 148.6523 | 148.6523 | 148.6523 | 148.6523 | 148.6523 | 148.6523 | 148.6523 | 148.6523 | 148.6523 | 148.6523 | 148.6523 | 148.6523 | 148.6523 | 148.6523 | 148.6523 | 148.6523 | 148.6523 | 148.6523 | 148.6523 | 148.6523 | 148.6523 | 148.6523 | 148.6523 | 148.6523 | 148.6523 | 148.6523 | 148.6523 | 148.6523 | 148.6523 | 148.6523 | 148.6523 | 148.6523 | 148.6523 | 148.6523 | 148.6523 | 148.6523 | 148.6523 | 148.6523 | 148.6523 | 148.6523 | 148.6523 | 148.6523 | 148.6523 | 148.6523 | 148.6523 | 148.6523 | 148.6523 | 148.6523 | 148.6523 | 148.6523 | 148.6523 | 148.6523 | 148.6523 | 148.6523 | 148.6523 | 148.6523 | 148.6523 | 148.6523 | 148.6523 | 148.6523 | 148.6523 | 148.6523 | 148.6523 | 148.6523 | 148.6523 | 148.6523 | 148.6523 | 148.6523 | 148.6523 | 148.6523 | 148.6523 | 148.6523 | 148.6523 | 148.6523 | 148.6523 | 148.6523 | 148.6523 | 148.6523 | 148.6523 | 148.6523 | 148.6523 | 148.6523 | 148.6523 | 148.6523 | 148.6523 | 148.6523 | 148.6523 | 148.6523 | 148.6523 | 148.6523 | 148.6523 | 148.6523 | 148.6523 | 148.6523 | 148.6523 | 148.6523 | 148.6523 | 148.6523 | 148.6523 | 148.6523 | 148.6523 | 148.6523 | 148.6523 | 148.6523 | 148.6523 | 148.6523 | 148.6523 | 148.6523 | 148.6523 | 148.6523 | 148.6523 | 148.6523 | 148.6523 | 148.6523 | 148.6523 | 148.6523 | 148.6523 | 148.6523 | 148.6523 | 148.6523 | 148.6523 | 148.6523 | 148.6523 | 148.6523 | 148.6523 | 148.6523 | 148.6523 | 148.6523 | 148.6523 | 148.6523 | 148.6523 | 148.6523 | 148.6523 | 148.6523 | 148.6523 | 148.6523 | 148.6523 | 148.6523 | 148.6523 | 148.6523 | 148.6523 | 148.6523 | 148.6523 | 148.6523 | 148.6523 | 148.6523 | 148.6523 | 148.6523 | 148.6523 | 148.6523 | 148.6523 | 148.6523 | 148.6523 | 148.6523 | 148.6523 | 148.6523 | 148.6523 | 148.6523 | 148.6523 | 148.6523 | 148.6523 | 148.6523 | 148.6523 | 148.6523 | 148.6523 | 148.6523 | 148.6523 | 148.6523 | 148.6523 | 148.6523 | 148.6523 | 148.6523 | 148.6523 | 148.6523 | 148.6523 | 148.6523 | 148.6523 | 148.6523 | 148.6523 | 148.6523 | 148.6523 | 148.6523 | 148.6523 | 148.6523 | 148.6523 | 148.6523 | 148.6523 | 148.6523 | 148.6523 | 148.6523 | 148.6523 | 148.6523 | 148.6523 | 148.6523 | 148.6523 | 148.6523 | 148.6523 | 148.6523 | 148.6523 | 148.6523 | 148.6523 | 148.6523 | 148.6523 | 148.6523 | 148.6523 | 148.6523 | 148.6523 | 148.6523 | 148.6523 | 148.6523 | 148.6523 | 148.6523 | 148.6523 | 148.6523 | 148.6523 | 148.6523 | 148.6523 | 148.6523 | 148.6523 | 148.6523 | 148.6523 | 148.6523 | 148.6523 | 148.6523 | 148.6523 | 148.6523 | 148.6523 | 148.6523 | 148.6523 | 148.6523 | 148.6523 | 148.6523 | 148.6523 | 148.6523 | 148.6523 | 148.6523 | 148.6523 | 148.6523 | 148.6523 | 148.6523 | 148.6523 | 148.6523 | 148.6523 | 148.6523 | 148.6523 | 148.6523 | 148.6523 | 148.6523 | 148.6523 | 148.6523 | 148.6523 | 148.6523 | 148.6523 | 148.6523 | 148.6523 | 148.6523 | 148.6523 | 148.6523 | 148.6523 | 148.6523 | 148.6523 | 148.6523 | 148.6523 | 148.6523 | 148.6523 | 148.6523 | 148.6523 | 148.6523 | 148.6523 | 148.6523 | 148.6523 | 148.6523 | 148.6523 | 148.6523 | 148.6523 | 148.6523 | 148.6523 | 148.6523 | 148.6523 | 148.6523 | 148.6523 | 148.6523 | 148.6523 | 148.6523 | 148.6523 | 148.6523 | 148.6523 | 148.6523 | 148.6523 | 148.6523 | 148.6523 | 148.6523 | 148.6523 | 148.6523 | 148.6523 | 148.6523 | 148.6523 | 148.6523 | 148.6523 | 148.6523 | 148.6523 | 148.6523 | 148.6523 | 148.6523 | 148.6523 | 148.6523 | 148.6523 | 148.6523 | 148.6523 | 148.6523 | 148.6523 | 148.6523 | 148.6523 | 148.6523 | 148.6523 | 148.6523 | 148.6523 | 148.6523 | 148.6523 | 148.6523 | 148.6523 | 148.6523 | 148.6523 | 148.6523 | 148.6523 | 148.6523 | 148.6523 | 148.6523 | 148.6523 | 148.6523 | 148.6523 | 148.6523 | 148.6523 | 148.6523 | 148.6523 | 148.6523 | 148.6523 | 148.6523 | 148.6523 | 148.6523 | 148.6523 | 148.6523 | 148.6523 | 148.6523 | 148.6523 | 148.6523 | 148.6523 | 148.6523 | 148.6523 | 148.6523 | 148.6523 | 148.6523 | 148.6523 | 148.6523 | 148.6523 | 148.6523 | 148.6523 | 148.6523 | 148.6523 | 148.6523 | 148.6523 | 148.6523 | 148.6523 | 148.6523 | 148.6523 | 148.6523 | 148.6523 | 148.6523 | 148.6523 | 148.6523 | 148.6523 | 148.6523 | 148.6523 | 148.6523 | 148.6523 | 148.6523 | 148.6523 | 148.6523 | 148.6523 | 148.6523 | 148.6523 | 148.6523 | 148.6523 | 148.6523 | 148.6523 | 148.6523 | 148.6523 | 148.6523 | 148.6523 | 148.6523 | 148.6523 | 148.6523 | 148.6523 | 148.6523 | 148.6523 | 148.6523 | 148.6523 | 148.6523 | 148.6523 | 148.6523 | 148.6523 | 148.6523 | 148.6523 | 148.6523 | 148.6523 | 148.6523 | 148.6523 | 148.6523 | 148.6523 | 148.6523 | 148.6523 | 148.6523 | 148.6523 | 148.6523 | 148.6523 | 148.6523 | 148.6523 | 148.6523 | 148.6523 | 148.6523 | 148.6523 | 148.6523 | 148.6523 | 148.6523 | 148.6523 | 148.6523 | 148.6523 | 148.6523 | 148.6523 | 148.6523 | 148.6523 | 148.6523 | 148.6523 | 148.6523 | 148.6523 | 148.6523 | 148.6523 | 148.6523 | 148.6523 | 148.6523 | 148.6523 | 148.6523 | 148.6523 | 148.6523 | 148.6523 | 148.6523 | 148.6523 | 148.6523 | 148.6523 | 148.6523 | 148.6523 | 148.6523 | 148.6523 | 148.6523 | 148.6523 | 148.6523 | 148.6523 | 148.6523 | 148.6523 | 148.6523 | 148.6523 | 148.6523 | 148.6523 | 148.6523 | 148.6523 | 148.6523 | 148.6523 | 148.6523 | 148.6523 | 148.6523 | 148.6523 | 148.6523 | 148.6523 | 148.6523 | 148.6523 | 148.6523 | 148.6523 | 148.6523 | 148.6523 | 148.6523 | 148.6523 | 148.6523 | 148.6523 | 148.6523 | 148.6523 | 148.6523 | 148.6523 | 148.6523 | 148.6523 | 148.6523 | 148.6523 | 148.6523 | 148.6523 | 148.6523 | 148.6523 | 148.6523 | 148.6523 | 148.6523 | 148.6523 | 148.6523 | 148.6523 | 148.6523 | 148.6523 | 148.6523 | 148.6523 | 148.6523 | 148.6523 | 148.6523 | 148.6523 | 148.6523 | 148.6523 | 148.6523 | 148.6523 | 148.6523 | 148.6523 | 148.6523 | 148.6523 | 148.6523 | 148.6523 | 148.6523 | 148.6523 | 148.6523 | 148.6523 | 148.6523 | 148.6523 | 148.6523 | 148.6523 | 148.6523 | 148.6523 | 148.6523 | 148.6523 | 148.6523 | 148.6523 | 148.6523 | 148.6523 | 148.6523 | 148.6523 | 148.6523 | 148.6523 | 148.6523 | 148.6523 | 148.6523 | 148.6523 | 148.6523 | 148.6523 | 148.6523 | 148.6523 | 148.6523 | 148.6523 | 148.6523 | 148.6523 | 148.6523 | 148.6523 | 148.6523 | 148.6523 | 148.6523 | 148.6523 | 148.6523 | 148.6523 | 148.6523 | 148.6523 | 148.6523 | 148.6523 | 148.6523 | 148.6523 | 148.6523 | 148.6523 | 148.6523 | 148.6523 | 148.6523 | 148.6523 | 148.6523 | 148.6523 | 148.6523 | 148.6523 | 148.6523 | 148.6523 | 148.6523 | 148.6523 | 148.6523 | 148.6523 | 148.6523 | 148.6523 | 148.6523 | 148.6523 | 148.6523 | 148.6523 | 148.6523 | 148.6523 | 148.6523 | 148.6523 | 148.6523 | 148.6523 | 148.6523 | 148.6523 | 148.6523 | 148.6523 | 148.6523 | 148.6523 | 148.6523 | 148.6523 | 148.6523 | 148.6523 | 148.6523 | 148.6523 | 148.6523 | 148.6523 | 148.6523 | 148.6523 | 148.6523 | 148.6523 | 148.6523 | 148.6523 | 148.6523 | 148.6523 | 148.6523 | 148.6523 | 148.6523 | 148.6523 | 148.6523 | 148.6523 | 148.6523 | 148.6523 | 148.6523 | 148.6523 | 148.6523 | 148.6523 | 148.6523 | 148.6523 | 148.6523 | 148.6523 | 148.6523 | 148.6523 | 148.6523 | 148.6523 | 148.6523 | 148.6523 | 148.6523 | 148.6523 | 148.6523 | 148.6523 | 148.6523 | 148.6523 | 148.6523 | 148.6523 | 148.6523 | 148.6523 | 148.6523 | 148.6523 | 148.6523 | 148.6523 | 148.6523 | 148.6523 | 148.6523 | 148.6523 | 148.6523 | 148.6523 | 148.6523 | 148.6523 | 148.6523 | 148.6523 | 148.6523 | 148.6523 | 148.6523 | 148.6523 | 148.6523 | 148.6523 | 148.6523 | 148.6523 | 148.6523 | 148.6523 | 148.6523 | 148.6523 | 148.6523 | 148.6523 | 148.6523 | 148.6523 | 148.6523 | 148.6523 | 148.6523 | 148.6523 | 148.6523 | 148.6523 | 148.6523 | 148.6523 | 148.6523 | 148.6523 | 148.6523 | 148.6523 | 148.6523 | 148.6523 | 148.6523 | 148.6523 | 148.6523 | 148.6523 | 148.6523 | 148.6523 | 148.6523 | 148.6523 | 148.6523 | 148.6523 | 148.6523 | 148.6523 | 148.6523 | 148.6523 | 148.6523 | 148.6523 | 148.6523 | 148.6523 | 148.6523 | 148.6523 | 148.6523 | 148.6523 | 148.6523 | 148.6523 | 148.6523 | 148.6523 | 148.6523 | 148.6523 | 148.6523 | 148.6523 | 148.6523 | 148.6523 | 148.6523 | 148.6523 | 148.6523 | 148.6523 | 148.6523 | 148.6523 | 148.6523 | 148.6523 | 148.6523 | 148.6523 | 148.6523 | 148.6523 | 148.6523 | 148.6523 | 148.6523 | 148.6523 | 148.6523 | 148.6523 | 148.6523 | 148.6523 | 148.6523 | 148.6523 | 148.6523 | 148.6523 | 148.6523 | 148.6523 | 148.6523 | 148.6523 | 148.6523 | 148.6523 | 148.6523 | 148.6523 | 148.6523 | 148.6523 | 148.6523 | 148.6523 | 148.6523 | 148.6523 | 148.6523 | 148.6523 | 148.6523 | 148.6523 | 148.6523 | 148.6523 | 148.6523 | 148.6523 | 148.6523 | 148.6523 | 148.6523 | 148.6523 | 148.6523 | 148.6523 | 148.6523 | 148.6523 | 148.6523 | 148.6523 | 148.6523 | 148.6523 | 148.6523 | 148.6523 | 148.6523 | 148.6523 | 148.6523 | 148.6523 | 148.6523 | 148.6523 | 148.6523 | 148.6523 | 148.6523 | 148.6523 | 148.6523 | 148.6523 | 148.6523 | 148.6523 | 148.6523 | 148.6523 | 148.6523 | 148.6523 | 148.6523 | 148.6523 | 148.6523 | 148.6523 | 148.6523 | 148.6523 | 148.6523 | 148.6523 | 148.6523 | 148.6523 | 148.6523 | 148.6523 | 148.6523 | 148.6523 | 148.6523 | 148.6523 | 148.6523 | 148.6523 | 148.6523 | 148.6523 | 148.6523 | 148.6523 | 148.6523 | 148.6523 | 148.6523 | 148.6523 | 148.6523 | 148.6523 | 148.6523 | 148.6523 | 148.6523 | 148.6523 | 148.6523 | 148.6523 | 148.6523 | 148.6523 | 148.6523 | 148.6523 | 148.6523 | 148.6523 | 148.6523 | 148.6523 | 148.6523 | 148.6523 | 148.6523 | 148.6523 | 148.6523 | 148.6523 | 148.6523 | 148.6523 | 148.6523 | 148.6523 | 148.6523 | 148.6523 | 148.6523 | 148.6523 | 148.6523 | 148.6523 | 148.6523 | 148.6523 | 148.6523 | 148.6523 | 148.6523 | 148.6523 | 148.6523 | 148.6523 | 148.6523 | 148.6523 | 148.6523 | 148.6523 | 148.6523 | 148.6523 | 148.6523 | 148.6523 | 148.6523 | 148.6523 | 148.6523 | 148.6523 | 148.6523 | 148.6523 | 148.6523 | 148.6523 | 148.6523 | 148.6523 | 148.6523 | 148.6523 | 148.6523 | 148.6523 | 148.6523 | 148.6523 | 148.6523 | 148.6523 | 148.6523 | 148.6523 | 148.6523 | 148.6523 | 148.6523 | 148.6523 | 148.6523 | 148.6523 | 148.6523 | 148.6523 | 148.6523 | 148.6523 | 148.6523 | 148.6523 | 148.6523 | 148.6523 | 148.6523 | 148.6523 | 148.6523 | 148.6523 | 148.6523 | 148.6523 | 148.6523 | 148.6523 | 148.6523 | 148.6523 | 148.6523 | 148.6523 | 148.6523 | 148.6523 | 148.6523 | 148.6523 | 148.6523 | 148.6523 | 148.6523 | 148.6523 | 148.6523 | 148.6523 | 148.6523 | 148.6523 | 148.6523 | 148.6523 | 148.6523 | 148.6523 | 148.6523 | 148.6523 | 148.6523 | 148.6523 | 148.6523 | 148.6523 | 148.6523 | 148.6523 | 148.6523 | 148.6523 | 148.6523 | 148.6523 | 148.6523 | 148.6523 | 148.6523 | 148.6523 | 148.6523 | 148.6523 | 148.6523 | 148.6523 | 148.6523 | 148.6523 | 148.6523 | 148.6523 | 148.6523 | 148.6523 | 148.6523 | 148.6523 | 148.6523 | 148.6523 | 148.6523 | 148.6523 | 148.6523 | 148.6523 | 148.6523 | 148.6523 | 148.6523 | 148.6523 | 148.6523 | 148.6523 | 148.6523 | 148.6523 | 148.6523 | 148.6523 | 148.6523 | 148.6523 | 148.6523 | 148.6523 | 148.6523 | 148.6523 | 148.6523 | 148.6523 | 148.6523 | 148.6523 | 148.6523 | 148.6523 | 148.6523 | 148.6523 | 148.6523 | 148.6523 | 148.6523 | 148.6523 | 148.6523 | 148.6523 | 148.6523 | 148.6523 | 148.6523 | 148.6523 | 148.6523 | 148.6523 | 148.6523 | 148.6523 | 148.6523 | 148.6523 | 148.6523 | 148.6523 | 148.6523 | 148.6523 | 148.6523 | 148.6523 | 148.6523 | 148.6523 | 148.6523 | 148.6523 | 148.6523 | 148.6523 | 148.6523 | 148.6523 | 148.6523 | 148.6523 | 148.6523 | 148.6523 | 148.6523 | 148.6523 | 148.6523 | 148.6523 | 148.6523 | 148.6523 | 148.6523 | 148.6523 | 148.6523 | 148.6523 | 148.6523 | 148.6523 | 148.6523 | 148.6523 | 148.6523 | 148.6523 | 148.6523 | 148.6523 | 148.6523 | 148.6523 | 148.6523 | 148.6523 | 148.6523 | 148.6523 | 148.6523 | 148.6523 | 148.6523 | 148.6523 | 148.6523 | 148.6523 | 148.6523 | 148.6523 | 148.6523 | 148.6523 | 148.6523 | 148.6523 | 148.6523 | 148.6523 | 148.6523 | 148.6523 | 148.6523 | 148.6523 | 148.6523 | 148.6523 | 148.6523 | 148.6523 | 148.6523 | 148.6523 | 148.6523 | 148.6523 | 148.6523 | 148.6523 | 148.6523 | 148.6523 | 148.6523 | 148.6523 | 148.6523 | 148.6523 | 148.6523 | 148.6523 | 148.6523 | 148.6523 | 148.6523 | 148.6523 | 148.6523 | 148.6523 | 148.6523 | 148.6523 | 148.6523 | 148.6523 | 148.6523 | 148.6523 | 148.6523 | 148.6523 | 148.6523 | 148.6523 | 148.6523 | 148.6523 | 148.6523 | 148.6523 | 148.6523 | 148.6523 | 148.6523 | 148.6523 | 148.6523 | 148.6523 | 148.6523 | 148.6523 | 148.6523 | 148.6523 | 148.6523 | 148.6523 | 148.6523 | 148.6523 | 148.6523 | 148.6523 | 148.6523 | 148.6523 | 148.6523 | 148.6523 | 148.6523 | 148.6523 | 148.6523 | 148.6523 | 148.6523 | 148.6523 | 148.6523 | 148.6523 | 148.6523 | 148.6523 | 148.6523 | 148.6523 | 148.6523 | 148.6523 | 148.6523 | 148.6523 | 148.6523 | 148.6523 | 148.6523 | 148.6523 | 148.6523 | 148.6523 | 148.6523 | 148.6523 | 148.6523 | 148.6523 | 148.6523 | 148.6523 | 148.6523 | 148.6523 | 148.6523 | 148.6523 | 148.6523 | 148.6523 | 148.6523 | 148.6523 | 148.6523 | 148.6523 | 148.6523 | 148.6523 | 148.6523 | 148.6523 | 148.6523 | 148.6523 | 148.6523 | 148.6523 | 148.6523 | 148.6523 | 148.6523 | 148.6523 | 148.6523 | 148.6523 | 148.6523 | 148.6523 | 148.6523 | 148.6523 | 148.6523 | 148.6523 | 148.6523 | 148.6523 | 148.6523 | 148.6523 | 148.6523 | 148.6523 | 148.6523 | 148.6523 | 148.6523 | 148.6523 | 148.6523 | 148.6523 | 148.6523 | 148.6523 | 148.6523 | 148.6523 | 148.6523 | 148.6523 | 148.6523 | 148.6523 | 148.6523 | 148.6523 | 148.6523 | 148.6523 | 148.6523 | 148.6523 | 148.6523 | 148.6523 | 148.6523 | 148.6523 | 148.6523 | 148.6523 | 148.6523 | 148.6523 | 148.6523 | 148.6523 | 148.6523 | 148.6523 | 148.6523 | 148.6523 | 148.6523 | 148.6523 | 148.6523 | 148.6523 | 148.6523 | 148.6523 | 148.6523 | 148.6523 | 148.6523 | 148.6523 | 148.6523 | 148.6523 | 148.6523 | 148.6523 | 148.6523 | 148.6523 | 148.6523 | 148.6523 | 148.6523 | 148.6523 | 148.6523 | 148.6523 | 148.6523 | 148.6523 | 148.6523 | 148.6523 | 148.6523 | 148.6523 | 148.6523 | 148.6523 | 148.6523 | 148.6523 | 148.6523 | 148.6523 | 148.6523 | 148.6523 | 148.6523 | 148.6523 | 148.6523 | 148.6523 | 148.6523 | 148.6523 | 148.6523 | 148.6523 | 148.6523 | 148.6523 | 148.6523 | 148.6523 | 148.6523 | 148.6523 | 148.6523 | 148.6523 | 148.6523 | 148.6523 | 148.6523 | 148.6523 | 148.6523 | 148.6523 | 148.6523 | 148.6523 | 148.6523 | 148.6523 | 148.6523 | 148.6523 | 148.6523 | 148.6523 | 148.6523 | 148.6523 | 148.6523 | 148.6523 | 148.6523 | 148.6523 | 148.6523 | 148.6523 | 148.6523 | 148.6523 | 148.6523 | 148.6523 | 148.6523 | 148.6523 | 148.6523 | 148.6523 | 148.6523 | 148.6523 | 148.6523 | 148.6523 | 148.6523 | 148.6523 | 148.6523 | 148.6523 | 148.6523 | 148.6523 | 148.6523 | 148.6523 | 148.6523 | 148.6523 | 148.6523 | 148.6523 | 148.6523 | 148.6523 | 148.6523 | 148.6523 | 148.6523 | 148.6523 | 148.6523 | 148.6523 | 148.6523 | 148.6523 | 148.6523 | 148.6523 | 148.6523 | 148.6523 | 148.6523 | 148.6523 | 148.6523 | 148.6523 | 148.6523 | 148.6523 | 148.6523 | 148.6523 | 148.6523 | 148.6523 | 148.6523 | 148.6523 | 148.6523 | 148.6523 | 148.6523 | 148.6523 | 148.6523 | 148.6523 | 148.6523 | 148.6523 | 148.6523 | 148.6523 | 148.6523 | 148.6523 | 148.6523 | 148.6523 | 148.6523 | 148.6523 | 148.6523 | 148.6523 | 148.6523 | 148.6523 | 148.6523 | 148.6523 | 148.6523 | 148.6523 | 148.6523 | 148.6523 | 148.6523 | 148.6523 | 148.6523 | 148.6523 | 148.6523 | 148.6523 | 148.6523 | 148.6523 | 148.6523 | 148.6523 | 148.6523 | 148.6523 | 148.6523 | 148.6523 | 148.6523 | 148.6523 | 148.6523 | 148.6523 | 148.6523 | 148.6523 | 148.6523 | 148.6523 | 148.6523 | 148.6523 | 148.6523 | 148.6523 | 148.6523 | 148.6523 | 148.6523 | 148.6523 | 148.6523 | 148.6523 | 148.6523 | 148.6523 | 148.6523 | 148.6523 | 148.6523 | 148.6523 | 148.6523 | 148.6523 | 148.6523 | 148.6523 | 148.6523 | 148.6523 | 148.6523 | 148.6523 | 148.6523 | 148.6523 | 148.6523 | 148.6523 | 148.6523 | 148.6523 | 148.6523 | 148.6523 | 148.6523 | 148.6523 | 148.6523 | 148.6523 | 148.6523 | 148.6523 | 148.6523 | 148.6523 | 148.6523 | 148.6523 | 148.6523 | 148.6523 | 148.6523 | 148.6523 | 148.6523 | 148.6523 | 148.6523 | 148.6523 | 148.6523 | 148.6523 | 148.6523 | 148.6523 | 148.6523 | 148.6523 | 148.6523 | 148.6523 | 148.6523 | 148.6523 | 148.6523 | 148.6523 | 148.6523 | 148.6523 | 148.6523 | 148.6523 | 148.6523 | 148.6523 | 148.6523 | 148.6523 | 148.6523 | 148.6523 | 148.6523 | 148.6523 | 148.6523 | 148.6523 | 148.6523 | 148.6523 | 148.6523 | 148.6523 | 148.6523 | 148.6523 | 148.6523 | 148.6523 | 148.6523 | 148.6523 | 148.6523 | 148.6523 | 148.6523 | 148.6523 | 148.6523 | 148.6523 | 148.6523 | 148.6523 | 148.6523 | 148.6523 | 148.6523 | 148.6523 | 148.6523 | 148.6523 | 148.6523 | 148.6523 | 148.6523 | 148.6523 | 148.6523 | 148.6523 | 148.6523 | 148.6523 | 148.6523 | 148.6523 | 148.6523 | 148.6523 | 148.6523 | 148.6523 | 148.6523 | 148.6523 | 148.6523 | 148.6523 | 148.6523 | 148.6523 | 148.6523 | 148.6523 | 148.6523 | 148.6523 | 148.6523 | 148.6523 | 148.6523 | 148.6523 | 148.6523 | 148.6523 | 148.6523 | 148.6523 | 148.6523 | 148.6523 | 148.6523 | 148.6523 | 148.6523 | 148.6523 | 148.6523 | 148.6523 | 148.6523 | 148.6523 | 148.6523 | 148.6523 | 148.6523 | 148.6523 | 148.6523 | 148.6523 | 148.6523 | 148.6523 | 148.6523 | 148.6523 | 148.6523 | 148.6523 | 148.6523 | 148.6523 | 148.6523 | 148.6523 | 148.6523 | 148.6523 | 148.6523 | 148.6523 | 148.6523 | 148.6523 | 148.6523 | 148.6523 | 148.6523 | 148.6523 | 148.6523 | 148.6523 | 148.6523 | 148.6523 | 148.6523 | 148.6523 | 148.6523 | 148.6523 | 148.6523 | 148.6523 | 148.6523 | 148.6523 | 148.6523 | 148.6523 | 148.6523 | 148.6523 | 148.6523 | 148.6523 | 148.6523 | 148.6523 | 148.6523 | 148.6523 | 148.6523 | 148.6523 | 148.6523 | 148.6523 | 148.6523 | 148.6523 | 148.6523 | 148.6523 | 148.6523 | 148.6523 | 148.6523 | 148.6523 | 148.6523 | 148.6523 | 148.6523 | 148.6523 | 148.6523 | 148.6523 | 148.6523 | 148.6523 | 148.6523 | 148.6523 | 148.6523 | 148.6523 | 148.6523 | 148.6523 | 148.6523 | 148.6523 | 148.6523 | 148.6523 | 148.6523 | 148.6523 | 148.6523 | 148.6523 | 148.6523 | 148.6523 | 148.6523 | 148.6523 | 148.6523 | 148.6523 | 148.6523 | 148.6523 | 148.6523 | 148.6523 | 148.6523 | 148.6523 | 148.6523 | 148.6523 | 148.6523 | 148.6523 | 148.6523 | 148.6523 | 148.6523 | 148.6523 | 148.6523 | 148.6523 | 148.6523 | 148.6523 | 148.6523 | 148.6523 | 148.6523 | 148.6523 | 148.6523 | 148.6523 | 148.6523 | 148.6523 | 148.6523 | 148.6523 | 148.6523 | 148.6523 | 148.6523 | 148.6523 | 148.6523 | 148.6523 | 148.6523 | 148.6523 | 148.6523 | 148.6523 | 148.6523 | 148.6523 | 148.6523 | 148.6523 | 148.6523 | 148.6523 | 148.6523 | 148.6523 | 148.6523 | 148.6523 | 148.6523 | 148.6523 | 148.6523 | 148.6523 | 148.6523 | 148.6523 | 148.6523 | 148.6523 | 148.6523 | 148.6523 | 148.6523 | 148.6523 | 148.6523 | 148.6523 | 148.6523 | 148.6523 | 148.6523 | 148.6523 | 148.6523 | 148.6523 | 148.6523 | 148.6523 | 148.6523 | 148.6523 | 148.6523 | 148.6523 | 148.6523 | 148.6523 | 148.6523 | 148.6523 | 148.6523 | 148.6523 | 148.6523 | 148.6523 | 148.6523 | 148.6523 | 148.6523 | 148.6523 | 148.6523 | 148.6523 | 148.6523 | 148.6523 | 148.6523 | 148.6523 | 148.6523 | 148.6523 | 148.6523 | 148.6523 | 148.6523 | 148.6523 | 148.6523 | 148.6523 | 148.6523 | 148.6523 | 148.6523 | 148.6523 | 148.6523 | 148.6523 | 148.6523 | 148.6523 | 148.6523 | 148.6523 | 148.6523 | 148.6523 | 148.6523 | 148.6523 | 148.6523 | 148.6523 | 148.6523 | 148.6523 | 148.6523 | 148.6523 | 148.6523 | 148.6523 | 148.6523 | 148.6523 | 148.6523 | 148.6523 | 148.6523 | 148.6523 | 148.6523 | 148.6523 | 148.6523 | 148.6523 | 148.6523 | 148.6523 | 148.6523 | 148.6523 | 148.6523 | 148.6523 | 148.6523 | 148.6523 | 148.6523 | 148.6523 | 148.6523 | 148.6523 | 148.6523 | 148.6523 | 148.6523 | 148.6523 | 148.6523 | 148.6523 | 148.6523 | 148.6523 | 148.6523 | 148.6523 | 148.6523 | 148.6523 | 148.6523 | 148.6523 | 148.6523 | 148.6523 | 148.6523 | 148.6523 | 148.6523 | 148.6523 | 148.6523 | 148.6523 | 148.6523 | 148.6523 | 148.6523 | 148.6523 | 148.6523 | 148.6523 | 148.6523 | 148.6523 | 148.6523 | 148.6523 | 148.6523 | 148.6523 | 148.6523 | 148.6523 | 148.6523 | 148.6523 | 148.6523 | 148.6523 | 148.6523 | 148.6523 | 148.6523 | 148.6523 | 148.6523 | 148.6523 | 148.6523 | 148.6523 | 148.6523 | 148.6523 | 148.6523 | 148.6523 | 148.6523 | 148.6523 | 148.6523 | 148.6523 | 148.6523 | 148.6523 | 148.6523 | 148.6523 | 148.6523 | 148.6523 | 148.6523 | 148.6523 | 148.6523 | 148.6523 | 148.6523 | 148.6523 | 148.6523 | 148.6523 | 148.6523 | 148.6523 | 148.6523 | 148.6523 | 148.6523 | 148.6523 | 148.6523 | 148.6523 | 148.6523 | 148.6523 | 148.6523 | 148.6523 | 148.6523 | 148.6523 | 148.6523 | 148.6523 | 148.6523 | 148.6523 | 148.6523 | 148.6523 | 148.6523 | 148.6523 | 148.6523 | 148.6523 | 148.6523 | 148.6523 | 148.6523 | 148.6523 | 148.6523 | 148.6523 | 148.6523 | 148.6523 | 148.6523 | 148.6523 | 148.6523 | 148.6523 | 148.6523 | 148.6523 | 148.6523 | 148.6523 | 148.6523 | 148.6523 | 148.6523 | 148.6523 | 148.6523 | 148.6523 | 148.6523 | 148.6523 | 148.6523 | 148.6523 | 148.6523 | 148.6523 | 148.6523 | 148.6523 | 148.6523 | 148.6523 | 148.6523 | 148.6523 | 148.6523 | 148.6523 | 148.6523 | 148.6523 | 148.6523 | 148.6523 | 148.6523 | 148.6523 | 148.6523 | 148.6523 | 148.6523 | 148.6523 | 148.6523 | 148.6523 | 148.6523 | 148.6523 | 148.6523 | 148.6523 | 148.6523 | 148.6523 | 148.6523 | 148.6523 | 148.6523 | 148.6523 | 148.6523 | 148.6523 | 148.6523 | 148.6523 | 148.6523 | 148.6523 | 148.6523 | 148.6523 | 148.6523 | 148.6523 | 148.6523 | 148.6523 | 148.6523 | 148.6523 | 148.6523 | 148.6523 | 148.6523 | 148.6523 | 148.6523 | 148.6523 | 148.6523 | 148.6523 | 148.6523 | 148.6523 | 148.6523 | 148.6523 | 148.6523 | 148.6523 | 148.6523 | 148.6523 | 148.6523 | 148.6523 | 148.6523 | 148.6523 | 148.6523 | 148.6523 | 148.6523 | 148.6523 | 148.6523 | 148.6523 | 148.6523 | 148.6523 | 148.6523 | 148.6523 | 148.6523 | 148.6523 | 148.6523 | 148.6523 | 148.6523 | 148.6523 | 148.6523 | 148.6523 | 148.6523 | 148.6523 | 148.6523 | 148.6523 | 148.6523 | 148.6523 | 148.6523 | 148.6523 | 148.6523 | 148.6523 | 148.6523 | 148.6523 | 148.6523 | 148.6523 | 148.6523 | 148.6523 | 148.6523 | 148.6523 | 148.6523 | 148.6523 | 148.6523 | 148.6523 | 148.6523 | 148.6523 | 148.6523 | 148.6523 | 148.6523 | 148.6523 | 148.6523 | 148.6523 | 148.6523 | 148.6523 | 148.6523 | 148.6523 | 148.6523 | 148.6523 | 148.6523 | 148.6523 | 148.6523 | 148.6523 | 148.6523 | 148.6523 | 148.6523 | 148.6523 | 148.6523 | 148.6523 | 148.6523 | 148.6523 | 148.6523 | 148.6523 | 148.6523 | 148.6523 | 148.6523 | 148.6523 | 148.6523 | 148.6523 | 148.6523 | 148.6523 | 148.6523 | 148.6523 | 148.6523 | 148.6523 | 148.6523 | 148.6523 | 148.6523 | 148.6523 | 148.6523 | 148.6523 | 148.6523 | 148.6523 | 148.6523 | 148.6523 | 148.6523 | 148.6523 | 148.6523 | 148.6523 | 148.6523 | 148.6523 | 148.6523 | 148.6523 | 148.6523 | 148.6523 | 148.6523 | 148.6523 | 148.6523 | 148.6523 | 148.6523 | 148.6523 | 148.6523 | 148.6523 | 148.6523 | 148.6523 | 148.6523 | 148.6523 | 148.6523 | 148.6523 | 148.6523 | 148.6523 | 148.6523 | 148.6523 | 148.6523 | 148.6523 | 148.6523 | 148.6523 | 148.6523 | 148.6523 | 148.6523 | 148.6523 | 148.6523 | 148.6523 | 148.6523 | 148.6523 | 148.6523 | 148.6523 | 148.6523 | 148.6523 | 148.6523 | 148.6523 | 148.6523 | 148.6523 | 148.6523 | 148.6523 | 148.6523 | 148.6523 | 148.6523 | 148.6523 | 148.6523 | 148.6523 | 148.6523 | 148.6523 | 148.6523 | 148.6523 | 148.6523 | 148.6523 | 148.6523 | 148.6523 | 148.6523 | 148.6523 | 148.6523 | 148.6523 | 148.6523 | 148.6523 | 148.6523 | 148.6523 | 148.6523 | 148.6523 | 148.6523 | 148.6523 | 148.6523 | 148.6523 | 148.6523 | 148.6523 | 148.6523 | 148.6523 | 148.6523 | 148.6523 | 148.6523 | 148.6523 | 148.6523 | 148.6523 | 148.6523 | 148.6523 | 148.6523 | 148.6523 | 148.6523 | 148.6523 | 148.6523 | 148.6523 | 148.6523 | 148.6523 | 148.6523 | 148.6523 | 148.6523 | 148.6523 | 148.6523 | 148.6523 | 148.6523 | 148.6523 | 148.6523 | 148.6523 | 148.6523 | 148.6523 | 148.6523 | 148.6523 | 148.6523 | 148.6523 | 148.6523 | 148.6523 | 148.6523 | 148.6523 | 148.6523 | 148.6523 | 148.6523 | 148.6523 | 148.6523 | 148.6523 | 148.6523 | 148.6523 | 148.6523 | 148.6523 | 148.6523 | 148.6523 | 148.6523 | 148.6523 | 148.6523 | 148.6523 | 148.6523 | 148.6523 | 148.6523 | 148.6523 | 148.6523 | 148.6523 | 148.6523 | 148.6523 | 148.6523 | 148.6523 | 148.6523 | 148.6523 | 148.6523 | 148.6523 | 148.6523 | 148.6523 | 148.6523 | 148.6523 | 148.6523 | 148.6523 | 148.6523 | 148.6523 | 148.6523 | 148.6523 | 148.6523 | 148.6523 | 148.6523 | 148.6523 | 148.6523 | 148.6523 | 148.6523 | 148.6523 | 148.6523 | 148.6523 | 148.6523 | 148.6523 | 148.6523 | 148.6523 | 148.6523 | 148.6523 | 148.6523 | 148.6523 | 148.6523 | 148.6523 | 148.6523 | 148.6523 | 148.6523 | 148.6523 | 148.6523 | 148.6523 | 148.6523 | 148.6523 | 148.6523 | 148.6523 | 148.6523 | 148.6523 | 148.6523 | 148.6523 | 148.6523 | 148.6523 | 148.6523 | 148.6523 | 148.6523 | 148.6523 | 148.6523 | 148.6523 | 148.6523 | 148.6523 | 148.6523 | 148.6523 | 148.6523 | 148.6523 | 148.6523 | 148.6523 | 148.6523 | 148.6523 | 148.6523 | 148.6523 | 148.6523 | 148.6523 | 148.6523 | 148.6523 | 148.6523 | 148.6523 | 148.6523 | 148.6523 | 148.6523 | 148.6523 | 148.6523 | 148.6523 | 148.6523 | 148.6523 | 148.6523 | 148.6523 | 148.6523 | 148.6523 | 148.6523 | 148.6523 | 148.6523 | 148.6523 | 148.6523 | 148.6523 | 148.6523 | 148.6523 | 148.6523 | 148.6523 | 148.6523 | 148.6523 | 148.6523 | 148.6523 | 148.6523 | 148.6523 | 148.6523 | 148.6523 | 148.6523 | 148.6523 | 148.6523 | 148.6523 | 148.6523 | 148.6523 | 148.6523 | 148.6523 | 148.6523 | 148.6523 | 148.6523 | 148.6523 | 148.6523 | 148.6523 | 148.6523 | 148.6523 | 148.6523 | 148.6523 | 148.6523 | 148.6523 | 148.6523 | 148.6523 | 148.6523 | 148.6523 | 148.6523 | 148.6523 | 148.6523 | 148.6523 | 148.6523 | 148.6523 | 148.6523 | 148.6523 | 148.6523 | 148.6523 | 148.6523 | 148.6523 | 148.6523 | 148.6523 | 148.6523 | 148.6523 | 148.6523 | 148.6523 | 148.6523 | 148.6523 | 148.6523 | 148.6523 | 148.6523 | 148.6523 | 148.6523 | 148.6523 | 148.6523 | 148.6523 | 148.6523 | 148.6523 | 148.6523 | 148.6523 | 148.6523 | 148.6523 | 148.6523 | 148.6523 | 148.6523 | 148.6523 | 148.6523 | 148.6523 | 148.6523 | 148.6523 | 148.6523 | 148.6523 | 148.6523 | 148.6523 | 148.6523 | 148.6523 | 148.6523 | 148.6523 | 148.6523 | 148.6523 | 148.6523 | 148.6523 | 148.6523 | 148.6523 | 148.6523 | 148.6523 | 148.6523 | 148.6523 | 148.6523 | 148.6523 | 148.6523 | 148.6523 | 148.6523 | 148.6523 | 148.6523 | 148.6523 | 148.6523 | 148.6523 | 148.6523 | 148.6523 | 148.6523 | 148.6523 | 148.6523 | 148.6523 | 148.6523 | 148.6523 | 148.6523 | 148.6523 | 148.6523 | 148.6523 | 148.6523 | 148.6523 | 148.6523 | 148.6523 | 148.6523 | 148.6523 | 148.6523 | 148.6523 | 148.6523 | 148.6523 | 148.6523 | 148.6523 | 148.6523 | 148.6523 | 148.6523 | 148.6523 | 148.6523 | 148.6523 | 148.6523 | 148.6523 | 148.6523 | 148.6523 | 148.6523 | 148.6523 | 148.6523 | 148.6523 | 148.6523 | 148.6523 | 148.6523 | 148.6523 | 148.6523 | 148.6523 | 148.6523 | 148.6523 | 148.6523 | 148.6523 | 148.6523 | 148.6523 | 148.6523 | 148.6523 | 148.6523 | 148.6523 | 148.6523 | 148.6523 | 148.6523 | 148.6523 | 148.6523 | 148.6523 | 148.6523 | 148.6523 | 148.6523 | 148.6523 | 148.6523 | 148.6523 | 148.6523 | 148.6523 | 148.6523 | 148.6523 | 148.6523 | 148.6523 | 148.6523 | 148.6523 | 148.6523 | 148.6523 | 148.6523 | 148.6523 | 148.6523 | 148.6523 | 148.6523 | 148.6523 | 148.6523 | 148.6523 | 148.6523 | 148.6523 | 148.6523 | 148.6523 | 148.6523 | 148.6523 | 148.6523 | 148.6523 | 148.6523 | 148.6523 | 148.6523 | 148.6523 | 148.6523 | 148.6523 | 148.6523 | 148.6523 | 148.6523 | 148.6523 | 148.6523 | 148.6523 | 148.6523 | 148.6523 | 148.6523 | 148.6523 | 148.6523 | 148.6523 | 148.6523 | 148.6523 | 148.6523 | 148.6523 | 148.6523 | 148.6523 | 148.6523 | 148.6523 | 148.6523 | 148.6523 | 148.6523 | 148.6523 | 148.6523 | 148.6523 | 148.6523 | 148.6523 | 148.6523 | 148.6523 | 148.6523 | 148.6523 | 148.6523 | 148.6523 | 148.6523 | 148.6523 | 148.6523 | 148.6523 | 148.6523 | 148.6523 | 148.6523 | 148.6523 | 148.6523 | 148.6523 | 148.6523 | 148.6523 | 148.6523 | 148.6523 | 148.6523 | 148.6523 | 148.6523 | 148.6523 | 148.6523 | 148.6523 | 148.6523 | 148.6523 | 148.6523 | 148.6523 | 148.6523 | 148.6523 | 148.6523 | 148.6523 | 148.6523 | 148.6523 | 148.6523 | 148.6523 | 148.6523 | 148.6523 | 148.6523 | 148.6523 | 148.6523 | 148.6523 | 148.6523 | 148.6523 | 148.6523 | 148.6523 | 148.6523 | 148.6523 | 148.6523 | 148.6523 | 148.6523 | 148.6523 | 148.6523 | 148.6523 | 148.6523 | 148.6523 | 148.6523 | 148.6523 | 148.6523 | 148.6523 | 148.6523 | 148.6523 | 148.6523 | 148.6523 | 148.6523 | 148.6523 | 148.6523 | 148.6523 | 148.6523 | 148.6523 | 148.6523 | 148.6523 | 148.6523 | 148.6523 | 148.6523 | 148.6523 | 148.6523 | 148.6523 | 148.6523 | 148.6523 | 148.6523 | 148.6523 | 148.6523 | 148.6523 | 148.6523 | 148.6523 | 148.6523 | 148.6523 | 148.6523 | 148.6523 | 148.6523 | 148.6523 | 148.6523 | 148.6523 | 148.6523 | 148.6523 | 148.6523 | 148.6523 | 148.6523 | 148.6523 | 148.6523 | 148.6523 | 148.6523 | 148.6523 | 148.6523 | 148.6523 | 148.6523 | 148.6523 | 148.6523 | 148.6523 | 148.6523 | 148.6523 | 148.6523 | 148.6523 | 148.6523 | 148.6523 | 148.6523 | 148.6523 | 148.6523 | 148.6523 | 148.6523 | 148.6523 | 148.6523 | 148.6523 | 148.6523 | 148.6523 | 148.6523 | 148.6523 | 148.6523 | 148.6523 | 148.6523 | 148.6523 | 148.6523 | 148.6523 | 148.6523 | 148.6523 | 148.6523 | 148.6523 | 148.6523 | 148.6523 | 148.6523 | 148.6523 | 148.6523 | 148.6523 | 148.6523 | 148.6523 | 148.6523 | 148.6523 | 148.6523 | 148.6523 | 148.6523 | 148.6523 | 148.6523 | 148.6523 | 148.6523 | 148.6523 | 148.6523 | 148.6523 | 148.6523 | 148.6523 | 148.6523 | 148.6523 | 148.6523 | 148.6523 | 148.6523 | 148.6523 | 148.6523 | 148.6523 | 148.6523 | 148.6523 | 148.6523 | 148.6523 | 148.6523 | 148.6523 | 148.6523 | 148.6523 | 148.6523 | 148.6523 | 148.6523 | 148.6523 | 148.6523 | 148.6523 | 148.6523 | 148.6523 | 148.6523 | 148.6523 | 148.6523 | 148.6523 | 148.6523 | 148.6523 | 148.6523 | 148.6523 | 148.6523 | 148.6523 | 148.6523 | 148.6523 | 148.6523 | 148.6523 | 148.6523 | 148.6523 | 148.6523 | 148.6523 | 148.6523 | 148.6523 | 148.6523 | 148.6523 | 148.6523 | 148.6523 | 148.6523 | 148.6523 | 148.6523 | 148.6523 | 148.6523 | 148.6523 | 148.6523 | 148.6523 | 148.6523 | 148.6523 | 148.6523 | 148.6523 | 148.6523 | 148.6523 | 148.6523 | 148.6523 | 148.6523 | 148.6523 | 148.6523 | 148.6523 | 148.6523 | 148.6523 | 148.6523 | 148.6523 | 148.6523 | 148.6523 | 148.6523 | 148.6523 | 148.6523 | 148.6523 | 148.6523 | 148.6523 | 148.6523 | 148.6523 | 148.6523 | 148.6523 | 148.6523 | 148.6523 | 148.6523 | 148.6523 | 148.6523 | 148.6523 | 148.6523 | 148.6523 | 148.6523 | 148.6523 | 148.6523 | 148.6523 | 148.6523 | 148.6523 | 148.6523 | 148.6523 | 148.6523 | 148.6523 | 148.6523 | 148.6523 | 148.6523 | 148.6523 | 148.6523 | 148.6523 | 148.6523 | 148.6523 | 148.6523 | 148.6523 | 148.6523 | 148.6523 | 148.6523 | 148.6523 | 148.6523 | 148.6523 | 148.6523 | 148.6523 | 148.6523 | 148.6523 | 148.6523 | 148.6523 | 148.6523 | 148.6523 | 148.6523 | 148.6523 | 148.6523 | 148.6523 | 148.6523 | 148.6523 | 148.6523 | 148.6523 | 148.6523 | 148.6523 | 148.6523 | 148.6523 | 148.6523 | 148.6523 | 148.6523 | 148.6523 | 148.6523 | 148.6523 | 148.6523 | 148.6523 | 148.6523 | 148.6523 | 148.6523 | 148.6523 | 148.6523 | 148.6523 | 148.6523 | 148.6523 | 148.6523 | 148.6523 | 148.6523 | 148.6523 | 148.6523 | 148.6523 | 148.6523 | 148.6523 | 148.6523 | 148.6523 | 148.6523 | 148.6523 | 148.6523 | 148.6523 | 148.6523 | 148.6523 | 148.6523 | 148.6523 | 148.6523 | 148.6523 | 148.6523 | 148.6523 | 148.6523 | 148.6523 | 148.6523 | 148.6523 | 148.6523 | 148.6523 | 148.6523 | 148.6523 | 148.6523 | 148.6523 | 148.6523 | 148.6523 | 148.6523 | 148.6523 | 148.6523 | 148.6523 | 148.6523 | 148.6523 | 148.6523 | 148.6523 | 148.6523 | 148.6523 | 148.6523 | 148.6523 | 148.6523 | 148.6523 | 148.6523 | 148.6523 | 148.6523 | 148.6523 | 148.6523 | 148.6523 | 148.6523 | 148.6523 | 148.6523 | 148.6523 | 148.6523 | 148.6523 | 148.6523 | 148.6523 | 148.6523 | 148.6523 | 148.6523 | 148.6523 | 148.6523 | 148.6523 | 148.6523 | 148.6523 | 148.6523 | 148.6523 | 148.6523 | 148.6523 | 148.6523 | 148.6523 | 148.6523 | 148.6523 | 148.6523 | 148.6523 | 148.6523 | 148.6523 | 148.6523 | 148.6523 | 148.6523 | 148.6523 | 148.6523 | 148.6523 | 148.6523 | 148.6523 | 148.6523 | 148.6523 | 148.6523 | 148.6523 | 148.6523 | 148.6523 | 148.6523 | 148.6523 | 148.6523 | 148.6523 | 148.6523 | 148.6523 | 148.6523 | 148.6523 | 148.6523 | 148.6523 | 148.6523 | 148.6523 | 148.6523 | 148.6523 | 148.6523 | 148.6523 | 148.6523 | 148.6523 | 148.6523 | 148.6523 | 148.6523 | 148.6523 | 148.6523 | 148.6523 | 148.6523 | 148.6523 | 148.6523 | 148.6523 | 148.6523 | 148.6523 | 148.6523 | 148.6523 | 148.6523 | 148.6523 | 148.6523 | 148.6523 | 148.6523 | 148.6523 | 148.6523 | 148.6523 | 148.6523 | 148.6523 | 148.6523 | 148.6523 | 148.6523 | 148.6523 | 148.6523 | 148.6523 | 148.6523 | 148.6523 | 148.6523 | 148.6523 | 148.6523 | 148.6523 | 148.6523 | 148.6523 | 148.6523 | 148.6523 | 148.6523 | 148.6523 | 148.6523 | 148.6523 | 148.6523 | 148.6523 | 148.6523 | 148.6523 | 148.6523 | 148.6523 | 148.6523 | 148.6523 | 148.6523 | 148.6523 | 148.6523 | 148.6523 | 148.6523 | 148.6523 | 148.6523 | 148.6523 | 148.6523 | 148.6523 | 148.6523 | 148.6523 | 148.6523 | 148.6523 | 148.6523 | 148.6523 | 148.6523 | 148.6523 | 148.6523 | 148.6523 | 148.6523 | 148.6523 | 148.6523 | 148.6523 | 148.6523 | 148.6523 | 148.6523 | 148.6523 | 148.6523 | 148.6523 | 148.6523 | 148.6523 | 148.6523 | 148.6523 | 148.6523 | 148.6523 | 148.6523 | 148.6523 | 148.6523 | 148.6523 | 148.6523 | 148.6523 | 148.6523 | 148.6523 | 148.6523 | 148.6523 | 148.6523 | 148.6523 | 148.6523 | 148.6523 | 148.6523 | 148.6523 | 148.6523 | 148.6523 | 148.6523 | 148.6523 | 148.6523 | 148.6523 | 148.6523 | 148.6523 | 148.6523 | 148.6523 | 148.6523 | 148.6523 | 148.6523 | 148.6523 | 148.6523 | 148.6523 | 148.6523 | 148.6523 | 148.6523 | 148.6523 | 148.6523 | 148.6523 | 148.6523 | 148.6523 | 148.6523 | 148.6523 | 148.6523 | 148.6523 | 148.6523 | 148.6523 | 148.6523 | 148.6523 | 148.6523 | 148.6523 | 148.6523 | 148.6523 | 148.6523 | 148.6523 | 148.6523 | 148.6523 | 148.6523 | 148.6523 | 148.6523 | 148.6523 | 148.6523 | 148.6523 | 148.6523 | 148.6523 | 148.6523 | 148.6523 | 148.6523 | 148.6523 | 148.6523 | 148.6523 | 148.6523 | 148.6523 | 148.6523 | 148.6523 | 148.6523 | 148.6523 | 148.6523 | 148.6523 | 148.6523 | 148.6523 | 148.6523 | 148.6523 | 148.6523 | 148.6523 | 148.6523 | 148.6523 | 148.6523 | 148.6523 | 148.6523 | 148.6523 | 148.6523 | 148.6523 | 148.6523 | 148.6523 | 148.6523 | 148.6523 | 148.6523 | 148.6523 | 148.6523 | 148.6523 | 148.6523 | 148.6523 | 148.6523 | 148.6523 | 148.6523 | 148.6523 | 148.6523 | 148.6523 | 148.6523 | 148.6523 | 148.6523 | 148.6523 | 148.6523 | 148.6523 | 148.6523 | 148.6523 | 148.6523 | 148.6523 | 148.6523 | 148.6523 | 148.6523 | 148.6523 | 148.6523 | 148.6523 | 148.6523 | 148.6523 | 148.6523 | 148.6523 | 148.6523 | 148.6523 | 148.6523 | 148.6523 | 148.6523 | 148.6523 | 148.6523 | 148.6523 | 148.6523 | 148.6523 | 148.6523 | 148.6523 | 148.6523 | 148.6523 | 148.6523 | 148.6523 | 148.6523 | 148.6523 | 148.6523 | 148.6523 | 148.6523 | 148.6523 | 148.6523 | 148.6523 | 148.6523 | 148.6523 | 148.6523 | 148.6523 | 148.6523 | 148.6523 | 148.6523 | 148.6523 | 148.6523 | 148.6523 | 148.6523 | 148.6523 | 148.6523 | 148.6523 | 148.6523 | 148.6523 | 148.6523 | 148.6523 | 148.6523 | 148.6523 | 148.6523 | 148.6523 | 148.6523 | 148.6523 | 148.6523 | 148.6523 | 148.6523 | 148.6523 | 148.6523 | 148.6523 | 148.6523 | 148.6523 | 148.6523 | 148.6523 | 148.6523 | 148.6523 | 148.6523 | 148.6523 | 148.6523 | 148.6523 | 148.6523 | 148.6523 | 148.6523 | 148.6523 | 148.6523 | 148.6523 | 148.6523 | 148.6523 | 148.6523 | 148.6523 | 148.6523 | 148.6523 | 148.6523 | 148.6523 | 148.6523 | 148.6523 | 148.6523 | 148.6523 | 148.6523 | 148.6523 | 148.6523 | 148.6523 | 148.6523 | 148.6523 | 148.6523 | 148.6523 | 148.6523 | 148.6523 | 148.6523 | 148.6523 | 148.6523 | 148.6523 | 148.6523 | 148.6523 | 148.6523 | 148.6523 | 148.6523 | 148.6523 | 148.6523 | 148.6523 | 148.6523 | 148.6523 | 148.6523 | 148.6523 | 148.6523 | 148.6523 | 148.6523 | 148.6523 | 148.6523 | 148.6523 | 148.6523 | 148.6523 | 148.6523 | 148.6523 | 148.6523 | 148.6523 | 148.6523 | 148.6523 | 148.6523 | 148.6523 | 148.6523 | 148.6523 | 148.6523 | 148.6523 | 148.6523 | 148.6523 | 148.6523 | 148.6523 | 148.6523 | 148.6523 | 148.6523 | 148.6523 | 148.6523 | 148.6523 | 148.6523 | 148.6523 | 148.6523 | 148.6523 | 148.6523 | 148.6523 | 148.6523 | 148.6523 | 148.6523 | 148.6523 | 148.6523 | 148.6523 | 148.6523 | 148.6523 | 148.6523 | 148.6523 | 148.6523 | 148.6523 | 148.6523 | 148.6523 | 148.6523 | 148.6523 | 148.6523 | 148.6523 | 148.6523 | 148.6523 | 148.6523 | 148.6523 | 148.6523 | 148.6523 | 148.6523 | 148.6523 | 148.6523 | 148.6523 | 148.6523 | 148.6523 | 148.6523 | 148.6523 | 148.6523 | 148.6523 | 148.6523 | 148.6523 | 148.6523 | 148.6523 | 148.6523 | 148.6523 | 148.6523 | 148.6523 | 148.6523 | 148.6523 | 148.6523 | 148.6523 | 148.6523 | 148.6523 | 148.6523 | 148.6523 | 148.6523 | 148.6523 | 148.6523 | 148.6523 | 148.6523 | 148.6523 | 148.6523 | 148.6523 | 148.6523 | 148.6523 | 148.6523 | 148.6523 | 148.6523 | 148.6523 | 148.6523 | 148.6523 | 148.6523 | 148.6523 | 148.6523 | 148.6523 | 148.6523 | 148.6523 | 148.6523 | 148.6523 | 148.6523 | 148.6523 | 148.6523 | 148.6523 | 148.6523 | 148.6523 | 148.6523 | 148.6523 | 148.6523 | 148.6523 | 148.6523 | 148.6523 | 148.6523 | 148.6523 | 148.6523 | 148.6523 | 148.6523 | 148.6523 | 148.6523 | 148.6523 | 148.6523 | 148.6523 | 148.6523 | 148.6523 | 148.6523 | 148.6523 | 148.6523 | 148.6523 | 148.6523 | 148.6523 | 148.6523 | 148.6523 | 148.6523 | 148.6523 | 148.6523 | 148.6523 | 148.6523 | 148.6523 | 148.6523 | 148.6523 | 148.6523 | 148.6523 | 148.6523 | 148.6523 | 148.6523 | 148.6523 | 148.6523 | 148.6523 | 148.6523 | 148.6523 | 148.6523 | 148.6523 | 148.6523 | 148.6523 | 148.6523 | 148.6523 | 148.6523 | 148.6523 | 148.6523 | 148.6523 | 148.6523 | 148.6523 | 148.6523 | 148.6523 | 148.6523 | 148.6523 | 148.6523 | 148.6523 | 148.6523 | 148.6523 | 148.6523 | 148.6523 | 148.6523 | 148.6523 | 148.6523 | 148.6523 | 148.6523 | 148.6523 | 148.6523 | 148.6523 | 148.6523 | 148.6523 | 148.6523 | 148.6523 | 148.6523 | 148.6523 | 148.6523 | 148.6523 | 148.6523 | 148.6523 | 148.6523 | 148.6523 | 148.6523 | 148.6523 | 148.6523 | 148.6523 | 148.6523 | 148.6523 | 148.6523 | 148.6523 | 148.6523 | 148.6523 | 148.6523 | 148.6523 | 148.6523 | 148.6523 | 148.6523 | 148.6523 | 148.6523 | 148.6523 | 148.6523 | 148.6523 | 148.6523 | 148.6523 | 148.6523 | 148.6523 | 148.6523 | 148.6523 | 148.6523 | 148.6523 | 148.6523 | 148.6523 | 148.6523 | 148.6523 | 148.6523 | 148.6523 | 148.6523 | 148.6523 | 148.6523 | 148.6523 | 148.6523 | 148.6523 | 148.6523 | 148.6523 | 148.6523 | 148.6523 | 148.6523 | 148.6523 | 148.6523 | 148.6523 | 148.6523 | 148.6523 | 148.6523 | 148.6523 | 148.6523 | 148.6523 | 148.6523 | 148.6523 | 148.6523 | 148.6523 | 148.6523 | 148.6523 | 148.6523 | 148.6523 | 148.6523 | 148.6523 | 148.6523 | 148.6523 | 148.6523 | 148.6523 | 148.6523 | 148.6523 | 148.6523 | 148.6523 | 148.6523 | 148.6523 | 148.6523 | 148.6523 | 148.6523 | 148.6523 | 148.6523 | 148.6523 | 148.6523 | 148.6523 | 148.6523 | 148.6523 | 148.6523 | 148.6523 | 148.6523 | 148.6523 | 148.6523 | 148.6523 | 148.6523 | 148.6523 | 148.6523 | 148.6523 | 148.6523 | 148.6523 | 148.6523 | 148.6523 | 148.6523 | 148.6523 | 148.6523 | 148.6523 | 148.6523 | 148.6523 | 148.6523 | 148.6523 | 148.6523 | 148.6523 | 148.6523 | 148.6523 | 148.6523 | 148.6523 | 148.6523 | 148.6523 | 148.6523 | 148.6523 | 148.6523 | 148.6523 | 148.6523 | 148.6523 | 148.6523 | 148.6523 | 148.6523 | 148.6523 | 148.6523 | 148.6523 | 148.6523 | 148.6523 | 148.6523 | 148.6523 | 148.6523 | 148.6523 | 148.6523 | 148.6523 | 148.6523 | 148.6523 | 148.6523 | 148.6523 | 148.6523 | 148.6523 | 148.6523 | 148.6523 | 148.6523 | 148.6523 | 148.6523 | 148.6523 | 148.6523 | 148.6523 | 148.6523 | 148.6523 | 148.6523 | 148.6523 | 148.6523 | 148.6523 | 148.6523 | 148.6523 | 148.6523 | 148.6523 | 148.6523 | 148.6523 | 148.6523 | 148.6523 | 148.6523 | 148.6523 | 148.6523 | 148.6523 | 148.6523 | 148.6523 | 148.6523 | 148.6523 | 148.6523 | 148.6523 | 148.6523 | 148.6523 | 148.6523 | 148.6523 | 148.6523 | 148.6523 | 148.6523 | 148.6523 | 148.6523 | 148.6523 | 148.6523 | 148.6523 | 148.6523 | 148.6523 | 148.6523 | 148.6523 | 148.6523 | 148.6523 | 148.6523 | 148.6523 | 148.6523 | 148.6523 | 148.6523 | 148.6523 | 148.6523 | 148.6523 | 148.6523 | 148.6523 | 148.6523 | 148.6523 | 148.6523 | 148.6523 | 148.6523 | 148.6523 | 148.6523 | 148.6523 | 148.6523 | 148.6523 | 148.6523 | 148.6523 | 148.6523 | 148.6523 | 148.6523 | 148.6523 | 148.6523 | 148.6523 | 148.6523 | 148.6523 | 148.6523 | 148.6523 | 148.6523 | 148.6523 | 148.6523 | 148.6523 | 148.6523 | 148.6523 | 148.6523 | 148.6523 | 148.6523 | 148.6523 | 148.6523 | 148.6523 | 148.6523 | 148.6523 | 148.6523 | 148.6523 | 148.6523 | 148.6523 | 148.6523 | 148.6523 | 148.6523 | 148.6523 | 148.6523 | 148.6523 | 148.6523 | 148.6523 | 148.6523 | 148.6523 | 148.6523 | 148.6523 | 148.6523 | 148.6523 | 148.6523 | 148.6523 | 148.6523 | 148.6523 | 148.6523 | 148.6523 | 148.6523 | 148.6523 | 148.6523 | 148.6523 | 148.6523 | 148.6523 | 148.6523 | 148.6523 | 148.6523 | 148.6523 | 148.6523 | 148.6523 | 148.6523 | 148.6523 | 148.6523 | 148.6523 | 148.6523 | 148.6523 | 148.6523 | 148.6523 | 148.6523 | 148.6523 | 148.6523 | 148.6523 | 148.6523 | 148.6523 | 148.6523 | 148.6523 | 148.6523 | 148.6523 | 148.6523 | 148.6523 | 148.6523 | 148.6523 | 148.6523 | 148.6523 | 148.6523 | 148.6523 | 148.6523 | 148.6523 | 148.6523 | 148.6523 | 148.6523 | 148.6523 | 148.6523 | 148.6523 | 148.6523 | 148.6523 | 148.6523 | 148.6523 | 148.6523 | 148.6523 | 148.6523 | 148.6523 | 148.6523 | 148.6523 | 148.6523 | 148.6523 | 148.6523 | 148.6523 | 148.6523 | 148.6523 | 148.6523 | 148.6523 | 148.6523 | 148.6523 | 148.6523 | 148.6523 | 148.6523 | 148.6523 | 148.6523 | 148.6523 | 148.6523 | 148.6523 | 148.6523 | 148.6523 | 148.6523 | 148.6523 | 148.6523 | 148.6523 | 148.6523 | 148.6523 | 148.6523 | 148.6523 | 148.6523 | 148.6523 | 148.6523 | 148.6523 | 148.6523 | 148.6523 | 148.6523 | 148.6523 | 148.6523 | 148.6523 | 148.6523 | 148.6523 | 148.6523 | 148.6523 | 148.6523 | 148.6523 | 148.6523 | 148.6523 | 148.6523 | 148.6523 | 148.6523 | 148.6523 | 148.6523 | 148.6523 | 148.6523 | 148.6523 | 148.6523 | 148.6523 | 148.6523 | 148.6523 | 148.6523 | 148.6523 | 148.6523 | 148.6523 | 148.6523 | 148.6523 | 148.6523 | 148.6523 | 148.6523 | 148.6523 | 148.6523 | 148.6523 | 148.6523 | 148.6523 | 148.6523 | 148.6523 | 148.6523 | 148.6523 | 148.6523 | 148.6523 | 148.6523 | 148.6523 | 148.6523 | 148.6523 | 148.6523 | 148.6523 | 148.6523 | 148.6523 | 148.6523 | 148.6523 | 148.6523 | 148.6523 | 148.6523 | 148.6523 | 148.6523 | 148.6523 | 148.6523 | 148.6523 | 148.6523 | 148.6523 | 148.6523 | 148.6523 | 148.6523 | 148.6523 | 148.6523 | 148.6523 | 148.6523 | 148.6523 | 148.6523 | 148.6523 | 148.6523 | 148.6523 | 148.6523 | 148.6523 | 148.6523 | 148.6523 | 148.6523 | 148.6523 | 148.6523 | 148.6523 | 148.6523 | 148.6523 | 148.6523 | 148.6523 | 148.6523 | 148.6523 | 148.6523 | 148.6523 | 148.6523 | 148.6523 | 148.6523 | 148.6523 | 148.6523 | 148.6523 | 148.6523 | 148.6523 | 148.6523 | 148.6523 | 148.6523 | 148.6523 | 148.6523 | 148.6523 | 148.6523 | 148.6523 | 148.6523 | 148.6523 | 148.6523 | 148.6523 | 148.6523 | 148.6523 | 148.6523 | 148.6523 | 148.6523 | 148.6523 | 148.6523 | 148.6523 | 148.6523 | 148.6523 | 148.6523 | 148.6523 | 148.6523 | 148.6523 | 148.6523 | 148.6523 | 148.6523 | 148.6523 | 148.6523 | 148.6523 | 148.6523 | 148.6523 | 148.6523 | 148.6523 | 148.6523 | 148.6523 | 148.6523 | 148.6523 | 148.6523 | 148.6523 | 148.6523 | 148.6523 | 148.6523 | 148.6523 | 148.6523 | 148.6523 | 148.6523 | 148.6523 | 148.6523 | 148.6523 | 148.6523 | 148.6523 | 148.6523 | 148.6523 | 148.6523 | 148.6523 | 148.6523 | 148.6523 | 148.6523 | 148.6523 | 148.6523 | 148.6523 | 148.6523 | 148.6523 | 148.6523 | 148.6523 | 148.6523 | 148.6523 | 148.6523 | 148.6523 | 148.6523 | 148.6523 | 148.6523 | 148.6523 | 148.6523 | 148.6523 | 148.6523 | 148.6523 | 148.6523 | 148.6523 | 148.6523 | 148.6523 | 148.6523 | 148.6523 | 148.6523 | 148.6523 | 148.6523 | 148.6523 | 148.6523 | 148.6523 | 148.6523 | 148.6523 | 148.6523 | 148.6523 | 148.6523 | 148.6523 | 148.6523 | 148.6523 | 148.6523 | 148.6523 | 148.6523 | 148.6523 | 148.6523 | 148.6523 | 148.6523 | 148.6523 | 148.6523 | 148.6523 | 148.6523 | 148.6523 | 148.6523 | 148.6523 | 148.6523 | 148.6523 | 148.6523 | 148.6523 | 148.6523 | 148.6523 | 148.6523 | 148.6523 | 148.6523 | 148.6523 | 148.6523 | 148.6523 | 148.6523 | 148.6523 | 148.6523 | 148.6523 | 148.6523 | 148.6523 | 148.6523 | 148.6523 | 148.6523 | 148.6523 | 148.6523 | 148.6523 | 148.6523 | 148.6523 | 148.6523 | 148.6523 | 148.6523 | 148.6523 | 148.6523 | 148.6523 | 148.6523 | 148.6523 | 148.6523 | 148.6523 | 148.6523 | 148.6523 | 148.6523 | 148.6523 | 148.6523 | 148.6523 | 148.6523 | 148.6523 | 148.6523 | 148.6523 | 148.6523 | 148.6523 | 148.6523 | 148.6523 | 148.6523 | 148.6523 | 148.6523 | 148.6523 | 148.6523 | 148.6523 | 148.6523 | 148.6523 | 148.6523 | 148.6523 | 148.6523 | 148.6523 | 148.6523 | 148.6523 | 148.6523 | 148.6523 | 148.6523 | 148.6523 | 148.6523 | 148.6523 | 148.6523 | 148.6523 | 148.6523 | 148.6523 | 148.6523 | 148.6523 | 148.6523 | 148.6523 | 148.6523 | 148.6523 | 148.6523 | 148.6523 | 148.6523 | 148.6523 | 148.6523 | 148.6523 | 148.6523 | 148.6523 | 148.6523 | 148.6523 | 148.6523 | 148.6523 | 148.6523 | 148.6523 | 148.6523 | 148.6523 | 148.6523 | 148.6523 | 148.6523 | 148.6523 | 148.6523 | 148.6523 | 148.6523 | 148.6523 | 148.6523 | 148.6523 | 148.6523 | 148.6523 | 148.6523 | 148.6523 | 148.6523 | 148.6523 | 148.6523 | 148.6523 | 148.6523 | 148.6523 | 148.6523 | 148.6523 | 148.6523 | 148.6523 | 148.6523 | 148.6523 | 148.6523 | 148.6523 | 148.6523 | 148.6523 | 148.6523 | 148.6523 | 148.6523 | 148.6523 | 148.6523 | 148.6523 | 148.6523 | 148.6523 | 148.6523 | 148.6523 | 148.6523 | 148.6523 | 148.6523 | 148.6523 | 148.6523 | 148.6523 | 148.6523 | 148.6523 | 148.6523 | 148.6523 | 148.6523 | 148.6523 | 148.6523 | 148.6523 | 148.6523 | 148.6523 | 148.6523 | 148.6523 | 148.6523 | 148.6523 | 148.6523 | 148.6523 | 148.6523 | 148.6523 | 148.6523 | 148.6523 | 148.6523 | 148.6523 | 148.6523 | 148.6523 | 148.6523 | 148.6523 | 148.6523 | 148.6523 | 148.6523 | 148.6523 | 148.6523 | 148.6523 | 148.6523 | 148.6523 | 148.6523 | 148.6523 | 148.6523 | 148.6523 | 148.6523 | 148.6523 | 148.6523 | 148.6523 | 148.6523 | 148.6523 | 148.6523 | 148.6523 | 148.6523 | 148.6523 | 148.6523 | 148.6523 | 148.6523 | 148.6523 | 148.6523 | 148.6523 | 148.6523 | 148.6523 | 148.6523 | 148.6523 | 148.6523 | 148.6523 | 148.6523 | 148.6523 | 148.6523 | 148.6523 | 148.6523 | 148.6523 | 148.6523 | 148.6523 | 148.6523 | 148.6523 | 148.6523 | 148.6523 | 148.6523 | 148.6523 | 148.6523 | 148.6523 | 148.6523 | 148.6523 | 148.6523 | 148.6523 | 148.6523 | 148.6523 | 148.6523 | 148.6523 | 148.6523 | 148.6523 | 148.6523 | 148.6523 | 148.6523 | 148.6523 | 148.6523 | 148.6523 | 148.6523 | 148.6523 | 148.6523 | 148.6523 | 148.6523 | 148.6523 | 148.6523 | 148.6523 | 148.6523 | 148.6523 | 148.6523 | 148.6523 | 148.6523 | 148.6523 | 148.6523 | 148.6523 | 148.6523 | 148.6523 | 148.6523 | 148.6523 | 148.6523 | 148.6523 | 148.6523 | 148.6523 | 148.6523 | 148.6523 | 148.6523 | 148.6523 | 148.6523 | 148.6523 | 148.6523 | 148.6523 | 148.6523 | 148.6523 | 148.6523 | 148.6523 | 148.6523 | 148.6523 | 148.6523 | 148.6523 | 148.6523 | 148.6523 | 148.6523 | 148.6523 | 148.6523 | 148.6523 | 148.6523 | 148.6523 | 148.6523 | 148.6523 | 148.6523 | 148.6523 | 148.6523 | 148.6523 | 148.6523 | 148.6523 | 148.6523 | 148.6523 | 148.6523 | 148.6523 | 148.6523 | 148.6523 | 148.6523 | 148.6523 | 148.6523 | 148.6523 | 148.6523 | 148.6523 | 148.6523 | 148.6523 | 148.6523 | 148.6523 | 148.6523 | 148.6523 | 148.6523 | 148.6523 | 148.6523 | 148.6523 | 148.6523 | 148.6523 | 148.6523 | 148.6523 | 148.6523 | 148.6523 | 148.6523 | 148.6523 | 148.6523 | 148.6523 | 148.6523 | 148.6523 | 148.6523 | 148.6523 | 148.6523 | 148.6523 | 148.6523 | 148.6523 | 148.6523 | 148.6523 | 148.6523 | 148.6523 | 148.6523 | 148.6523 | 148.6523 | 148.6523 | 148.6523 | 148.6523 | 148.6523 | 148.6523 | 148.6523 | 148.6523 | 148.6523 | 148.6523 | 148.6523 | 148.6523 | 148.6523 | 148.6523 | 148.6523 | 148.6523 | 148.6523 | 148.6523 | 148.6523 | 148.6523 | 148.6523 | 148.6523 | 148.6523 | 148.6523 | 148.6523 | 148.6523 | 148.6523 | 148.6523 | 148.6523 | 148.6523 | 148.6523 | 148.6523 | 148.6523 | 148.6523 | 148.6523 | 148.6523 | 148.6523 | 148.6523 | 148.6523 | 148.6523 | 148.6523 | 148.6523 | 148.6523 | 148.6523 | 148.6523 | 148.6523 | 148.6523 | 148.6523 | 148.6523 | 148.6523 | 148.6523 | 148.6523 | 148.6523 | 148.6523 | 148.6523 | 148.6523 | 148.6523 | 148.6523 | 148.6523 | 148.6523 | 148.6523 | 148.6523 | 148.6523 | 148.6523 | 148.6523 | 148.6523 | 148.6523 | 148.6523 | 148.6523 | 148.6523 | 148.6523 | 148.6523 | 148.6523 | 148.6523 | 148.6523 | 148.6523 | 148.6523 | 148.6523 | 148.6523 | 148.6523 | 148.6523 | 148.6523 | 148.6523 | 148.6523 | 148.6523 | 148.6523 | 148.6523 | 148.6523 | 148.6523 | 148.6523 | 148.6523 | 148.6523 | 148.6523 | 148.6523 | 148.6523 | 148.6523 | 148.6523 | 148.6523 | 148.6523 | 148.6523 | 148.6523 | 148.6523 | 148.6523 | 148.6523 | 148.6523 | 148.6523 | 148.6523 | 148.6523 | 148.6523 | 148.6523 | 148.6523 | 148.6523 | 148.6523 | 148.6523 | 148.6523 | 148.6523 | 148.6523 | 148.6523 | 148.6523 | 148.6523 | 148.6523 | 148.6523 | 148.6523 | 148.6523 | 148.6523 | 148.6523 | 148.6523 | 148.6523 | 148.6523 | 148.6523 | 148.6523 | 148.6523 | 148.6523 | 148.6523 | 148.6523 | 148.6523 | 148.6523 | 148.6523 | 148.6523 | 148.6523 | 148.6523 | 148.6523 | 148.6523 | 148.6523 | 148.6523 | 148.6523 | 148.6523 | 148.6523 | 148.6523 | 148.6523 | 148.6523 | 148.6523 | 148.6523 | 148.6523 | 148.6523 | 148.6523 | 148.6523 | 148.6523 | 148.6523 | 148.6523 | 148.6523 | 148.6523 | 148.6523 | 148.6523 | 148.6523 | 148.6523 | 148.6523 | 148.6523 | 148.6523 | 148.6523 | 148.6523 | 148.6523 | 148.6523 | 148.6523 | 148.6523 | 148.6523 | 148.6523 | 148.6523 | 148.6523 | 148.6523 | 148.6523 | 148.6523 | 148.6523 | 148.6523 | 148.6523 | 148.6523 | 148.6523 | 148.6523 | 148.6523 | 148.6523 | 148.6523 | 148.6523 | 148.6523 | 148.6523 | 148.6523 | 148.6523 | 148.6523 | 148.6523 | 148.6523 | 148.6523 | 148.6523 | 148.6523 | 148.6523 | 148.6523 | 148.6523 | 148.6523 | 148.6523 | 148.6523 | 148.6523 | 148.6523 | 148.6523 | 148.6523 | 148.6523 | 148.6523 | 148.6523 | 148.6523 | 148.6523 | 148.6523 | 148.6523 | 148.6523 | 148.6523 | 148.6523 | 148.6523 | 148.6523 | 148.6523 | 148.6523 | 148.6523 | 148.6523 | 148.6523 | 148.6523 | 148.6523 | 148.6523 | 148.6523 | 148.6523 | 148.6523 | 148.6523 | 148.6523 | 148.6523 | 148.6523 | 148.6523 | 148.6523 | 148.6523 | 148.6523 | 148.6523 | 148.6523 | 148.6523 | 148.6523 | 148.6523 | 148.6523 | 148.6523 | 148.6523 | 148.6523 | 148.6523 | 148.6523 | 148.6523 | 148.6523 | 148.6523 | 148.6523 | 148.6523 | 148.6523 | 148.6523 | 148.6523 | 148.6523 | 148.6523 | 148.6523 | 148.6523 | 148.6523 | 148.6523 | 148.6523 | 148.6523 | 148.6523 | 148.6523 | 148.6523 | 148.6523 | 148.6523 | 148.6523 | 148.6523 | 148.6523 | 148.6523 | 148.6523 | 148.6523 | 148.6523 | 148.6523 | 148.6523 | 148.6523 | 148.6523 | 148.6523 | 148.6523 | 148.6523 | 148.6523 | 148.6523 | 148.6523 | 148.6523 | 148.6523 | 148.6523 | 148.6523 | 148.6523 | 148.6523 | 148.6523 | 148.6523 | 148.6523 | 148.6523 | 148.6523 | 148.6523 | 148.6523 | 148.6523 | 148.6523 | 148.6523 | 148.6523 | 148.6523 | 148.6523 | 148.6523 | 148.6523 | 148.6523 | 148.6523 | 148.6523 | 148.6523 | 148.6523 | 148.6523 | 148.6523 | 148.6523 | 148.6523 | 148.6523 | 148.6523 | 148.6523 | 148.6523 | 148.6523 | 148.6523 | 148.6523 | 148.6523 | 148.6523 | 148.6523 | 148.6523 | 148.6523 | 148.6523 | 148.6523 | 148.6523 | 148.6523 | 148.6523 | 148.6523 | 148.6523 | 148.6523 | 148.6523 | 148.6523 | 148.6523 | 148.6523 | 148.6523 | 148.6523 | 148.6523 | 148.6523 | 148.6523 | 148.6523 | 148.6523 | 148.6523 | 148.6523 | 148.6523 | 148.6523 | 148.6523 | 148.6523 | 148.6523 | 148.6523 | 148.6523 | 148.6523 | 148.6523 | 148.6523 | 148.6523 | 148.6523 | 148.6523 | 148.6523 | 148.6523 | 148.6523 | 148.6523 | 148.6523 | 148.6523 | 148.6523 | 148.6523 | 148.6523 | 148.6523 | 148.6523 | 148.6523 | 148.6523 | 148.6523 | 148.6523 | 148.6523 | 148.6523 | 148.6523 | 148.6523 | 148.6523 | 148.6523 | 148.6523 | 148.6523 | 148.6523 | 148.6523 | 148.6523 | 148.6523 | 148.6523 | 148.6523 | 148.6523 | 148.6523 | 148.6523 | 148.6523 | 148.6523 | 148.6523 | 148.6523 | 148.6523 | 148.6523 | 148.6523 | 148.6523 | 148.6523 | 148.6523 | 148.6523 | 148.6523 | 148.6523 | 148.6523 | 148.6523 | 148.6523 | 148.6523 | 148.6523 | 148.6523 | 148.6523 | 148.6523 | 148.6523 | 148.6523 | 148.6523 | 148.6523 | 148.6523 | 148.6523 | 148.6523 | 148.6523 | 148.6523 | 148.6523 | 148.6523 | 148.6523 | 148.6523 | 148.6523 | 148.6523 | 148.6523 | 148.6523 | 148.6523 | 148.6523 | 148.6523 | 148.6523 | 148.6523 | 148.6523 | 148.6523 | 148.6523 | 148.6523 | 148.6523 | 148.6523 | 148.6523 | 148.6523 | 148.6523 | 148.6523 | 148.6523 | 148.6523 | 148.6523 | 148.6523 | 148.6523 | 148.6523 | 148.6523 | 148.6523 | 148.6523 | 148.6523 | 148.6523 | 148.6523 | 148.6523 | 148.6523 | 148.6523 | 148.6523 | 148.6523 | 148.6523 | 148.6523 | 148.6523 | 148.6523 | 148.6523 | 148.6523 | 148.6523 | 148.6523 | 148.6523 | 148.6523 | 148.6523 | 148.6523 | 148.6523 | 148.6523 | 148.6523 | 148.6523 | 148.6523 | 148.6523 | 148.6523 | 148.6523 | 148.6523 | 148.6523 | 148.6523 | 148.6523 | 148.6523 | 148.6523 | 148.6523 | 148.6523 | 148.6523 | 148.6523 | 148.6523 | 148.6523 | 148.6523 | 148.6523 | 148.6523 | 148.6523 | 148.6523 | 148.6523 | 148.6523 | 148.6523 | 148.6523 | 148.6523 | 148.6523 | 148.6523 | 148.6523 | 148.6523 | 148.6523 | 148.6523 | 148.6523 | 148.6523 | 148.6523 | 148.6523 | 148.6523 | 148.6523 | 148.6523 | 148.6523 | 148.6523 | 148.6523 | 148.6523 | 148.6523 | 148.6523 | 148.6523 | 148.6523 | 148.6523 | 148.6523 | 148.6523 | 148.6523 | 148.6523 | 148.6523 | 148.6523 | 148.6523 | 148.6523 | 148.6523 | 148.6523 | 148.6523 | 148.6523 | 148.6523 | 148.6523 | 148.6523 | 148.6523 | 148.6523 | 148.6523 | 148.6523 | 148.6523 | 148.6523 | 148.6523 | 148.6523 | 148.6523 | 148.6523 | 148.6523 | 148.6523 | 148.6523 | 148.6523 | 148.6523 | 148.6523 | 148.6523 | 148.6523 | 148.6523 | 148.6523 | 148.6523 | 148.6523 | 148.6523 | 148.6523 | 148.6523 | 148.6523 | 148.6523 | 148.6523 | 148.6523 | 148.6523 | 148.6523 | 148.6523 | 148.6523 | 148.6523 | 148.6523 | 148.6523 | 148.6523 | 148.6523 | 148.6523 | 148.6523 | 148.6523 | 148.6523 | 148.6523 | 148.6523 | 148.6523 | 148.6523 | 148.6523 | 148.6523 | 148.6523 | 148.6523 | 148.6523 | 148.6523 | 148.6523 | 148.6523 | 148.6523 | 148.6523 | 148.6523 | 148.6523 | 148.6523 | 148.6523 | 148.6523 | 148.6523 | 148.6523 | 148.6523 | 148.6523 | 148.6523 | 148.6523 | 148.6523 | 148.6523 | 148.6523 | 148.6523 | 148.6523 | 148.6523 | 148.6523 | 148.6523 | 148.6523 | 148.6523 | 148.6523 | 148.6523 | 148.6523 | 148.6523 | 148.6523 | 148.6523 | 148.6523 | 148.6523 | 148.6523 | 148.6523 | 148.6523 | 148.6523 | 148.6523 | 148.6523 | 148.6523 | 148.6523 | 148.6523 | 148.6523 | 148.6523 | 148.6523 | 148.6523 | 148.6523 | 148.6523 | 148.6523 | 148.6523 | 148.6523 | 148.6523 | 148.6523 | 148.6523 | 148.6523 | 148.6523 | 148.6523 | 148.6523 | 148.6523 | 148.6523 | 148.6523 | 148.6523 | 148.6523 | 148.6523 | 148.6523 | 148.6523 | 148.6523 | 148.6523 | 148.6523 | 148.6523 | 148.6523 | 148.6523 | 148.6523 | 148.6523 | 148.6523 | 148.6523 | 148.6523 | 148.6523 | 148.6523 | 148.6523 | 148.6523 | 148.6523 | 148.6523 | 148.6523 | 148.6523 | 148.6523 | 148.6523 | 148.6523 | 148.6523 | 148.6523 | 148.6523 | 148.6523 | 148.6523 | 148.6523 | 148.6523 | 148.6523 | 148.6523 | 148.6523 | 148.6523 | 148.6523 | 148.6523 | 148.6523 | 148.6523 | 148.6523 | 148.6523 | 148.6523 | 148.6523 | 148.6523 | 148.6523 | 148.6523 | 148.6523 | 148.6523 | 148.6523 | 148.6523 | 148.6523 | 148.6523 | 148.6523 | 148.6523 | 148.6523 | 148.6523 | 148.6523 | 148.6523 | 148.6523 | 148.6523 | 148.6523 | 148.6523 | 148.6523 | 148.6523 | 148.6523 | 148.6523 | 148.6523 | 148.6523 | 148.6523 | 148.6523 | 148.6523 | 148.6523 | 148.6523 | 148.6523 | 148.6523 | 148.6523 | 148.6523 | 148.6523 | 148.6523 | 148.6523 | 148.6523 | 148.6523 | 148.6523 | 148.6523 | 148.6523 | 148.6523 | 148.6523 | 148.6523 | 148.6523 | 148.6523 | 148.6523 | 148.6523 | 148.6523 | 148.6523 | 148.6523 | 148.6523 | 148.6523 | 148.6523 | 148.6523 | 148.6523 | 148.6523 | 148.6523 | 148.6523 | 148.6523 | 148.6523 | 148.6523 | 148.6523 | 148.6523 | 148.6523 | 148.6523 | 148.6523 | 148.6523 | 148.6523 | 148.6523 | 148.6523 | 148.6523 | 148.6523 | 148.6523 | 148.6523 | 148.6523 | 148.6523 | 148.6523 | 148.6523 | 148.6523 | 148.6523 | 148.6523 | 148.6523 | 148.6523 | 148.6523 | 148.6523 | 148.6523 | 148.6523 | 148.6523 | 148.6523 | 148.6523 | 148.6523 | 148.6523 | 148.6523 | 148.6523 | 148.6523 | 148.6523 | 148.6523 | 148.6523 | 148.6523 | 148.6523 | 148.6523 | 148.6523 | 148.6523 | 148.6523 | 148.6523 | 148.6523 | 148.6523 | 148.6523 | 148.6523 | 148.6523 | 148.6523 | 148.6523 | 148.6523 | 148.6523 | 148.6523 | 148.6523 | 148.6523 | 148.6523 | 148.6523 | 148.6523 | 148.6523 | 148.6523 | 148.6523 | 148.6523 | 148.6523 | 148.6523 | 148.6523 | 148.6523 | 148.6523 | 148.6523 | 148.6523 | 148.6523 | 148.6523 | 148.6523 | 148.6523 | 148.6523 | 148.6523 | 148.6523 | 148.6523 | 148.6523 | 148.6523 | 148.6523 | 148.6523 | 148.6523 | 148.6523 | 148.6523 | 148.6523 | 148.6523 | 148.6523 | 148.6523 | 148.6523 | 148.6523 | 148.6523 | 148.6523 | 148.6523 | 148.6523 | 148.6523 | 148.6523 | 148.6523 | 148.6523 | 148.6523 | 148.6523 | 148.6523 | 148.6523 | 148.6523 | 148.6523 | 148.6523 | 148.6523 | 148.6523 | 148.6523 | 148.6523 | 148.6523 | 148.6523 | 148.6523 | 148.6523 | 148.6523 | 148.6523 | 148.6523 | 148.6523 | 148.6523 | 148.6523 | 148.6523 | 148.6523 | 148.6523 | 148.6523 | 148.6523 | 148.6523 | 148.6523 | 148.6523 | 148.6523 | 148.6523 | 148.6523 | 148.6523 | 148.6523 | 148.6523 | 148.6523 | 148.6523 | 148.6523 | 148.6523 | 148.6523 | 148.6523 | 148.6523 | 148.6523 | 148.6523 | 148.6523 | 148.6523 | 148.6523 | 148.6523 | 148.6523 | 148.6523 | 148.6523 | 148.6523 | 148.6523 | 148.6523 | 148.6523 | 148.6523 | 148.6523 | 148.6523 | 148.6523 | 148.6523 | 148.6523 | 148.6523 | 148.6523 | 148.6523 | 148.6523 | 148.6523 | 148.6523 | 148.6523 | 148.6523 | 148.6523 | 148.6523 | 148.6523 | 148.6523 | 148.6523 | 148.6523 | 148.6523 | 148.6523 | 148.6523 | 148.6523 | 148.6523 | 148.6523 | 148.6523 | 148.6523 | 148.6523 | 148.6523 | 148.6523 | 148.6523 | 148.6523 | 148.6523 | 148.6523 | 148.6523 | 148.6523 | 148.6523 | 148.6523 | 148.6523 | 148.6523 | 148.6523 | 148.6523 | 148.6523 | 148.6523 | 148.6523 | 148.6523 | 148.6523 | 148.6523 | 148.6523 | 148.6523 | 148.6523 | 148.6523 | 148.6523 | 148.6523 | 148.6523 | 148.6523 | 148.6523 | 148.6523 | 148.6523 | 148.6523 | 148.6523 | 148.6523 | 148.6523 | 148.6523 | 148.6523 | 148.6523 | 148.6523 | 148.6523 | 148.6523 | 148.6523 | 148.6523 | 148.6523 | 148.6523 | 148.6523 | 148.6523 | 148.6523 | 148.6523 | 148.6523 | 148.6523 | 148.6523 | 148.6523 | 148.6523 | 148.6523 | 148.6523 | 148.6523 | 148.6523 | 148.6523 | 148.6523 | 148.6523 | 148.6523 | 148.6523 | 148.6523 | 148.6523 | 148.6523 | 148.6523 | 148.6523 | 148.6523 | 148.6523 | 148.6523 | 148.6523 | 148.6523 | 148.6523 | 148.6523 | 148.6523 | 148.6523 | 148.6523 | 148.6523 | 148.6523 | 148.6523 | 148.6523 | 148.6523 | 148.6523 | 148.6523 | 148.6523 | 148.6523 | 148.6523 | 148.6523 | 148.6523 | 148.6523 | 148.6523 | 148.6523 | 148.6523 | 148.6523 | 148.6523 | 148.6523 | 148.6523 | 148.6523 | 148.6523 | 148.6523 | 148.6523 | 148.6523 | 148.6523 | 148.6523 | 148.6523 | 148.6523 | 148.6523 | 148.6523 | 148.6523 | 148.6523 | 148.6523 | 148.6523 | 148.6523 | 148.6523 | 148.6523 | 148.6523 | 148.6523 | 148.6523 | 148.6523 | 148.6523 | 148.6523 | 148.6523 | 148.6523 | 148.6523 | 148.6523 | 148.6523 | 148.6523 | 148.6523 | 148.6523 | 148.6523 | 148.6523 | 148.6523 | 148.6523 | 148.6523 | 148.6523 | 148.6523 | 148.6523 | 148.6523 | 148.6523 | 148.6523 | 148.6523 | 148.6523 | 148.6523 | 148.6523 | 148.6523 | 148.6523 | 148.6523 | 148.6523 | 148.6523 | 148.6523 | 148.6523 | 148.6523 | 148.6523 | 148.6523 | 148.6523 | 148.6523 | 148.6523 | 148.6523 | 148.6523 | 148.6523 | 148.6523 | 148.6523 | 148.6523 | 148.6523 | 148.6523 | 148.6523 | 148.6523 | 148.6523 | 148.6523 | 148.6523 | 148.6523 | 148.6523 | 148.6523 | 148.6523 | 148.6523 | 148.6523 | 148.6523 | 148.6523 | 148.6523 | 148.6523 | 148.6523 | 148.6523 | 148.6523 | 148.6523 | 148.6523 | 148.6523 | 148.6523 | 148.6523 | 148.6523 | 148.6523 | 148.6523 | 148.6523 | 148.6523 | 148.6523 | 148.6523 | 148.6523 | 148.6523 | 148.6523 | 148.6523 | 148.6523 | 148.6523 | 148.6523 | 148.6523 | 148.6523 | 148.6523 | 148.6523 | 148.6523 | 148.6523 | 148.6523 | 148.6523 | 148.6523 | 148.6523 | 148.6523 | 148.6523 | 148.6523 | 148.6523 | 148.6523 | 148.6523 | 148.6523 | 148.6523 | 148.6523 | 148.6523 | 148.6523 | 148.6523 | 148.6523 | 148.6523 | 148.6523 | 148.6523 | 148.6523 | 148.6523 | 148.6523 | 148.6523 | 148.6523 | 148.6523 | 148.6523 | 148.6523 | 148.6523 | 148.6523 | 148.6523 | 148.6523 | 148.6523 | 148.6523 | 148.6523 | 148.6523 | 148.6523 | 148.6523 | 148.6523 | 148.6523 | 148.6523 | 148.6523 | 148.6523 | 148.6523 | 148.6523 | 148.6523 | 148.6523 | 148.6523 | 148.6523 | 148.6523 | 148.6523 | 148.6523 | 148.6523 | 148.6523 | 148.6523 | 148.6523 | 148.6523 | 148.6523 | 148.6523 | 148.6523 | 148.6523 | 148.6523 | 148.6523 | 148.6523 | 148.6523 | 148.6523 | 148.6523 | 148.6523 | 148.6523 | 148.6523 | 148.6523 | 148.6523 | 148.6523 | 148.6523 | 148.6523 | 148.6523 | 148.6523 | 148.6523 | 148.6523 | 148.6523 | 148.6523 | 148.6523 | 148.6523 | 148.6523 | 148.6523 | 148.6523 | 148.6523 | 148.6523 | 148.6523 | 148.6523 | 148.6523 | 148.6523 | 148.6523 | 148.6523 | 148.6523 | 148.6523 | 148.6523 | 148.6523 | 148.6523 | 148.6523 | 148.6523 | 148.6523 | 148.6523 | 148.6523 | 148.6523 | 148.6523 | 148.6523 | 148.6523 | 148.6523 | 148.6523 | 148.6523 | 148.6523 | 148.6523 | 148.6523 | 148.6523 | 148.6523 | 148.6523 | 148.6523 | 148.6523 | 148.6523 | 148.6523 | 148.6523 | 148.6523 | 148.6523 | 148.6523 | 148.6523 | 148.6523 | 148.6523 | 148.6523 | 148.6523 | 148.6523 | 148.6523 | 148.6523 | 148.6523 | 148.6523 | 148.6523 | 148.6523 | 148.6523 | 148.6523 | 148.6523 | 148.6523 | 148.6523 | 148.6523 | 148.6523 | 148.6523 | 148.6523 | 148.6523 | 148.6523 | 148.6523 | 148.6523 | 148.6523 | 148.6523 | 148.6523 | 148.6523 | 148.6523 | 148.6523 | 148.6523 | 148.6523 | 148.6523 | 148.6523 | 148.6523 | 148.6523 | 148.6523 | 148.6523 | 148.6523 | 148.6523 | 148.6523 | 148.6523 | 148.6523 | 148.6523 | 148.6523 | 148.6523 | 148.6523 | 148.6523 | 148.6523 | 148.6523 | 148.6523 | 148.6523 | 148.6523 | 148.6523 | 148.6523 | 148.6523 | 148.6523 | 148.6523 | 148.6523 | 148.6523 | 148.6523 | 148.6523 | 148.6523 | 148.6523 | 148.6523 | 148.6523 | 148.6523 | 148.6523 | 148.6523 | 148.6523 | 148.6523 | 148.6523 | 148.6523 | 148.6523 | 148.6523 | 148.6523 | 148.6523 | 148.6523 | 148.6523 | 148.6523 | 148.6523 | 148.6523 | 148.6523 | 148.6523 | 148.6523 | 148.6523 | 148.6523 | 148.6523 | 148.6523 | 148.6523 | 148.6523 | 148.6523 | 148.6523 | 148.6523 | 148.6523 | 148.6523 | 148.6523 | 148.6523 | 148.6523 | 148.6523 | 148.6523 | 148.6523 | 148.6523 | 148.6523 | 148.6523 | 148.6523 | 148.6523 | 148.6523 | 148.6523 | 148.6523 | 148.6523 | 148.6523 | 148.6523 | 148.6523 | 148.6523 | 148.6523 | 148.6523 | 148.6523 | 148.6523 | 148.6523 | 148.6523 | 148.6523 | 148.6523 | 148.6523 | 148.6523 | 148.6523 | 148.6523 | 148.6523 | 148.6523 | 148.6523 | 148.6523 | 148.6523 | 148.6523 | 148.6523 | 148.6523 | 148.6523 | 148.6523 | 148.6523 | 148.6523 | 148.6523 | 148.6523 | 148.6523 | 148.6523 | 148.6523 | 148.6523 | 148.6523 | 148.6523 | 148.6523 | 148.6523 | 148.6523 | 148.6523 | 148.6523 | 148.6523 | 148.6523 | 148.6523 | 148.6523 | 148.6523 | 148.6523 | 148.6523 | 148.6523 | 148.6523 | 148.6523 | 148.6523 | 148.6523 | 148.6523 | 148.6523 | 148.6523 | 148.6523 | 148.6523 | 148.6523 | 148.6523 | 148.6523 | 148.6523 | 148.6523 | 148.6523 | 148.6523 | 148.6523 | 148.6523 | 148.6523 | 148.6523 | 148.6523 | 148.6523 | 148.6523 | 148.6523 | 148.6523 | 148.6523 | 148.6523 | 148.6523 | 148.6523 | 148.6523 | 148.6523 | 148.6523 | 148.6523 | 148.6523 | 148.6523 | 148.6523 | 148.6523 | 148.6523 | 148.6523 | 148.6523 | 148.6523 | 148.6523 | 148.6523 | 148.6523 | 148.6523 | 148.6523 | 148.6523 | 148.6523 | 148.6523 | 148.6523 | 148.6523 | 148.6523 | 148.6523 | 148.6523 | 148.6523 | 148.6523 | 148.6523 | 148.6523 | 148.6523 | 148.6523 | 148.6523 | 148.6523 | 148.6523 | 148.6523 | 148.6523 | 148.6523 | 148.6523 | 148.6523 | 148.6523 | 148.6523 | 148.6523 | 148.6523 | 148.6523 | 148.6523 | 148.6523 | 148.6523 | 148.6523 | 148.6523 | 148.6523 | 148.6523 | 148.6523 | 148.6523 | 148.6523 | 148.6523 | 148.6523 | 148.6523 | 148.6523 | 148.6523 | 148.6523 | 148.6523 | 148.6523 | 148.6523 | 148.6523 | 148.6523 | 148.6523 | 148.6523 | 148.6523 | 148.6523 | 148.6523 | 148.6523 | 148.6523 | 148.6523 | 148.6523 | 148.6523 | 148.6523 | 148.6523 | 148.6523 | 148.6523 | 148.6523 | 148.6523 | 148.6523 | 148.6523 | 148.6523 | 148.6523 | 148.6523 | 148.6523 | 148.6523 | 148.6523 | 148.6523 | 148.6523 | 148.6523 | 148.6523 | 148.6523 | 148.6523 | 148.6523 | 148.6523 | 148.6523 | 148.6523 | 148.6523 | 148.6523 | 148.6523 | 148.6523 | 148.6523 | 148.6523 | 148.6523 | 148.6523 | 148.6523 | 148.6523 | 148.6523 | 148.6523 | 148.6523 | 148.6523 | 148.6523 | 148.6523 | 148.6523 | 148.6523 | 148.6523 | 148.6523 | 148.6523 | 148.6523 | 148.6523 | 148.6523 | 148.6523 | 148.6523 | 148.6523 | 148.6523 | 148.6523 | 148.6523 | 148.6523 | 148.6523 | 148.6523 | 148.6523 | 148.6523 | 148.6523 | 148.6523 | 148.6523 | 148.6523 | 148.6523 | 148.6523 | 148.6523 | 148.6523 | 148.6523 | 148.6523 | 148.6523 | 148.6523 | 148.6523 | 148.6523 | 148.6523 | 148.6523 | 148.6523 | 148.6523 | 148.6523 | 148.6523 | 148.6523 | 148.6523 | 148.6523 | 148.6523 | 148.6523 | 148.6523 | 148.6523 | 148.6523 | 148.6523 | 148.6523 | 148.6523 | 148.6523 | 148.6523 | 148.6523 | 148.6523 | 148.6523 | 148.6523 | 148.6523 | 148.6523 | 148.6523 | 148.6523 | 148.6523 | 148.6523 | 148.6523 | 148.6523 | 148.6523 | 148.6523 | 148.6523 | 148.6523 | 148.6523 | 148.6523 | 148.6523 | 148.6523 | 148.6523 | 148.6523 | 148.6523 | 148.6523 | 148.6523 | 148.6523 | 148.6523 | 148.6523 | 148.6523 | 148.6523 | 148.6523 | 148.6523 | 148.6523 | 148.6523 | 148.6523 | 148.6523 | 148.6523 | 148.6523 | 148.6523 | 148.6523 | 148.6523 | 148.6523 | 148.6523 | 148.6523 | 148.6523 | 148.6523 | 148.6523 | 148.6523 | 148.6523 | 148.6523 | 148.6523 | 148.6523 | 148.6523 | 148.6523 | 148.6523 | 148.6523 | 148.6523 | 148.6523 | 148.6523 | 148.6523 | 148.6523 | 148.6523 | 148.6523 | 148.6523 | 148.6523 | 148.6523 | 148.6523 | 148.6523 | 148.6523 | 148.6523 | 148.6523 | 148.6523 | 148.6523 | 148.6523 | 148.6523 | 148.6523 | 148.6523 | 148.6523 | 148.6523 | 148.6523 | 148.6523 | 148.6523 | 148.6523 | 148.6523 | 148.6523 | 148.6523 | 148.6523 | 148.6523 | 148.6523 | 148.6523 | 148.6523 | 148.6523 | 148.6523 | 148.6523 | 148.6523 | 148.6523 | 148.6523 | 148.6523 | 148.6523 | 148.6523 | 148.6523 | 148.6523 | 148.6523 | 148.6523 | 148.6523 | 148.6523 | 148.6523 | 148.6523 | 148.6523 | 148.6523 | 148.6523 | 148.6523 | 148.6523 | 148.6523 | 148.6523 | 148.6523 | 148.6523 | 148.6523 | 148.6523 | 148.6523 | 148.6523 | 148.6523 | 148.6523 | 148.6523 | 148.6523 | 148.6523 | 148.6523 | 148.6523 | 148.6523 | 148.6523 | 148.6523 | 148.6523 | 148.6523 | 148.6523 | 148.6523 | 148.6523 | 148.6523 | 148.6523 | 148.6523 | 148.6523 | 148.6523 | 148.6523 | 148.6523 | 148.6523 | 148.6523 | 148.6523 | 148.6523 | 148.6523 | 148.6523 | 148.6523 | 148.6523 | 148.6523 | 148.6523 | 148.6523 | 148.6523 | 148.6523 | 148.6523 | 148.6523 | 148.6523 | 148.6523 | 148.6523 | 148.6523 | 148.6523 | 148.6523 | 148.6523 | 148.6523 | 148.6523 | 148.6523 | 148.6523 | 148.6523 | 148.6523 | 148.6523 | 148.6523 | 148.6523 | 148.6523 | 148.6523 | 148.6523 | 148.6523 | 148.6523 | 148.6523 | 148.6523 | 148.6523 | 148.6523 | 148.6523 | 148.6523 | 148.6523 | 148.6523 | 148.6523 | 148.6523 | 148.6523 | 148.6523 | 148.6523 | 148.6523 | 148.6523 | 148.6523 | 148.6523 | 148.6523 | 148.6523 | 148.6523 | 148.6523 | 148.6523 | 148.6523 | 148.6523 | 148.6523 | 148.6523 | 148.6523 | 148.6523 | 148.6523 | 148.6523 | 148.6523 | 148.6523 | 148.6523 | 148.6523 | 148.6523 | 148.6523 | 148.6523 | 148.6523 | 148.6523 | 148.6523 | 148.6523 | 148.6523 | 148.6523 | 148.6523 | 148.6523 | 148.6523 | 148.6523 | 148.6523 | 148.6523 | 148.6523 | 148.6523 | 148.6523 | 148.6523 | 148.6523 | 148.6523 | 148.6523 | 148.6523 | 148.6523 | 148.6523 | 148.6523 | 148.6523 | 148.6523 | 148.6523 | 148.6523 | 148.6523 | 148.6523 | 148.6523 | 148.6523 | 148.6523 | 148.6523 | 148.6523 | 148.6523 | 148.6523 | 148.6523 | 148.6523 | 148.6523 | 148.6523 | 148.6523 | 148.6523 | 148.6523 | 148.6523 | 148.6523 | 148.6523 | 148.6523 | 148.6523 | 148.6523 | 148.6523 | 148.6523 | 148.6523 | 148.6523 | 148.6523 | 148.6523 | 148.6523 | 148.6523 | 148.6523 | 148.6523 | 148.6523 | 148.6523 | 148.6523 | 148.6523 | 148.6523 | 148.6523 | 148.6523 | 148.6523 | 148.6523 | 148.6523 | 148.6523 | 148.6523 | 148.6523 | 148.6523 | 148.6523 | 148.6523 | 148.6523 | 148.6523 | 148.6523 | 148.6523 | 148.6523 | 148.6523 | 148.6523 | 148.6523 | 148.6523 | 148.6523 | 148.6523 | 148.6523 | 148.6523 | 148.6523 | 148.6523 | 148.6523 | 148.6523 | 148.6523 | 148.6523 | 148.6523 | 148.6523 | 148.6523 | 148.6523 | 148.6523 | 148.6523 | 148.6523 | 148.6523 | 148.6523 | 148.6523 | 148.6523 | 148.6523 | 148.6523 | 148.6523 | 148.6523 | 148.6523 | 148.6523 | 148.6523 | 148.6523 | 148.6523 | 148.6523 | 148.6523 | 148.6523 | 148.6523 | 148.6523 | 148.6523 | 148.6523 | 148.6523 | 148.6523 | 148.6523 | 148.6523 | 148.6523 | 148.6523 | 148.6523 | 148.6523 | 148.6523 | 148.6523 | 148.6523 | 148.6523 | 148.6523 | 148.6523 | 148.6523 | 148.6523 | 148.6523 | 148.6523 | 148.6523 | 148.6523 | 148.6523 | 148.6523 | 148.6523 | 148.6523 | 148.6523 | 148.6523 | 148.6523 | 148.6523 | 148.6523 | 148.6523 | 148.6523 | 148.6523 | 148.6523 | 148.6523 | 148.6523 | 148.6523 | 148.6523 | 148.6523 | 148.6523 | 148.6523 | 148.6523 | 148.6523 | 148.6523 | 148.6523 | 148.6523 | 148.6523 | 148.6523 | 148.6523 | 148.6523 | 148.6523 | 148.6523 | 148.6523 | 148.6523 | 148.6523 | 148.6523 | 148.6523 | 148.6523 | 148.6523 | 148.6523 | 148.6523 | 148.6523 | 148.6523 | 148.6523 | 148.6523 | 148.6523 | 148.6523 | 148.6523 | 148.6523 | 148.6523 | 148.6523 | 148.6523 | 148.6523 | 148.6523 | 148.6523 | 148.6523 | 148.6523 | 148.6523 | 148.6523 | 148.6523 | 148.6523 | 148.6523 | 148.6523 | 148.6523 | 148.6523 | 148.6523 | 148.6523 | 148.6523 | 148.6523 | 148.6523 | 148.6523 | 148.6523 | 148.6523 | 148.6523 | 148.6523 | 148.6523 | 148.6523 | 148.6523 | 148.6523 | 148.6523 | 148.6523 | 148.6523 | 148.6523 | 148.6523 | 148.6523 | 148.6523 | 148.6523 | 148.6523 | 148.6523 | 148.6523 | 148.6523 | 148.6523 | 148.6523 | 148.6523 | 148.6523 | 148.6523 | 148.6523 | 148.6523 | 148.6523 | 148.6523 | 148.6523 | 148.6523 | 148.6523 | 148.6523 | 148.6523 | 148.6523 | 148.6523 | 148.6523 | 148.6523 | 148.6523 | 148.6523 | 148.6523 | 148.6523 | 148.6523 | 148.6523 | 148.6523 | 148.6523 | 148.6523 | 148.6523 | 148.6523 | 148.6523 | 148.6523 | 148.6523 | 148.6523 | 148.6523 | 148.6523 | 148.6523 | 148.6523 | 148.6523 | 148.6523 | 148.6523 | 148.6523 | 148.6523 | 148.6523 | 148.6523 | 148.6523 | 148.6523 | 148.6523 | 148.6523 | 148.6523 | 148.6523 | 148.6523 | 148.6523 | 148.6523 | 148.6523 | 148.6523 | 148.6523 | 148.6523 | 148.6523 | 148.6523 | 148.6523 | 148.6523 | 148.6523 | 148.6523 | 148.6523 | 148.6523 | 148.6523 | 148.6523 | 148.6523 | 148.6523 | 148.6523 | 148.6523 | 148.6523 | 148.6523 | 148.6523 | 148.6523 | 148.6523 | 148.6523 | 148.6523 | 148.6523 | 148.6523 | 148.6523 | 148.6523 | 148.6523 | 148.6523 | 148.6523 | 148.6523 | 148.6523 | 148.6523 | 148.6523 | 148.6523 | 148.6523 | 148.6523 | 148.6523 | 148.6523 | 148.6523 | 148.6523 | 148.6523 | 148.6523 | 148.6523 | 148.6523 | 148.6523 | 148.6523 | 148.6523 | 148.6523 | 148.6523 | 148.6523 | 148.6523 | 148.6523 | 148.6523 | 148.6523 | 148.6523 | 148.6523 | 148.6523 | 148.6523 | 148.6523 | 148.6523 | 148.6523 | 148.6523 | 148.6523 | 148.6523 | 148.6523 | 148.6523 | 148.6523 | 148.6523 | 148.6523 | 148.6523 | 148.6523 | 148.6523 | 148.6523 | 148.6523 | 148.6523 | 148.6523 | 148.6523 | 148.6523 | 148.6523 | 148.6523 | 148.6523 | 148.6523 | 148.6523 | 148.6523 | 148.6523 | 148.6523 | 148.6523 | 148.6523 | 148.6523 | 148.6523 | 148.6523 | 148.6523 | 148.6523 | 148.6523 | 148.6523 | 148.6523 | 148.6523 | 148.6523 | 148.6523 | 148.6523 | 148.6523 | 148.6523 | 148.6523 | 148.6523 | 148.6523 | 148.6523 | 148.6523 | 148.6523 | 148.6523 | 148.6523 | 148.6523 | 148.6523 | 148.6523 | 148.6523 | 148.6523 | 148.6523 | 148.6523 | 148.6523 | 148.6523 | 148.6523 | 148.6523 | 148.6523 | 148.6523 | 148.6523 | 148.6523 | 148.6523 | 148.6523 | 148.6523 | 148.6523 | 148.6523 | 148.6523 | 148.6523 | 148.6523 | 148.6523 | 148.6523 | 148.6523 | 148.6523 | 148.6523 | 148.6523 | 148.6523 | 148.6523 | 148.6523 | 148.6523 | 148.6523 | 148.6523 | 148.6523 | 148.6523 | 148.6523 | 148.6523 | 148.6523 | 148.6523 | 148.6523 | 148.6523 | 148.6523 | 148.6523 | 148.6523 | 148.6523 | 148.6523 | 148.6523 | 148.6523 | 148.6523 | 148.6523 | 148.6523 | 148.6523 | 148.6523 | 148.6523 | 148.6523 | 148.6523 | 148.6523 | 148.6523 | 148.6523 | 148.6523 | 148.6523 | 148.6523 | 148.6523 | 148.6523 | 148.6523 | 148.6523 | 148.6523 | 148.6523 | 148.6523 | 148.6523 | 148.6523 | 148.6523 | 148.6523 | 148.6523 | 148.6523 | 148.6523 | 148.6523 | 148.6523 | 148.6523 | 148.6523 | 148.6523 | 148.6523 | 148.6523 | 148.6523 | 148.6523 | 148.6523 | 148.6523 | 148.6523 | 148.6523 | 148.6523 | 148.6523 | 148.6523 | 148.6523 | 148.6523 | 148.6523 | 148.6523 | 148.6523 | 148.6523 | 148.6523 | 148.6523 | 148.6523 | 148.6523 | 148.6523 | 148.6523 | 148.6523
Number of infected individuals | N_inf | constant | 1 |  | - | Number of infected people in the space | N_inf | bar: 1 to 10000
Total number of occupants | N | constant | 32 |  | - | Total number of occupants in the space | N | 32 | 32 | 32 | 32 | 32 | 32 | 32 | 32 | 32 | 32 | 32 | 32 | 32 | 32 | 32 | 32 | 32 | 32 | 32 | 32 | 32 | 32 | 32 | 32 | 32 | 32 | 32 | 32 | 32 | 32 | 32 | 32 | 32 | 32 | 32 | 32 | 32 | 32 | 32 | 32 | 32 | 32 | 32 | 32 | 32 | 32 | 32 | 32 | 32 | 32 | 32 | 32 | 32 | 32 | 32 | 32 | 32 | 32 | 32 | 32 | 32 | 32 | 32 | 32 | 32 | 32 | 32 | 32 | 32 | 32 | 32 | 32 | 32 | 32 | 32 | 32 | 32 | 32 | 32 | 32 | 32 | 32 | 32 | 32 | 32 | 32 | 32 | 32 | 32 | 32 | 32 | 32 | 32 | 32 | 32 | 32 | 32 | 32 | 32 | 32 | 32 | 32 | 32 | 32 | 32 | 32 | 32 | 32 | 32 | 32 | 32 | 32 | 32 | 32 | 32 | 32 | 32 | 32 | 32 | 32 | 32 | 32 | 32 | 32 | 32 | 32 | 32 | 32 | 32 | 32 | 32 | 32 | 32 | 32 | 32 | 32 | 32 | 32 | 32 | 32 | 32 | 32 | 32 | 32 | 32 | 32 | 32 | 32 | 32 | 32 | 32 | 32 | 32 | 32 | 32 | 32 | 32 | 32 | 32 | 32 | 32 | 32 | 32 | 32 | 32 | 32 | 32 | 32 | 32 | 32 | 32 | 32 | 32 | 32 | 32 | 32 | 32 | 32 | 32 | 32 | 32 | 32 | 32 | 32 | 32 | 32 | 32 | 32 | 32 | 32 | 32 | 32 | 32 | 32 | 32 | 32 | 32 | 32 | 32 | 32 | 32 | 32 | 32 | 32 | 32 | 32 | 32 | 32 | 32 | 32 | 32 | 32 | 32 | 32 | 32 | 32 | 32 | 32 | 32 | 32 | 32 | 32 | 32 | 32 | 32 | 32 | 32 | 32 | 32 | 32 | 32 | 32 | 32 | 32 | 32 | 32 | 32 | 32 | 32 | 32 | 32 | 32 | 32 | 32 | 32 | 32 | 32 | 32 | 32 | 32 | 32 | 32 | 32 | 32 | 32 | 32 | 32 | 32 | 32 | 32 | 32 | 32 | 32 | 32 | 32 | 32 | 32 | 32 | 32 | 32 | 32 | 32 | 32 | 32 | 32 | 32 | 32 | 32 | 32 | 32 | 32 | 32 | 32 | 32 | 32 | 32 | 32 | 32 | 32 | 32 | 32 | 32 | 32 | 32 | 32 | 32 | 32 | 32 | 32 | 32 | 32 | 32 | 32 | 32 | 32 | 32 | 32 | 32 | 32 | 32 | 32 | 32 | 32 | 32 | 32 | 32 | 32 | 32 | 32 | 32 | 32 | 32 | 32 | 32 | 32 | 32 | 32 | 32 | 32 | 32 | 32 | 32 | 32 | 32 | 32 | 32 | 32 | 32 | 32 | 32 | 32 | 32 | 32 | 32 | 32 | 32 | 32 | 32 | 32 | 32 | 32 | 32 | 32 | 32 | 32 | 32 | 32 | 32 | 32 | 32 | 32 | 32 | 32 | 32 | 32 | 32 | 32 | 32 | 32 | 32 | 32 | 32 | 32 | 32 | 32 | 32 | 32 | 32 | 32 | 32 | 32 | 32 | 32 | 32 | 32 | 32 | 32 | 32 | 32 | 32 | 32 | 32 | 32 | 32 | 32 | 32 | 32 | 32 | 32 | 32 | 32 | 32 | 32 | 32 | 32 | 32 | 32 | 32 | 32 | 32 | 32 | 32 | 32 | 32 | 32 | 32 | 32 | 32 | 32 | 32 | 32 | 32 | 32 | 32 | 32 | 32 | 32 | 32 | 32 | 32 | 32 | 32 | 32 | 32 | 32 | 32 | 32 | 32 | 32 | 32 | 32 | 32 | 32 | 32 | 32 | 32 | 32 | 32 | 32 | 32 | 32 | 32 | 32 | 32 | 32 | 32 | 32 | 32 | 32 | 32 | 32 | 32 | 32 | 32 | 32 | 32 | 32 | 32 | 32 | 32 | 32 | 32 | 32 | 32 | 32 | 32 | 32 | 32 | 32 | 32 | 32 | 32 | 32 | 32 | 32 | 32 | 32 | 32 | 32 | 32 | 32 | 32 | 32 | 32 | 32 | 32 | 32 | 32 | 32 | 32 | 32 | 32 | 32 | 32 | 32 | 32 | 32 | 32 | 32 | 32 | 32 | 32 | 32 | 32 | 32 | 32 | 32 | 32 | 32 | 32 | 32 | 32 | 32 | 32 | 32 | 32 | 32 | 32 | 32 | 32 | 32 | 32 | 32 | 32 | 32 | 32 | 32 | 32 | 32 | 32 | 32 | 32 | 32 | 32 | 32 | 32 | 32 | 32 | 32 | 32 | 32 | 32 | 32 | 32 | 32 | 32 | 32 | 32 | 32 | 32 | 32 | 32 | 32 | 32 | 32 | 32 | 32 | 32 | 32 | 32 | 32 | 32 | 32 | 32 | 32 | 32 | 32 | 32 | 32 | 32 | 32 | 32 | 32 | 32 | 32 | 32 | 32 | 32 | 32 | 32 | 32 | 32 | 32 | 32 | 32 | 32 | 32 | 32 | 32 | 32 | 32 | 32 | 32 | 32 | 32 | 32 | 32 | 32 | 32 | 32 | 32 | 32 | 32 | 32 | 32 | 32 | 32 | 32 | 32 | 32 | 32 | 32 | 32 | 32 | 32 | 32 | 32 | 32 | 32 | 32 | 32 | 32 | 32 | 32 | 32 | 32 | 32 | 32 | 32 | 32 | 32 | 32 | 32 | 32 | 32 | 32 | 32 | 32 | 32 | 32 | 32 | 32 | 32 | 32 | 32 | 32 | 32 | 32 | 32 | 32 | 32 | 32 | 32 | 32 | 32 | 32 | 32 | 32 | 32 | 32 | 32 | 32 | 32 | 32 | 32 | 32 | 32 | 32 | 32 | 32 | 32 | 32 | 32 | 32 | 32 | 32 | 32 | 32 | 32 | 32 | 32 | 32 | 32 | 32 | 32 | 32 | 32 | 32 | 32 | 32 | 32 | 32 | 32 | 32 | 32 | 32 | 32 | 32 | 32 | 32 | 32 | 32 | 32 | 32 | 32 | 32 | 32 | 32 | 32 | 32 | 32 | 32 | 32 | 32 | 32 | 32 | 32 | 32 | 32 | 32 | 32 | 32 | 32 | 32 | 32 | 32 | 32 | 32 | 32 | 32 | 32 | 32 | 32 | 32 | 32 | 32 | 32 | 32 | 32 | 32 | 32 | 32 | 32 | 32 | 32 | 32 | 32 | 32 | 32 | 32 | 32 | 32 | 32 | 32 | 32 | 32 | 32 | 32 | 32 | 32 | 32 | 32 | 32 | 32 | 32 | 32 | 32 | 32 | 32 | 32 | 32 | 32 | 32 | 32 | 32 | 32 | 32 | 32 | 32 | 32 | 32 | 32 | 32 | 32 | 32 | 32 | 32 | 32 | 32 | 32 | 32 | 32 | 32 | 32 | 32 | 32 | 32 | 32 | 32 | 32 | 32 | 32 | 32 | 32 | 32 | 32 | 32 | 32 | 32 | 32 | 32 | 32 | 32 | 32 | 32 | 32 | 32 | 32 | 32 | 32 | 32 | 32 | 32 | 32 | 32 | 32 | 32 | 32 | 32 | 32 | 32 | 32 | 32 | 32 | 32 | 32 | 32 | 32 | 32 | 32 | 32 | 32 | 32 | 32 | 32 | 32 | 32 | 32 | 32 | 32 | 32 | 32 | 32 | 32 | 32 | 32 | 32 | 32 | 32 | 32 | 32 | 32 | 32 | 32 | 32 | 32 | 32 | 32 | 32 | 32 | 32 | 32 | 32 | 32 | 32 | 32 | 32 | 32 | 32 | 32 | 32 | 32 | 32 | 32 | 32 | 32 | 32 | 32 | 32 | 32 | 32 | 32 | 32 | 32 | 32 | 32 | 32 | 32 | 32 | 32 | 32 | 32 | 32 | 32 | 32 | 32 | 32 | 32 | 32 | 32 | 32 | 32 | 32 | 32 | 32 | 32 | 32 | 32 | 32 | 32 | 32 | 32 | 32 | 32 | 32 | 32 | 32 | 32 | 32 | 32 | 32 | 32 | 32 | 32 | 32 | 32 | 32 | 32 | 32 | 32 | 32 | 32 | 32 | 32 | 32 | 32 | 32 | 32 | 32 | 32 | 32 | 32 | 32 | 32 | 32 | 32 | 32 | 32 | 32 | 32 | 32 | 32 | 32 | 32 | 32 | 32 | 32 | 32 | 32 | 32 | 32 | 32 | 32 | 32 | 32 | 32 | 32 | 32 | 32 | 32 | 32 | 32 | 32 | 32 | 32 | 32 | 32 | 32 | 32 | 32 | 32 | 32 | 32 | 32 | 32 | 32 | 32 | 32 | 32 | 32 | 32 | 32 | 32 | 32 | 32 | 32 | 32 | 32 | 32 | 32 | 32 | 32 | 32 | 32 | 32 | 32 | 32 | 32 | 32 | 32 | 32 | 32 | 32 | 32 | 32 | 32 | 32 | 32 | 32 | 32 | 32 | 32 | 32 | 32 | 32 | 32 | 32 | 32 | 32 | 32 | 32 | 32 | 32 | 32 | 32 | 32 | 32 | 32 | 32 | 32 | 32 | 32 | 32 | 32 | 32 | 32 | 32 | 32 | 32 | 32 | 32 | 32 | 32 | 32 | 32 | 32 | 32 | 32 | 32 | 32 | 32 | 32 | 32 | 32 | 32 | 32 | 32 | 32 | 32 | 32 | 32 | 32 | 32 | 32 | 32 | 32 | 32 | 32 | 32 | 32 | 32 | 32 | 32 | 32 | 32 | 32 | 32 | 32 | 32 | 32 | 32 | 32 | 32 | 32 | 32 | 32 | 32 | 32 | 32 | 32 | 32 | 32 | 32 | 32 | 32 | 32 | 32 | 32 | 32 | 32 | 32 | 32 | 32 | 32 | 32 | 32 | 32 | 32 | 32 | 32 | 32 | 32 | 32 | 32 | 32 | 32 | 32 | 32 | 32 | 32 | 32 | 32 | 32 | 32 | 32 | 32 | 32 | 32 | 32 | 32 | 32 | 32 | 32 | 32 | 32 | 32 | 32 | 32 | 32 | 32 | 32 | 32 | 32 | 32 | 32 | 32 | 32 | 32 | 32 | 32 | 32 | 32 | 32 | 32 | 32 | 32 | 32 | 32 | 32 | 32 | 32 | 32 | 32 | 32 | 32 | 32 | 32 | 32 | 32 | 32 | 32 | 32 | 32 | 32 | 32 | 32 | 32 | 32 | 32 | 32 | 32 | 32 | 32 | 32 | 32 | 32 | 32 | 32 | 32 | 32 | 32 | 32 | 32 | 32 | 32 | 32 | 32 | 32 | 32 | 32 | 32 | 32 | 32 | 32 | 32 | 32 | 32 | 32 | 32 | 32 | 32 | 32 | 32 | 32 | 32 | 32 | 32 | 32 | 32 | 32 | 32 | 32 | 32 | 32 | 32 | 32 | 32 | 32 | 32 | 32 | 32 | 32 | 32 | 32 | 32 | 32 | 32 | 32 | 32 | 32 | 32 | 32 | 32 | 32 | 32 | 32 | 32 | 32 | 32 | 32 | 32 | 32 | 32 | 32 | 32 | 32 | 32 | 32 | 32 | 32 | 32 | 32 | 32 | 32 | 32 | 32 | 32 | 32 | 32 | 32 | 32 | 32 | 32 | 32 | 32 | 32 | 32 | 32 | 32 | 32 | 32 | 32 | 32 | 32 | 32 | 32 | 32 | 32 | 32 | 32 | 32 | 32 | 32 | 32 | 32 | 32 | 32 | 32 | 32 | 32 | 32 | 32 | 32 | 32 | 32 | 32 | 32 | 32 | 32 | 32 | 32 | 32 | 32 | 32 | 32 | 32 | 32 | 32 | 32 | 32 | 32 | 32 | 32 | 32 | 32 | 32 | 32 | 32 | 32 | 32 | 32 | 32 | 32 | 32 | 32 | 32 | 32 | 32 | 32 | 32 | 32 | 32 | 32 | 32 | 32 | 32 | 32 | 32 | 32 | 32 | 32 | 32 | 32 | 32 | 32 | 32 | 32 | 32 | 32 | 32 | 32 | 32 | 32 | 32 | 32 | 32 | 32 | 32 | 32 | 32 | 32 | 32 | 32 | 32 | 32 | 32 | 32 | 32 | 32 | 32 | 32 | 32 | 32 | 32 | 32 | 32 | 32 | 32 | 32 | 32 | 32 | 32 | 32 | 32 | 32 | 32 | 32 | 32 | 32 | 32 | 32 | 32 | 32 | 32 | 32 | 32 | 32 | 32 | 32 | 32 | 32 | 32 | 32 | 32 | 32 | 32 | 32 | 32 | 32 | 32 | 32 | 32 | 32 | 32 | 32 | 32 | 32 | 32 | 32 | 32 | 32 | 32 | 32 | 32 | 32 | 32 | 32 | 32 | 32 | 32 | 32 | 32 | 32 | 32 | 32 | 32 | 32 | 32 | 32 | 32 | 32 | 32 | 32 | 32 | 32 | 32 | 32 | 32 | 32 | 32 | 32 | 32 | 32 | 32 | 32 | 32 | 32 | 32 | 32 | 32 | 32 | 32 | 32 | 32 | 32 | 32 | 32 | 32 | 32 | 32 | 32 | 32 | 32 | 32 | 32 | 32 | 32 | 32 | 32 | 32 | 32 | 32 | 32 | 32 | 32 | 32 | 32 | 32 | 32 | 32 | 32 | 32 | 32 | 32 | 32 | 32 | 32 | 32 | 32 | 32 | 32 | 32 | 32 | 32 | 32 | 32 | 32 | 32 | 32 | 32 | 32 | 32 | 32 | 32 | 32 | 32 | 32 | 32 | 32 | 32 | 32 | 32 | 32 | 32 | 32 | 32 | 32 | 32 | 32 | 32 | 32 | 32 | 32 | 32 | 32 | 32 | 32 | 32 | 32 | 32 | 32 | 32 | 32 | 32 | 32 | 32 | 32 | 32 | 32 | 32 | 32 | 32 | 32 | 32 | 32 | 32 | 32 | 32 | 32 | 32 | 32 | 32 | 32 | 32 | 32 | 32 | 32 | 32 | 32 | 32 | 32 | 32 | 32 | 32 | 32 | 32 | 32 | 32 | 32 | 32 | 32 | 32 | 32 | 32 | 32 | 32 | 32 | 32 | 32 | 32 | 32 | 32 | 32 | 32 | 32 | 32 | 32 | 32 | 32 | 32 | 32 | 32 | 32 | 32 | 32 | 32 | 32 | 32 | 32 | 32 | 32 | 32 | 32 | 32 | 32 | 32 | 32 | 32 | 32 | 32 | 32 | 32 | 32 | 32 | 32 | 32 | 32 | 32 | 32 | 32 | 32 | 32 | 32 | 32 | 32 | 32 | 32 | 32 | 32 | 32 | 32 | 32 | 32 | 32 | 32 | 32 | 32 | 32 | 32 | 32 | 32 | 32 | 32 | 32 | 32 | 32 | 32 | 32 | 32 | 32 | 32 | 32 | 32 | 32 | 32 | 32 | 32 | 32 | 32 | 32 | 32 | 32 | 32 | 32 | 32 | 32 | 32 | 32 | 32 | 32 | 32 | 32 | 32 | 32 | 32 | 32 | 32 | 32 | 32 | 32 | 32 | 32 | 32 | 32 | 32 | 32 | 32 | 32 | 32 | 32 | 32 | 32 | 32 | 32 | 32 | 32 | 32 | 32 | 32 | 32 | 32 | 32 | 32 | 32 | 32 | 32 | 32 | 32 | 32 | 32 | 32 | 32 | 32 | 32 | 32 | 32 | 32 | 32 | 32 | 32 | 32 | 32 | 32 | 32 | 32 | 32 | 32 | 32 | 32 | 32 | 32 | 32 | 32 | 32 | 32 | 32 | 32 | 32 | 32 | 32 | 32 | 32 | 32 | 32 | 32 | 32 | 32 | 32 | 32 | 32 | 32 | 32 | 32 | 32 | 32 | 32 | 32 | 32 | 32 | 32 | 32 | 32 | 32 | 32 | 32 | 32 | 32 | 32 | 32 | 32 | 32 | 32 | 32 | 32 | 32 | 32 | 32 | 32 | 32 | 32 | 32 | 32 | 32 | 32 | 32 | 32 | 32 | 32 | 32 | 32 | 32 | 32 | 32 | 32 | 32 | 32 | 32 | 32 | 32 | 32 | 32 | 32 | 32 | 32 | 32 | 32 | 32 | 32 | 32 | 32 | 32 | 32 | 32 | 32 | 32 | 32 | 32 | 32 | 32 | 32 | 32 | 32 | 32 | 32 | 32 | 32 | 32 | 32 | 32 | 32 | 32 | 32 | 32 | 32 | 32 | 32 | 32 | 32 | 32 | 32 | 32 | 32 | 32 | 32 | 32 | 32 | 32 | 32 | 32 | 32 | 32 | 32 | 32 | 32 | 32 | 32 | 32 | 32 | 32 | 32 | 32 | 32 | 32 | 32 | 32 | 32 | 32 | 32 | 32 | 32 | 32 | 32 | 32 | 32 | 32 | 32 | 32 | 32 | 32 | 32 | 32 | 32 | 32 | 32 | 32 | 32 | 32 | 32 | 32 | 32 | 32 | 32 | 32 | 32 | 32 | 32 | 32 | 32 | 32 | 32 | 32 | 32 | 32 | 32 | 32 | 32 | 32 | 32 | 32 | 32 | 32 | 32 | 32 | 32 | 32 | 32 | 32 | 32 | 32 | 32 | 32 | 32 | 32 | 32 | 32 | 32 | 32 | 32 | 32 | 32 | 32 | 32 | 32 | 32 | 32 | 32 | 32 | 32 | 32 | 32 | 32 | 32 | 32 | 32 | 32 | 32 | 32 | 32 | 32 | 32 | 32 | 32 | 32 | 32 | 32 | 32 | 32 | 32 | 32 | 32 | 32 | 32 | 32 | 32 | 32 | 32 | 32 | 32 | 32 | 32 | 32 | 32 | 32 | 32 | 32 | 32 | 32 | 32 | 32 | 32 | 32 | 32 | 32 | 32 | 32 | 32 | 32 | 32 | 32 | 32 | 32 | 32 | 32 | 32 | 32 | 32 | 32 | 32 | 32 | 32 | 32 | 32 | 32 | 32 | 32 | 32 | 32 | 32 | 32 | 32 | 32 | 32 | 32 | 32 | 32 | 32 | 32 | 32 | 32 | 32 | 32 | 32 | 32 | 32 | 32 | 32 | 32 | 32 | 32 | 32 | 32 | 32 | 32 | 32 | 32 | 32 | 32 | 32 | 32 | 32 | 32 | 32 | 32 | 32 | 32 | 32 | 32 | 32 | 32 | 32 | 32 | 32 | 32 | 32 | 32 | 32 | 32 | 32 | 32 | 32 | 32 | 32 | 32 | 32 | 32 | 32 | 32 | 32 | 32 | 32 | 32 | 32 | 32 | 32 | 32 | 32 | 32 | 32 | 32 | 32 | 32 | 32 | 32 | 32 | 32 | 32 | 32 | 32 | 32 | 32 | 32 | 32 | 32 | 32 | 32 | 32 | 32 | 32 | 32 | 32 | 32 | 32 | 32 | 32 | 32 | 32 | 32 | 32 | 32 | 32 | 32 | 32 | 32 | 32 | 32 | 32 | 32 | 32 | 32 | 32 | 32 | 32 | 32 | 32 | 32 | 32 | 32 | 32 | 32 | 32 | 32 | 32 | 32 | 32 | 32 | 32 | 32 | 32 | 32 | 32 | 32 | 32 | 32 | 32 | 32 | 32 | 32 | 32 | 32 | 32 | 32 | 32 | 32 | 32 | 32 | 32 | 32 | 32 | 32 | 32 | 32 | 32 | 32 | 32 | 32 | 32 | 32 | 32 | 32 | 32 | 32 | 32 | 32 | 32 | 32 | 32 | 32 | 32 | 32 | 32 | 32 | 32 | 32 | 32 | 32 | 32 | 32 | 32 | 32 | 32 | 32 | 32 | 32 | 32 | 32 | 32 | 32 | 32 | 32 | 32 | 32 | 32 | 32 | 32 | 32 | 32 | 32 | 32 | 32 | 32 | 32 | 32 | 32 | 32 | 32 | 32 | 32 | 32 | 32 | 32 | 32 | 32 | 32 | 32 | 32 | 32 | 32 | 32 | 32 | 32 | 32 | 32 | 32 | 32 | 32 | 32 | 32 | 32 | 32 | 32 | 32 | 32 | 32 | 32 | 32 | 32 | 32 | 32 | 32 | 32 | 32 | 32 | 32 | 32 | 32 | 32 | 32 | 32 | 32 | 32 | 32 | 32 | 32 | 32 | 32 | 32 | 32 | 32 | 32 | 32 | 32 | 32 | 32 | 32 | 32 | 32 | 32 | 32 | 32 | 32 | 32 | 32 | 32 | 32 | 32 | 32 | 32 | 32 | 32 | 32 | 32 | 32 | 32 | 32 | 32 | 32 | 32 | 32 | 32 | 32 | 32 | 32 | 32 | 32 | 32 | 32 | 32 | 32 | 32 | 32 | 32 | 32 | 32 | 32 | 32 | 32 | 32 | 32 | 32 | 32 | 32 | 32 | 32 | 32 | 32 | 32 | 32 | 32 | 32 | 32 | 32 | 32 | 32 | 32 | 32 | 32 | 32 | 32 | 32 | 32 | 32 | 32 | 32 | 32 | 32 | 32 | 32 | 32 | 32 | 32 | 32 | 32 | 32 | 32 | 32 | 32 | 32 | 32 | 32 | 32 | 32 | 32 | 32 | 32 | 32 | 32 | 32 | 32 | 32 | 32 | 32 | 32 | 32 | 32 | 32 | 32 | 32 | 32 | 32 | 32 | 32 | 32 | 32 | 32 | 32 | 32 | 32 | 32 | 32 | 32 | 32 | 32 | 32 | 32 | 32 | 32 | 32 | 32 | 32 | 32 | 32 | 32 | 32 | 32 | 32 | 32 | 32 | 32 | 32 | 32 | 32 | 32 | 32 | 32 | 32 | 32 | 32 | 32 | 32 | 32 | 32 | 32 | 32 | 32 | 32 | 32 | 32 | 32 | 32 | 32 | 32 | 32 | 32 | 32 | 32 | 32 | 32 | 32 | 32 | 32 | 32 | 32 | 32 | 32 | 32 | 32 | 32 | 32 | 32 | 32 | 32 | 32 | 32 | 32 | 32 | 32 | 32 | 32 | 32 | 32 | 32 | 32 | 32 | 32 | 32 | 32 | 32 | 32 | 32 | 32 | 32 | 32 | 32 | 32 | 32 | 32 | 32 | 32 | 32 | 32 | 32 | 32 | 32 | 32 | 32 | 32 | 32 | 32 | 32 | 32 | 32 | 32 | 32 | 32 | 32 | 32 | 32 | 32 | 32 | 32 | 32 | 32 | 32 | 32 | 32 | 32 | 32 | 32 | 32 | 32 | 32 | 32 | 32 | 32 | 32 | 32 | 32 | 32 | 32 | 32 | 32 | 32 | 32 | 32 | 32 | 32 | 32 | 32 | 32 | 32 | 32 | 32 | 32 | 32 | 32 | 32 | 32 | 32 | 32 | 32 | 32 | 32 | 32 | 32 | 32 | 32 | 32 | 32 | 32 | 32 | 32 | 32 | 32 | 32 | 32 | 32 | 32 | 32 | 32 | 32 | 32 | 32 | 32 | 32 | 32 | 32 | 32 | 32 | 32 | 32 | 32 | 32 | 32 | 32 | 32 | 32 | 32 | 32 | 32 | 32 | 32 | 32 | 32 | 32 | 32 | 32 | 32 | 32 | 32 | 32 | 32 | 32 | 32 | 32 | 32 | 32 | 32 | 32 | 32 | 32 | 32 | 32 | 32 | 32 | 32 | 32 | 32 | 32 | 32 | 32 | 32 | 32 | 32 | 32 | 32 | 32 | 32 | 32 | 32 | 32 | 32 | 32 | 32 | 32 | 32 | 32 | 32 | 32 | 32 | 32 | 32 | 32 | 32 | 32 | 32 | 32 | 32 | 32 | 32 | 32 | 32 | 32 | 32 | 32 | 32 | 32 | 32 | 32 | 32 | 32 | 32 | 32 | 32 | 32 | 32 | 32 | 32 | 32 | 32 | 32 | 32 | 32 | 32 | 32 | 32 | 32 | 32 | 32 | 32 | 32 | 32 | 32 | 32 | 32 | 32 | 32 | 32 | 32 | 32 | 32 | 32 | 32 | 32 | 32 | 32 | 32 | 32 | 32 | 32 | 32 | 32 | 32 | 32 | 32 | 32 | 32 | 32 | 32 | 32 | 32 | 32 | 32 | 32 | 32 | 32 | 32 | 32 | 32 | 32 | 32 | 32 | 32 | 32 | 32 | 32 | 32 | 32 | 32 | 32 | 32 | 32 | 32 | 32 | 32 | 32 | 32 | 32 | 32 | 32 | 32 | 32 | 32 | 32 | 32 | 32 | 32 | 32 | 32 | 32 | 32 | 32 | 32 | 32 | 32 | 32 | 32 | 32 | 32 | 32 | 32 | 32 | 32 | 32 | 32 | 32 | 32 | 32 | 32 | 32 | 32 | 32 | 32 | 32 | 32 | 32 | 32 | 32 | 32 | 32 | 32 | 32 | 32 | 32 | 32 | 32 | 32 | 32 | 32 | 32 | 32 | 32 | 32 | 32 | 32 | 32 | 32 | 32 | 32 | 32 | 32 | 32 | 32 | 32 | 32 | 32 | 32 | 32 | 32 | 32 | 32 | 32 | 32 | 32 | 32 | 32 | 32 | 32 | 32 | 32 | 32 | 32 | 32 | 32 | 32 | 32 | 32 | 32 | 32 | 32 | 32 | 32 | 32 | 32 | 32 | 32 | 32 | 32 | 32 | 32 | 32 | 32 | 32 | 32 | 32 | 32 | 32 | 32 | 32 | 32 | 32 | 32 | 32 | 32 | 32 | 32 | 32 | 32 | 32 | 32 | 32 | 32 | 32 | 32 | 32 | 32 | 32 | 32 | 32 | 32 | 32 | 32 | 32 | 32 | 32 | 32 | 32 | 32 | 32 | 32 | 32 | 32 | 32 | 32 | 32 | 32 | 32 | 32 | 32 | 32 | 32 | 32 | 32 | 32 | 32 | 32 | 32 | 32 | 32 | 32 | 32 | 32 | 32 | 32 | 32 | 32 | 32 | 32 | 32 | 32 | 32 | 32 | 32 | 32 | 32 | 32 | 32 | 32 | 32 | 32 | 32 | 32 | 32 | 32 | 32 | 32 | 32 | 32 | 32 | 32 | 32 | 32 | 32 | 32 | 32 | 32 | 32 | 32 | 32 | 32 | 32 | 32 | 32 | 32 | 32 | 32 | 32 | 32 | 32 | 32 | 32 | 32 | 32 | 32 | 32 | 32 | 32 | 32 | 32 | 32 | 32 | 32 | 32 | 32 | 32 | 32 | 32 | 32 | 32 | 32 | 32 | 32 | 32 | 32 | 32 | 32 | 32 | 32 | 32 | 32 | 32 | 32 | 32 | 32 | 32 | 32 | 32 | 32 | 32 | 32 | 32 | 32 | 32 | 32 | 32 | 32 | 32 | 32 | 32 | 32 | 32 | 32 | 32 | 32 | 32 | 32 | 32 | 32 | 32 | 32 | 32 | 32 | 32 | 32 | 32 | 32 | 32 | 32 | 32 | 32 | 32 | 32 | 32 | 32 | 32 | 32 | 32 | 32 | 32 | 32 | 32 | 32 | 32 | 32 | 32 | 32 | 32 | 32 | 32 | 32 | 32 | 32 | 32 | 32 | 32 | 32 | 32 | 32 | 32 | 32 | 32 | 32 | 32 | 32 | 32 | 32 | 32 | 32 | 32 | 32 | 32 | 32 | 32 | 32 | 32 | 32 | 32 | 32 | 32 | 32 | 32 | 32 | 32 | 32 | 32 | 32 | 32 | 32 | 32 | 32 | 32 | 32 | 32 | 32 | 32 | 32 | 32 | 32 | 32 | 32 | 32 | 32 | 32 | 32 | 32 | 32 | 32 | 32 | 32 | 32 | 32 | 32 | 32 | 32 | 32 | 32 | 32 | 32 | 32 | 32 | 32 | 32 | 32 | 32 | 32 | 32 | 32 | 32 | 32 | 32 | 32 | 32 | 32 | 32 | 32 | 32 | 32 | 32 | 32 | 32 | 32 | 32 | 32 | 32 | 32 | 32 | 32 | 32 | 32 | 32 | 32 | 32 | 32 | 32 | 32 | 32 | 32 | 32 | 32 | 32 | 32 | 32 | 32 | 32 | 32 | 32 | 32 | 32 | 32 | 32 | 32 | 32 | 32 | 32 | 32 | 32 | 32 | 32 | 32 | 32 | 32 | 32 | 32 | 32 | 32 | 32 | 32 | 32 | 32 | 32 | 32 | 32 | 32 | 32 | 32 | 32 | 32 | 32 | 32 | 32 | 32 | 32 | 32 | 32 | 32 | 32 | 32 | 32 | 32 | 32 | 32 | 32 | 32 | 32 | 32 | 32 | 32 | 32 | 32 | 32 | 32 | 32 | 32 | 32 | 32 | 32 | 32 | 32 | 32 | 32 | 32 | 32 | 32 | 32 | 32 | 32 | 32 | 32 | 32 | 32 | 32 | 32 | 32 | 32 | 32 | 32 | 32 | 32 | 32 | 32 | 32 | 32 | 32 | 32 | 32 | 32 | 32 | 32 | 32 | 32 | 32 | 32 | 32 | 32 | 32 | 32 | 32 | 32 | 32 | 32 | 32 | 32 | 32 | 32 | 32 | 32 | 32 | 32 | 32 | 32 | 32 | 32 | 32 | 32 | 32 | 32 | 32 | 32 | 32 | 32 | 32 | 32 | 32 | 32 | 32 | 32 | 32 | 32 | 32 | 32 | 32 | 32 | 32 | 32 | 32 | 32 | 32 | 32 | 32 | 32 | 32 | 32 | 32 | 32 | 32 | 32 | 32 | 32 | 32 | 32 | 32 | 32 | 32 | 32 | 32 | 32 | 32 | 32 | 32 | 32 | 32 | 32 | 32 | 32 | 32 | 32 | 32 | 32 | 32 | 32 | 32 | 32 | 32 | 32 | 32 | 32 | 32 | 32 | 32 | 32 | 32 | 32 | 32 | 32 | 32 | 32 | 32 | 32 | 32 | 32 | 32 | 32 | 32 | 32 | 32 | 32 | 32 | 32 | 32 | 32 | 32 | 32 | 32 | 32 | 32 | 32 | 32 | 32 | 32 | 32 | 32 | 32 | 32 | 32 | 32 | 32 | 32 | 32 | 32 | 32 | 32 | 32 | 32 | 32 | 32 | 32 | 32 | 32 | 32 | 32 | 32 | 32 | 32 | 32 | 32 | 32 | 32 | 32 | 32 | 32 | 32 | 32 | 32 | 32 | 32 | 32 | 32 | 32 | 32 | 32 | 32 | 32 | 32 | 32 | 32 | 32 | 32 | 32 | 32 | 32 | 32 | 32 | 32 | 32 | 32 | 32 | 32 | 32 | 32 | 32 | 32 | 32 | 32 | 32 | 32 | 32 | 32 | 32 | 32 | 32 | 32 | 32 | 32 | 32 | 32 | 32 | 32 | 32 | 32 | 32 | 32 | 32 | 32 | 32 | 32 | 32 | 32 | 32 | 32 | 32 | 32 | 32 | 32 | 32 | 32 | 32 | 32 | 32 | 32 | 32 | 32 | 32 | 32 | 32 | 32 | 32 | 32 | 32 | 32 | 32 | 32 | 32 | 32 | 32 | 32 | 32 | 32 | 32 | 32 | 32 | 32 | 32 | 32 | 32 | 32 | 32 | 32 | 32 | 32 | 32 | 32 | 32 | 32 | 32 | 32 | 32 | 32 | 32 | 32 | 32 | 32 | 32 | 32 | 32 | 32 | 32 | 32 | 32 | 32 | 32 | 32 | 32 | 32 | 32 | 32 | 32 | 32 | 32 | 32 | 32 | 32 | 32 | 32 | 32 | 32 | 32 | 32 | 32 | 32 | 32 | 32 | 32 | 32 | 32 | 32 | 32 | 32 | 32 | 32 | 32 | 32 | 32 | 32 | 32 | 32 | 32 | 32 | 32 | 32 | 32 | 32 | 32 | 32 | 32 | 32 | 32 | 32 | 32 | 32 | 32 | 32 | 32 | 32 | 32 | 32 | 32 | 32 | 32 | 32 | 32 | 32 | 32 | 32 | 32 | 32 | 32 | 32 | 32 | 32 | 32 | 32 | 32 | 32 | 32 | 32 | 32 | 32 | 32 | 32 | 32 | 32 | 32 | 32 | 32 | 32 | 32 | 32 | 32 | 32 | 32 | 32 | 32 | 32 | 32 | 32 | 32 | 32 | 32 | 32 | 32 | 32 | 32 | 32 | 32 | 32 | 32 | 32 | 32 | 32 | 32 | 32 | 32 | 32 | 32 | 32 | 32 | 32 | 32 | 32 | 32 | 32 | 32 | 32 | 32 | 32 | 32 | 32 | 32 | 32 | 32 | 32 | 32 | 32 | 32 | 32 | 32 | 32 | 32 | 32 | 32 | 32 | 32 | 32 | 32 | 32 | 32 | 32 | 32 | 32 | 32 | 32 | 32 | 32 | 32 | 32 | 32 | 32 | 32 | 32 | 32 | 32 | 32 | 32 | 32 | 32 | 32 | 32 | 32 | 32 | 32 | 32 | 32 | 32 | 32 | 32 | 32 | 32 | 32 | 32 | 32 | 32 | 32 | 32 | 32 | 32 | 32 | 32 | 32 | 32 | 32 | 32 | 32 | 32 | 32 | 32 | 32 | 32 | 32 | 32 | 32 | 32 | 32 | 32 | 32 | 32 | 32 | 32 | 32 | 32 | 32 | 32 | 32 | 32 | 32 | 32 | 32 | 32 | 32 | 32 | 32 | 32 | 32 | 32 | 32 | 32 | 32 | 32 | 32 | 32 | 32 | 32 | 32 | 32 | 32 | 32 | 32 | 32 | 32 | 32 | 32 | 32 | 32 | 32 | 32 | 32 | 32 | 32 | 32 | 32 | 32 | 32 | 32 | 32 | 32 | 32 | 32 | 32 | 32 | 32 | 32 | 32 | 32 | 32 | 32 | 32 | 32 | 32 | 32 | 32 | 32 | 32 | 32 | 32 | 32 | 32 | 32 | 32 | 32 | 32 | 32 | 32 | 32 | 32 | 32 | 32 | 32 | 32 | 32 | 32 | 32 | 32 | 32 | 32 | 32 | 32 | 32 | 32 | 32 | 32 | 32 | 32 | 32 | 32 | 32 | 32 | 32 | 32 | 32 | 32 | 32 | 32 | 32 | 32 | 32 | 32 | 32 | 32 | 32 | 32 | 32 | 32 | 32 | 32 | 32 | 32 | 32 | 32 | 32 | 32 | 32 | 32 | 32 | 32 | 32 | 32 | 32 | 32 | 32 | 32 | 32 | 32 | 32 | 32 | 32 | 32 | 32 | 32 | 32 | 32 | 32 | 32 | 32 | 32 | 32 | 32 | 32 | 32 | 32 | 32 | 32 | 32 | 32 | 32 | 32 | 32 | 32 | 32 | 32 | 32 | 32 | 32 | 32 | 32 | 32 | 32 | 32 | 32 | 32 | 32 | 32 | 32 | 32 | 32 | 32 | 32 | 32 | 32 | 32 | 32 | 32 | 32 | 32 | 32 | 32 | 32 | 32 | 32 | 32 | 32 | 32 | 32 | 32 | 32 | 32 | 32 | 32 | 32 | 32 | 32 | 32 | 32 | 32 | 32 | 32 | 32 | 32 | 32 | 32 | 32 | 32 | 32 | 32 | 32 | 32 | 32 | 32 | 32 | 32 | 32 | 32 | 32 | 32 | 32 | 32 | 32 | 32 | 32 | 32 | 32 | 32 | 32 | 32 | 32 | 32 | 32 | 32 | 32 | 32 | 32 | 32 | 32 | 32 | 32 | 32 | 32 | 32 | 32 | 32 | 32 | 32 | 32 | 32 | 32 | 32 | 32 | 32 | 32 | 32 | 32 | 32 | 32 | 32 | 32 | 32 | 32 | 32 | 32 | 32 | 32 | 32 | 32 | 32 | 32 | 32 | 32 | 32 | 32 | 32 | 32 | 32 | 32 | 32 | 32 | 32 | 32 | 32 | 32 | 32 | 32 | 32 | 32 | 32 | 32 | 32 | 32 | 32 | 32 | 32 | 32 | 32 | 32 | 32 | 32 | 32 | 32 | 32 | 32 | 32 | 32 | 32 | 32 | 32 | 32 | 32 | 32 | 32 | 32 | 32 | 32 | 32 | 32 | 32 | 32 | 32 | 32 | 32 | 32 | 32 | 32 | 32 | 32 | 32 | 32 | 32 | 32 | 32 | 32 | 32 | 32 | 32 | 32 | 32 | 32 | 32 | 32 | 32 | 32 | 32 | 32 | 32 | 32 | 32 | 32 | 32 | 32 | 32 | 32 | 32 | 32 | 32 | 32 | 32 | 32 | 32 | 32 | 32 | 32 | 32 | 32 | 32 | 32 | 32 | 32 | 32 | 32 | 32 | 32 | 32 | 32 | 32 | 32 | 32 | 32 | 32 | 32 | 32 | 32 | 32 | 32 | 32 | 32 | 32 | 32 | 32 | 32 | 32 | 32 | 32 | 32 | 32 | 32 | 32 | 32 | 32 | 32 | 32 | 32 | 32 | 32 | 32 | 32 | 32 | 32 | 32 | 32 | 32 | 32 | 32 | 32 | 32 | 32 | 32 | 32 | 32 | 32 | 32 | 32 | 32 | 32 | 32 | 32 | 32 | 32 | 32 | 32 | 32 | 32 | 32 | 32 | 32 | 32 | 32 | 32 | 32 | 32 | 32 | 32 | 32 | 32 | 32 | 32 | 32 | 32 | 32 | 32 | 32 | 32 | 32 | 32 | 32 | 32 | 32 | 32 | 32 | 32 | 32 | 32 | 32 | 32 | 32 | 32 | 32 | 32 | 32 | 32 | 32 | 32 | 32 | 32 | 32 | 32 | 32 | 32 | 32 | 32 | 32 | 32 | 32 | 32 | 32 | 32 | 32 | 32 | 32 | 32 | 32 | 32 | 32 | 32 | 32 | 32 | 32 | 32 | 32 | 32 | 32 | 32 | 32 | 32 | 32 | 32 | 32 | 32 | 32 | 32 | 32 | 32 | 32 | 32 | 32 | 32 | 32 | 32 | 32 | 32 | 32 | 32 | 32 | 32 | 32 | 32 | 32 | 32 | 32 | 32 | 32 | 32 | 32 | 32 | 32 | 32 | 32 | 32 | 32 | 32 | 32 | 32 | 32 | 32 | 32 | 32 | 32 | 32 | 32 | 32 | 32 | 32 | 32 | 32 | 32 | 32 | 32 | 32 | 32 | 32 | 32 | 32 | 32 | 32 | 32 | 32 | 32 | 32 | 32 | 32 | 32 | 32 | 32 | 32 | 32 | 32 | 32 | 32 | 32 | 32 | 32 | 32 | 32 | 32 | 32 | 32 | 32 | 32 | 32 | 32 | 32 | 32 | 32 | 32 | 32 | 32 | 32 | 32 | 32 | 32 | 32 | 32 | 32 | 32 | 32 | 32 | 32 | 32 | 32 | 32 | 32 | 32 | 32 | 32 | 32 | 32 | 32 | 32 | 32 | 32 | 32 | 32 | 32 | 32 | 32 | 32 | 32 | 32 | 32 | 32 | 32 | 32 | 32 | 32 | 32 | 32 | 32 | 32 | 32 | 32 | 32 | 32 | 32 | 32 | 32 | 32 | 32 | 32 | 32 | 32 | 32 | 32 | 32 | 32 | 32 | 32 | 32 | 32 | 32 | 32 | 32 | 32 | 32 | 32 | 32 | 32 | 32 | 32 | 32 | 32 | 32 | 32 | 32 | 32 | 32 | 32 | 32 | 32 | 32 | 32 | 32 | 32 | 32 | 32 | 32 | 32 | 32 | 32 | 32 | 32 | 32 | 32 | 32 | 32 | 32 | 32 | 32 | 32 | 32 | 32 | 32 | 32 | 32 | 32 | 32 | 32 | 32 | 32 | 32 | 32 | 32 | 32 | 32 | 32 | 32 | 32 | 32 | 32 | 32 | 32 | 32 | 32 | 32 | 32 | 32 | 32 | 32 | 32 | 32 | 32 | 32 | 32 | 32 | 32 | 32 | 32 | 32 | 32 | 32 | 32 | 32 | 32 | 32 | 32 | 32 | 32 | 32 | 32 | 32 | 32 | 32 | 32 | 32 | 32 | 32 | 32 | 32 | 32 | 32 | 32 | 32 | 32 | 32 | 32 | 32 | 32 | 32 | 32 | 32 | 32 | 32 | 32 | 32 | 32 | 32 | 32 | 32 | 32 | 32 | 32 | 32 | 32 | 32 | 32 | 32 | 32 | 32 | 32 | 32 | 32 | 32 | 32 | 32 | 32 | 32 | 32 | 32 | 32 | 32 | 32 | 32 | 32 | 32 | 32 | 32 | 32 | 32 | 32 | 32 | 32 | 32 | 32 | 32 | 32 | 32 | 32 | 32 | 32 | 32 | 32 | 32 | 32 | 32 | 32 | 32 | 32 | 32 | 32 | 32 | 32 | 32 | 32 | 32 | 32 | 32 | 32 | 32 | 32 | 32 | 32 | 32 | 32 | 32 | 32 | 32 | 32 | 32 | 32 | 32 | 32 | 32 | 32 | 32 | 32 | 32 | 32 | 32 | 32 | 32 | 32 | 32 | 32 | 32 | 32 | 32 | 32 | 32 | 32 | 32 | 32 | 32 | 32 | 32 | 32 | 32 | 32 | 32 | 32 | 32 | 32 | 32 | 32 | 32 | 32 | 32 | 32 | 32 | 32 | 32 | 32 | 32 | 32 | 32 | 32 | 32 | 32 | 32 | 32 | 32 | 32 | 32 | 32 | 32 | 32 | 32 | 32 | 32 | 32 | 32 | 32 | 32 | 32 | 32 | 32 | 32 | 32 | 32 | 32 | 32 | 32 | 32 | 32 | 32 | 32 | 32 | 32 | 32 | 32 | 32 | 32 | 32 | 32 | 32 | 32 | 32 | 32 | 32 | 32 | 32 | 32 | 32 | 32 | 32 | 32 | 32 | 32 | 32 | 32 | 32 | 32 | 32 | 32 | 32 | 32 | 32 | 32 | 32 | 32 | 32 | 32 | 32 | 32 | 32 | 32 | 32 | 32 | 32 | 32 | 32 | 32 | 32 | 32 | 32 | 32 | 32 | 32 | 32 | 32 | 32 | 32 | 32 | 32 | 32 | 32 | 32 | 32 | 32 | 32 | 32 | 32 | 32 | 32 | 32 | 32 | 32 | 32 | 32 | 32 | 32 | 32 | 32 | 32 | 32 | 32 | 32 | 32 | 32 | 32 | 32 | 32 | 32 | 32 | 32 | 32 | 32 | 32 | 32 | 32 | 32 | 32 | 32 | 32 | 32 | 32 | 32 | 32 | 32 | 32 | 32 | 32 | 32 | 32 | 32 | 32 | 32 | 32 | 32 | 32 | 32 | 32 | 32 | 32 | 32 | 32 | 32 | 32 | 32 | 32 | 32 | 32 | 32 | 32 | 32 | 32 | 32 | 32 | 32 | 32 | 32 | 32 | 32 | 32 | 32 | 32 | 32 | 32 | 32 | 32 | 32 | 32 | 32 | 32 | 32 | 32 | 32 | 32 | 32 | 32 | 32 | 32 | 32 | 32 | 32 | 32 | 32 | 32 | 32 | 32 | 32 | 32 | 32 | 32 | 32 | 32 | 32 | 32 | 32 | 32 | 32 | 32 | 32 | 32 | 32 | 32 | 32 | 32 | 32 | 32 | 32 | 32 | 32 | 32 | 32 | 32 | 32 | 32 | 32 | 32 | 32 | 32 | 32 | 32 | 32 | 32 | 32 | 32 | 32 | 32 | 32 | 32 | 32 | 32 | 32 | 32 | 32 | 32 | 32 | 32 | 32 | 32 | 32 | 32 | 32 | 32 | 32 | 32 | 32 | 32 | 32 | 32 | 32 | 32 | 32 | 32 | 32 | 32 | 32 | 32 | 32 | 32 | 32 | 32 | 32 | 32 | 32 | 32 | 32 | 32 | 32 | 32 | 32 | 32 | 32 | 32 | 32 | 32 | 32 | 32 | 32 | 32 | 32 | 32 | 32 | 32 | 32 | 32 | 32 | 32 | 32 | 32 | 32 | 32 | 32 | 32 | 32 | 32 | 32 | 32 | 32 | 32 | 32 | 32 | 32 | 32 | 32 | 32 | 32 | 32 | 32 | 32 | 32 | 32 | 32 | 32 | 32 | 32 | 32 | 32 | 32 | 32 | 32 | 32 | 32 | 32 | 32 | 32 | 32 | 32 | 32 | 32 | 32 | 32 | 32 | 32 | 32 | 32 | 32 | 32 | 32 | 32 | 32 | 32 | 32 | 32 | 32 | 32 | 32 | 32 | 32 | 32 | 32 | 32 | 32 | 32 | 32 | 32 | 32 | 32 | 32 | 32 | 32 | 32 | 32 | 32 | 32 | 32 | 32 | 32 | 32 | 32 | 32 | 32 | 32 | 32 | 32 | 32 | 32 | 32 | 32 | 32 | 32 | 32 | 32 | 32 | 32 | 32 | 32 | 32 | 32 | 32 | 32 | 32 | 32 | 32 | 32 | 32 | 32 | 32 | 32 | 32 | 32 | 32 | 32 | 32 | 32 | 32 | 32 | 32 | 32 | 32 | 32 | 32 | 32 | 32 | 32 | 32 | 32 | 32 | 32 | 32 | 32 | 32 | 32 | 32 | 32 | 32 | 32 | 32 | 32 | 32 | 32 | 32 | 32 | 32 | 32 | 32 | 32 | 32 | 32 | 32 | 32 | 32 | 32 | 32 | 32 | 32 | 32 | 32 | 32 | 32 | 32 | 32 | 32 | 32 | 32 | 32 | 32 | 32 | 32 | 32 | 32 | 32 | 32 | 32 | 32 | 32 | 32 | 32 | 32 | 32 | 32 | 32 | 32 | 32 | 32 | 32 | 32 | 32 | 32 | 32 | 32 | 32 | 32 | 32 | 32 | 32 | 32 | 32 | 32 | 32 | 32 | 32 | 32 | 32 | 32 | 32 | 32 | 32 | 32 | 32 | 32 | 32 | 32 | 32 | 32 | 32 | 32 | 32 | 32 | 32 | 32 | 32 | 32 | 32 | 32 | 32 | 32 | 32 | 32 | 32 | 32 | 32 | 32 | 32 | 32 | 32 | 32 | 32 | 32 | 32 | 32 | 32 | 32 | 32 | 32 | 32 | 32 | 32 | 32 | 32 | 32 | 32 | 32 | 32 | 32 | 32 | 32 | 32 | 32 | 32 | 32 | 32 | 32 | 32 | 32 | 32 | 32 | 32 | 32 | 32 | 32 | 32 | 32 | 32 | 32 | 32 | 32 | 32 | 32 | 32 | 32 | 32 | 32 | 32 | 32 | 32 | 32 | 32 | 32 | 32 | 32 | 32 | 32 | 32 | 32 | 32 | 32 | 32 | 32 | 32 | 32 | 32 | 32 | 32 | 32 | 32 | 32 | 32 | 32 | 32 | 32 | 32 | 32 | 32 | 32 | 32 | 32 | 32 | 32 | 32 | 32 | 32 | 32 | 32 | 32 | 32 | 32 | 32 | 32 | 32 | 32 | 32 | 32 | 32 | 32 | 32 | 32 | 32 | 32 | 32 | 32 | 32 | 32 | 32 | 32 | 32 | 32 | 32 | 32 | 32 | 32 | 32 | 32 | 32 | 32 | 32 | 32 | 32 | 32 | 32 | 32 | 32 | 32 | 32 | 32 | 32 | 32 | 32 | 32 | 32 | 32 | 32 | 32 | 32 | 32 | 32 | 32 | 32 | 32 | 32 | 32 | 32 | 32 | 32 | 32 | 32 | 32 | 32 | 32 | 32 | 32 | 32 | 32 | 32 | 32 | 32 | 32 | 32 | 32 | 32 | 32 | 32 | 32 | 32 | 32 | 32 | 32 | 32 | 32 | 32 | 32 | 32 | 32 | 32 | 32 | 32 | 32 | 32 | 32 | 32 | 32 | 32 | 32 | 32 | 32 | 32 | 32 | 32 | 32 | 32 | 32 | 32 | 32 | 32 | 32 | 32 | 32 | 32 | 32 | 32 | 32 | 32 | 32 | 32 | 32 | 32 | 32 | 32 | 32 | 32 | 32 | 32 | 32 | 32 | 32 | 32 | 32 | 32 | 32 | 32 | 32 | 32 | 32 | 32 | 32 | 32 | 32 | 32 | 32 | 32 | 32 | 32 | 32 | 32 | 32 | 32 | 32 | 32 | 32 | 32 | 32 | 32 | 32 | 32 | 32 | 32 | 32 | 32 | 32 | 32 | 32 | 32 | 32 | 32 | 32 | 32 | 32 | 32 | 32 | 32 | 32 | 32 | 32 | 32 | 32 | 32 | 32 | 32 | 32 | 32 | 32 | 32 | 32 | 32 | 32 | 32 | 32 | 32 | 32 | 32 | 32 | 32 | 32 | 32 | 32 | 32 | 32 | 32 | 32 | 32 | 32 | 32 | 32 | 32 | 32 | 32 | 32 | 32 | 32 | 32 | 32 | 32 | 32 | 32 | 32 | 32 | 32 | 32 | 32 | 32 | 32 | 32 | 32 | 32 | 32 | 32 | 32 | 32 | 32 | 32 | 32 | 32 | 32 | 32 | 32 | 32 | 32 | 32 | 32 | 32 | 32 | 32 | 32 | 32 | 32 | 32 | 32 | 32 | 32 | 32 | 32 | 32 | 32 | 32 | 32 | 32 | 32 | 32 | 32 | 32 | 32 | 32 | 32 | 32 | 32 | 32 | 32 | 32 | 32 | 32 | 32 | 32 | 32 | 32 | 32 | 32 | 32 | 32 | 32 | 32 | 32 | 32 | 32 | 32 | 32 | 32 | 32 | 32 | 32 | 32 | 32 | 32 | 32 | 32 | 32 | 32 | 32 | 32 | 32 | 32 | 32 | 32 | 32 | 32 | 32 | 32 | 32 | 32 | 32 | 32 | 32 | 32 | 32 | 32 | 32 | 32 | 32 | 32 | 32 | 32 | 32 | 32 | 32 | 32 | 32 | 32 | 32 | 32 | 32 | 32 | 32 | 32 | 32 | 32 | 32 | 32 | 32 | 32 | 32 | 32 | 32 | 32 | 32 | 32 | 32 | 32 | 32 | 32 | 32 | 32 | 32 | 32 | 32 | 32 | 32 | 32 | 32 | 32 | 32 | 32 | 32 | 32 | 32 | 32 | 32 | 32 | 32 | 32 | 32 | 32 | 32 | 32 | 32 | 32 | 32 | 32 | 32 | 32 | 32 | 32 | 32 | 32 | 32 | 32 | 32 | 32 | 32 | 32 | 32 | 32 | 32 | 32 | 32 | 32 | 32 | 32 | 32 | 32 | 32 | 32 | 32 | 32 | 32 | 32 | 32 | 32 | 32 | 32 | 32 | 32 | 32 | 32 | 32 | 32 | 32 | 32 | 32 | 32 | 32 | 32 | 32 | 32 | 32 | 32 | 32 | 32 | 32 | 32 | 32 | 32 | 32 | 32 | 32 | 32 | 32 | 32 | 32 | 32 | 32 | 32 | 32 | 32 | 32 | 32 | 32 | 32 | 32 | 32 | 32 | 32 | 32 | 32 | 32 | 32 | 32 | 32 | 32 | 32 | 32 | 32 | 32 | 32 | 32 | 32 | 32 | 32 | 32 | 32 | 32 | 32 | 32 | 32 | 32 | 32 | 32 | 32 | 32 | 32 | 32 | 32 | 32 | 32 | 32 | 32 | 32 | 32 | 32 | 32 | 32 | 32 | 32 | 32 | 32 | 32 | 32 | 32 | 32 | 32 | 32 | 32 | 32 | 32 | 32 | 32 | 32 | 32 | 32 | 32 | 32 | 32 | 32 | 32 | 32 | 32 | 32 | 32 | 32 | 32 | 32 | 32 | 32 | 32 | 32 | 32 | 32 | 32 | 32 | 32 | 32 | 32 | 32 | 32 | 32 | 32 | 32 | 32 | 32 | 32 | 32 | 32 | 32 | 32 | 32 | 32 | 32 | 32 | 32 | 32 | 32 | 32 | 32 | 32 | 32 | 32 | 32 | 32 | 32 | 32 | 32 | 32 | 32 | 32 | 32 | 32 | 32 | 32 | 32 | 32 | 32 | 32 | 32 | 32 | 32 | 32 | 32 | 32 | 32 | 32 | 32 | 32 | 32 | 32 | 32 | 32 | 32 | 32 | 32 | 32 | 32 | 32 | 32 | 32 | 32 | 32 | 32 | 32 | 32 | 32 | 32 | 32 | 32 | 32 | 32 | 32 | 32 | 32 | 32 | 32 | 32 | 32 | 32 | 32 | 32 | 32 | 32 | 32 | 32 | 32 | 32 | 32 | 32 | 32 | 32 | 32 | 32 | 32 | 32 | 32 | 32 | 32 | 32 | 32 | 32 | 32 | 32 | 32 | 32 | 32 | 32 | 32 | 32 | 32 | 32 | 32 | 32 | 32 | 32 | 32 | 32 | 32 | 32 | 32 | 32 | 32 | 32 | 32 | 32 | 32 | 32 | 32 | 32 | 32 | 32 | 32 | 32 | 32 | 32 | 32 | 32 | 32 | 32 | 32 | 32 | 32 | 32 | 32 | 32 | 32 | 32 | 32 | 32 | 32 | 32 | 32 | 32 | 32 | 32 | 32 | 32 | 32 | 32 | 32 | 32 | 32 | 32 | 32 | 32 | 32 | 32 | 32 | 32 | 32 | 32 | 32 | 32 | 32 | 32 | 32 | 32 | 32 | 32 | 32 | 32 | 32 | 32 | 32 | 32 | 32 | 32 | 32 | 32 | 32 | 32 | 32 | 32 | 32 | 32 | 32 | 32 | 32 | 32 | 32 | 32 | 32 | 32 | 32 | 32 | 32 | 32 | 32 | 32 | 32 | 32 | 32 | 32 | 32 | 32 | 32 | 32 | 32 | 32 | 32 | 32 | 32 | 32 | 32 | 32 | 32 | 32 | 32 | 32 | 32 | 32 | 32 | 32 | 32 | 32 | 32 | 32 | 32 | 32 | 32 | 32 | 32 | 32 | 32 | 32 | 32 | 32 | 32 | 32 | 32 | 32 | 32 | 32 | 32 | 32 | 32 | 32 | 32 | 32 | 32 | 32 | 32 | 32 | 32 | 32 | 32 | 32 | 32 | 32 | 32 | 32 | 32 | 32 | 32 | 32 | 32 | 32 | 32 | 32 | 32 | 32 | 32 | 32 | 32 | 32 | 32 | 32 | 32 | 32 | 32 | 32 | 32 | 32 | 32 | 32 | 32 | 32 | 32 | 32 | 32 | 32 | 32 | 32 | 32 | 32 | 32 | 32 | 32 | 32 | 32 | 32 | 32 | 32 | 32 | 32 | 32 | 32 | 32 | 32 | 32 | 32 | 32 | 32 | 32 | 32 | 32 | 32 | 32 | 32 | 32 | 32 | 32 | 32 | 32 | 32 | 32 | 32 | 32 | 32 | 32 | 32 | 32 | 32 | 32 | 32 | 32 | 32 | 32 | 32 | 32 | 32 | 32 | 32 | 32 | 32 | 32 | 32 | 32 | 32 | 32 | 32 | 32 | 32 | 32 | 32 | 32 | 32 | 32 | 32 | 32 | 32 | 32 | 32 | 32 | 32 | 32 | 32 | 32 | 32 | 32 | 32 | 32 | 32 | 32 | 32 | 32 | 32 | 32 | 32 | 32 | 32 | 32 | 32 | 32 | 32 | 32 | 32 | 32 | 32 | 32 | 32 | 32 | 32 | 32 | 32 | 32 | 32 | 32 | 32 | 32 | 32 | 32 | 32 | 32 | 32 | 32 | 32 | 32 | 32 | 32 | 32 | 32 | 32 | 32 | 32 | 32 | 32 | 32 | 32 | 32 | 32 | 32 | 32 | 32 | 32 | 32 | 32 | 32 | 32 | 32 | 32 | 32 | 32 | 32 | 32 | 32 | 32 | 32 | 32 | 32 | 32 | 32 | 32 | 32 | 32 | 32 | 32 | 32 | 32 | 32 | 32 | 32 | 32 | 32 | 32 | 32 | 32 | 32 | 32 | 32 | 32 | 32 | 32 | 32 | 32 | 32 | 32 | 32 | 32 | 32 | 32 | 32 | 32 | 32 | 32 | 32 | 32 | 32 | 32 | 32 | 32 | 32 | 32 | 32 | 32 | 32 | 32 | 32 | 32 | 32 | 32 | 32 | 32 | 32 | 32 | 32 | 32 | 32 | 32 | 32 | 32 | 32 | 32 | 32 | 32 | 32 | 32 | 32 | 32 | 32 | 32 | 32 | 32 | 32 | 32 | 32 | 32 | 32 | 32 | 32 | 32 | 32 | 32 | 32 | 32 | 32 | 32 | 32 | 32 | 32 | 32 | 32 | 32 | 32 | 32 | 32 | 32 | 32 | 32 | 32 | 32 | 32 | 32 | 32 | 32 | 32 | 32 | 32 | 32 | 32 | 32 | 32 | 32 | 32 | 32 | 32 | 32 | 32 | 32 | 32 | 32 | 32 | 32 | 32 | 32 | 32 | 32 | 32 | 32 | 32 | 32 | 32 | 32 | 32 | 32 | 32 | 32 | 32 | 32 | 32 | 32 | 32 | 32 | 32 | 32 | 32 | 32 | 32 | 32 | 32 | 32 | 32 | 32 | 32 | 32 | 32 | 32 | 32 | 32 | 32 | 32 | 32 | 32 | 32 | 32 | 32 | 32 | 32 | 32 | 32 | 32 | 32 | 32 | 32 | 32 | 32 | 32 | 32 | 32 | 32 | 32 | 32 | 32 | 32 | 32 | 32 | 32 | 32 | 32 | 32 | 32 | 32 | 32 | 32 | 32 | 32 | 32 | 32 | 32 | 32 | 32 | 32 | 32 | 32 | 32 | 32 | 32 | 32 | 32 | 32 | 32 | 32 | 32 | 32 | 32 | 32 | 32 | 32 | 32 | 32 | 32 | 32 | 32 | 32 | 32 | 32 | 32 | 32 | 32 | 32 | 32 | 32 | 32 | 32 | 32 | 32 | 32 | 32 | 32 | 32 | 32 | 32 | 32 | 32 | 32 | 32 | 32 | 32 | 32 | 32 | 32 | 32 | 32 | 32 | 32 | 32 | 32 | 32 | 32 | 32 | 32 | 32 | 32 | 32 | 32 | 32 | 32 | 32 | 32 | 32 | 32 | 32 | 32 | 32 | 32 | 32 | 32 | 32 | 32 | 32 | 32 | 32 | 32 | 32 | 32 | 32 | 32 | 32 | 32 | 32 | 32 | 32 | 32 | 32 | 32 | 32 | 32 | 32 | 32 | 32 | 32 | 32 | 32 | 32 | 32 | 32 | 32 | 32 | 32 | 32 | 32 | 32 | 32 | 32 | 32 | 32 | 32 | 32 | 32 | 32 | 32 | 32 | 32 | 32 | 32 | 32 | 32 | 32 | 32 | 32 | 32 | 32 | 32 | 32 | 32 | 32 | 32 | 32 | 32 | 32 | 32 | 32 | 32 | 32 | 32 | 32 | 32 | 32 | 32 | 32 | 32 | 32 | 32 | 32 | 32 | 32 | 32 | 32 | 32 | 32 | 32 | 32 | 32 | 32 | 32 | 32 | 32 | 32 | 32 | 32 | 32 | 32 | 32 | 32 | 32 | 32 | 32 | 32 | 32 | 32 | 32 | 32 | 32 | 32 | 32 | 32 | 32 | 32 | 32 | 32 | 32 | 32 | 32 | 32 | 32 | 32 | 32 | 32 | 32 | 32 | 32 | 32 | 32 | 32 | 32 | 32 | 32 | 32 | 32 | 32 | 32 | 32 | 32 | 32 | 32 | 32 | 32 | 32 | 32 | 32 | 32 | 32 | 32 | 32 | 32 | 32 | 32 | 32 | 32 | 32 | 32 | 32 | 32 | 32 | 32 | 32 | 32 | 32 | 32 | 32 | 32 | 32 | 32 | 32 | 32 | 32 | 32 | 32 | 32 | 32 | 32 | 32 | 32 | 32 | 32 | 32 | 32 | 32 | 32 | 32 | 32 | 32 | 32 | 32 | 32 | 32 | 32 | 32 | 32 | 32 | 32 | 32 | 32 | 32 | 32 | 32 | 32 | 32 | 32 | 32 | 32 | 32 | 32 | 32 | 32 | 32 | 32 | 32 | 32 | 32 | 32 | 32 | 32 | 32 | 32 | 32 | 32 | 32 | 32 | 32 | 32 | 32 | 32 | 32 | 32 | 32 | 32 | 32 | 32 | 32 | 32 | 32 | 32 | 32 | 32 | 32 | 32 | 32 | 32 | 32 | 32 | 32 | 32 | 32 | 32 | 32 | 32 | 32 | 32 | 32 | 32 | 32 | 32 | 32 | 32 | 32 | 32 | 32 | 32 | 32 | 32 | 32 | 32 | 32 | 32 | 32 | 32 | 32 | 32 | 32 | 32 | 32 | 32 | 32 | 32 | 32 | 32 | 32 | 32 | 32 | 32 | 32 | 32 | 32 | 32 | 32 | 32 | 32 | 32 | 32 | 32 | 32 | 32 | 32 | 32 | 32 | 32 | 32 | 32 | 32 | 32 | 32 | 32 | 32 | 32 | 32 | 32 | 32 | 32 | 32 | 32 | 32 | 32 | 32 | 32 | 32 | 32 | 32 | 32 | 32 | 32 | 32 | 32 | 32 | 32 | 32 | 32 | 32 | 32 | 32 | 32 | 32 | 32 | 32 | 32 | 32 | 32 | 32 | 32 | 32 | 32 | 32 | 32 | 32 | 32 | 32 | 32 | 32 | 32 | 32 | 32 | 32 | 32 | 32 | 32 | 32 | 32 | 32 | 32 | 32 | 32 | 32 | 32 | 32 | 32 | 32 | 32 | 32 | 32 | 32 | 32 | 32 | 32 | 32 | 32 | 32 | 32 | 32 | 32 | 32 | 32 | 32 | 32 | 32 | 32 | 32 | 32 | 32 | 32 | 32 | 32 | 32 | 32 | 32 | 32 | 32 | 32 | 32 | 32 | 32 | 32 | 32 | 32 | 32 | 32 | 32 | 32 | 32 | 32 | 32 | 32 | 32 | 32 | 32 | 32 | 32 | 32 | 32 | 32 | 32 | 32 | 32 | 32 | 32 | 32 | 32 | 32 | 32 | 32 | 32 | 32 | 32 | 32 | 32 | 32 | 32 | 32 | 32 | 32 | 32 | 32 | 32 | 32 | 32 | 32 | 32 | 32 | 32 | 32 | 32 | 32 | 32 | 32 | 32 | 32 | 32 | 32 | 32 | 32 | 32 | 32 | 32 | 32 | 32 | 32 | 32 | 32 | 32 | 32 | 32 | 32 | 32 | 32 | 32 | 32 | 32 | 32 | 32 | 32 | 32 | 32 | 32 | 32 | 32 | 32 | 32 | 32 | 32 | 32 | 32 | 32 | 32 | 32 | 32 | 32 | 32 | 32 | 32 | 32 | 32 | 32 | 32 | 32 | 32 | 32 | 32 | 32 | 32 | 32 | 32 | 32 | 32 | 32 | 32 | 32 | 32 | 32 | 32 | 32 | 32 | 32 | 32 | 32 | 32 | 32 | 32 | 32 | 32 | 32 | 32 | 32 | 32 | 32 | 32 | 32 | 32 | 32 | 32 | 32 | 32 | 32 | 32 | 32 | 32 | 32 | 32 | 32 | 32 | 32 | 32 | 32 | 32 | 32 | 32 | 32 | 32 | 32 | 32 | 32 | 32 | 32 | 32 | 32 | 32 | 32 | 32 | 32 | 32 | 32 | 32 | 32 | 32 | 32 | 32 | 32 | 32 | 32 | 32 | 32 | 32 | 32 | 32 | 32 | 32 | 32 | 32 | 32 | 32 | 32 | 32 | 32 | 32 | 32 | 32 | 32 | 32 | 32 | 32 | 32 | 32 | 32 | 32 | 32 | 32 | 32 | 32 | 32 | 32 | 32 | 32 | 32 | 32 | 32 | 32 | 32 | 32 | 32 | 32 | 32 | 32 | 32 | 32 | 32 | 32 | 32 | 32 | 32 | 32 | 32 | 32 | 32 | 32 | 32 | 32 | 32 | 32 | 32 | 32 | 32 | 32 | 32 | 32 | 32 | 32 | 32 | 32 | 32 | 32 | 32 | 32 | 32 | 32 | 32 | 32 | 32 | 32 | 32 | 32 | 32 | 32 | 32 | 32 | 32 | 32 | 32 | 32 | 32 | 32 | 32 | 32 | 32 | 32 | 32 | 32 | 32 | 32 | 32 | 32 | 32 | 32 | 32 | 32 | 32 | 32 | 32 | 32 | 32 | 32 | 32 | 32 | 32 | 32 | 32 | 32 | 32 | 32 | 32 | 32 | 32 | 32 | 32 | 32 | 32 | 32 | 32 | 32 | 32 | 32 | 32 | 32 | 32 | 32 | 32 | 32 | 32 | 32 | 32 | 32 | 32 | 32 | 32 | 32 | 32 | 32 | 32 | 32 | 32 | 32 | 32 | 32 | 32 | 32 | 32 | 32 | 32 | 32 | 32 | 32 | 32 | 32 | 32 | 32 | 32 | 32 | 32 | 32 | 32 | 32 | 32 | 32 | 32 | 32 | 32 | 32 | 32 | 32 | 32 | 32 | 32 | 32 | 32 | 32 | 32 | 32 | 32 | 32 | 32 | 32 | 32 | 32 | 32 | 32 | 32 | 32 | 32 | 32 | 32 | 32 | 32 | 32 | 32 | 32 | 32 | 32 | 32 | 32 | 32 | 32 | 32 | 32 | 32 | 32 | 32 | 32 | 32 | 32 | 32 | 32 | 32 | 32 | 32 | 32 | 32 | 32 | 32 | 32 | 32 | 32 | 32 | 32 | 32 | 32 | 32 | 32 | 32 | 32 | 32 | 32 | 32 | 32 | 32 | 32 | 32 | 32 | 32 | 32 | 32 | 32 | 32 | 32 | 32 | 32 | 32 | 32 | 32 | 32 | 32 | 32 | 32 | 32 | 32 | 32 | 32 | 32 | 32 | 32 | 32 | 32 | 32 | 32 | 32 | 32 | 32 | 32 | 32 | 32 | 32 | 32 | 32 | 32 | 32 | 32 | 32 | 32 | 32 | 32 | 32 | 32 | 32 | 32 | 32 | 32 | 32 | 32 | 32 | 32 | 32 | 32 | 32 | 32 | 32 | 32 | 32 | 32 | 32 | 32 | 32 | 32 | 32 | 32 | 32 | 32 | 32 | 32 | 32 | 32 | 32 | 32 | 32 | 32 | 32 | 32 | 32 | 32 | 32 | 32 | 32 | 32 | 32 | 32 | 32 | 32 | 32 | 32 | 32 | 32 | 32 | 32 | 32 | 32 | 32 | 32 | 32 | 32 | 32 | 32 | 32 | 32 | 32 | 32 | 32 | 32 | 32 | 32 | 32 | 32 | 32 | 32 | 32 | 32 | 32 | 32 | 32 | 32 | 32 | 32 | 32 | 32 | 32 | 32 | 32 | 32 | 32 | 32 | 32 | 32 | 32 | 32 | 32 | 32 | 32 | 32 | 32 | 32 | 32 | 32 | 32 | 32 | 32 | 32 | 32 | 32 | 32 | 32 | 32 | 32 | 32 | 32 | 32 | 32 | 32 | 32 | 32 | 32 | 32 | 32 | 32 | 32 | 32 | 32 | 32 | 32 | 32 | 32 | 32 | 32 | 32 | 32 | 32 | 32 | 32 | 32 | 32 | 32 | 32 | 32 | 32 | 32 | 32 | 32 | 32 | 32 | 32 | 32 | 32 | 32 | 32 | 32 | 32 | 32 | 32 | 32 | 32 | 32 | 32 | 32 | 32 | 32 | 32 | 32 | 32 | 32 | 32 | 32 | 32 | 32 | 32 | 32 | 32 | 32 | 32 | 32 | 32 | 32 | 32 | 32 | 32 | 32 | 32 | 32 | 32 | 32 | 32 | 32 | 32 | 32 | 32 | 32 | 32 | 32 | 32 | 32 | 32 | 32 | 32 | 32 | 32 | 32 | 32 | 32 | 32 | 32 | 32 | 32 | 32 | 32 | 32 | 32 | 32 | 32 | 32 | 32 | 32 | 32 | 32 | 32 | 32 | 32 | 32 | 32 | 32 | 32 | 32 | 32 | 32 | 32 | 32 | 32 | 32 | 32 | 32 | 32 | 32 | 32 | 32 | 32 | 32 | 32 | 32 | 32 | 32 | 32 | 32 | 32 | 32 | 32 | 32 | 32 | 32 | 32 | 32 | 32 | 32 | 32 | 32 | 32 | 32 | 32 | 32 | 32 | 32 | 32 | 32 | 32 | 32 | 32 | 32 | 32 | 32 | 32 | 32 | 32 | 32 | 32 | 32 | 32 | 32 | 32 | 32 | 32 | 32 | 32 | 32 | 32 | 32 | 32 | 32 | 32 | 32 | 32 | 32 | 32 | 32 | 32 | 32 | 32 | 32 | 32 | 32 | 32 | 32 | 32 | 32 | 32 | 32 | 32 | 32 | 32 | 32 | 32 | 32 | 32 | 32 | 32 | 32 | 32 | 32 | 32 | 32 | 32 | 32 | 32 | 32 | 32 | 32 | 32 | 32 | 32 | 32 | 32 | 32 | 32 | 32 | 32 | 32 | 32 | 32 | 32 | 32 | 32 | 32 | 32 | 32 | 32 | 32 | 32 | 32 | 32 | 32 | 32 | 32 | 32 | 32 | 32 | 32 | 32 | 32 | 32 | 32 | 32 | 32 | 32 | 32 | 32 | 32 | 32 | 32 | 32 | 32 | 32 | 32 | 32 | 32 | 32 | 32 | 32 | 32 | 32 | 32 | 32 | 32 | 32 | 32 | 32 | 32 | 32 | 32 | 32 | 32 | 32 | 32 | 32 | 32 | 32 | 32 | 32 | 32 | 32 | 32 | 32 | 32 | 32 | 32 | 32 | 32 | 32 | 32 | 32 | 32 | 32 | 32 | 32 | 32 | 32 | 32 | 32 | 32 | 32 | 32 | 32 | 32 | 32 | 32 | 32 | 32 | 32 | 32 | 32 | 32 | 32 | 32 | 32 | 32 | 32 | 32 | 32 | 32 | 32 | 32 | 32 | 32 | 32 | 32 | 32 | 32 | 32 | 32 | 32 | 32 | 32 | 32 | 32 | 32 | 32 | 32 | 32 | 32 | 32 | 32 | 32 | 32 | 32 | 32 | 32 | 32 | 32 | 32 | 32 | 32 | 32 | 32 | 32 | 32 | 32 | 32 | 32 | 32 | 32 | 32 | 32 | 32 | 32 | 32 | 32 | 32 | 32 | 32 | 32 | 32 | 32 | 32 | 32 | 32 | 32 | 32 | 32 | 32 | 32 | 32 | 32 | 32 | 32 | 32 | 32 | 32 | 32 | 32 | 32 | 32 | 32 | 32 | 32 | 32 | 32 | 32 | 32 | 32 | 32 | 32 | 32 | 32 | 32 | 32 | 32 | 32 | 32 | 32 | 32 | 32 | 32 | 32 | 32 | 32 | 32 | 32 | 32 | 32 | 32 | 32 | 32 | 32 | 32 | 32 | 32 | 32 | 32 | 32 | 32 | 32 | 32 | 32 | 32 | 32 | 32 | 32 | 32 | 32 | 32 | 32 | 32 | 32 | 32 | 32 | 32 | 32 | 32 | 32 | 32 | 32 | 32 | 32 | 32 | 32 | 32 | 32 | 32 | 32 | 32 | 32 | 32 | 32 | 32 | 32 | 32 | 32 | 32 | 32 | 32 | 32 | 32 | 32 | 32 | 32 | 32 | 32 | 32 | 32 | 32 | 32 | 32 | 32 | 32 | 32 | 32 | 32 | 32 | 32 | 32 | 32 | 32 | 32 | 32 | 32 | 32 | 32 | 32 | 32 | 32 | 32 | 32 | 32 | 32 | 32 | 32 | 32 | 32 | 32 | 32 | 32 | 32 | 32 | 32 | 32 | 32 | 32 | 32 | 32 | 32 | 32 | 32 | 32 | 32 | 32 | 32 | 32 | 32 | 32 | 32 | 32 | 32 | 32 | 32 | 32 | 32 | 32 | 32 | 32 | 32 | 32 | 32 | 32 | 32 | 32 | 32 | 32 | 32 | 32 | 32 | 32 | 32 | 32 | 32 | 32 | 32 | 32 | 32 | 32 | 32 | 32 | 32 | 32 | 32 | 32 | 32 | 32 | 32 | 32 | 32 | 32 | 32 | 32 | 32 | 32 | 32 | 32 | 32 | 32 | 32 | 32 | 32 | 32 | 32 | 32 | 32 | 32 | 32 | 32 | 32 | 32 | 32 | 32 | 32 | 32 | 32 | 32 | 32 | 32 | 32 | 32 | 32 | 32 | 32 | 32 | 32 | 32 | 32 | 32 | 32 | 32 | 32 | 32 | 32 | 32 | 32 | 32 | 32 | 32 | 32 | 32 | 32 | 32 | 32 | 32 | 32 | 32 | 32 | 32 | 32 | 32 | 32 | 32 | 32 | 32 | 32 | 32 | 32 | 32 | 32 | 32 | 32 | 32 | 32 | 32 | 32 | 32 | 32 | 32 | 32 | 32 | 32 | 32 | 32 | 32 | 32 | 32 | 32 | 32 | 32 | 32 | 32 | 32 | 32 | 32 | 32 | 32 | 32 | 32 | 32 | 32 | 32 | 32 | 32 | 32 | 32 | 32 | 32 | 32 | 32 | 32 | 32 | 32 | 32 | 32 | 32 | 32 | 32 | 32 | 32 | 32 | 32 | 32 | 32 | 32 | 32 | 32 | 32 | 32 | 32 | 32 | 32 | 32 | 32 | 32 | 32 | 32 | 32 | 32 | 32 | 32 | 32 | 32 | 32 | 32 | 32 | 32 | 32 | 32 | 32 | 32 | 32 | 32 | 32 | 32 | 32 | 32 | 32 | 32 | 32 | 32 | 32 | 32 | 32 | 32 | 32 | 32 | 32 | 32 | 32 | 32 | 32 | 32 | 32 | 32 | 32 | 32 | 32 | 32 | 32 | 32 | 32 | 32 | 32 | 32 | 32 | 32 | 32 | 32 | 32 | 32 | 32 | 32 | 32 | 32 | 32 | 32 | 32 | 32 | 32 | 32 | 32 | 32 | 32 | 32 | 32 | 32 | 32 | 32 | 32 | 32 | 32 | 32 | 32 | 32 | 32 | 32 | 32 | 32 | 32 | 32 | 32 | 32 | 32 | 32 | 32 | 32 | 32 | 32 | 32 | 32 | 32 | 32 | 32 | 32 | 32 | 32 | 32 | 32 | 32 | 32 | 32 | 32 | 32 | 32 | 32 | 32 | 32 | 32 | 32 | 32 | 32 | 32 | 32 | 32 | 32 | 32 | 32 | 32 | 32 | 32 | 32 | 32 | 32 | 32 | 32 | 32 | 32 | 32 | 32 | 32 | 32 | 32 | 32 | 32 | 32 | 32 | 32 | 32 | 32 | 32 | 32 | 32 | 32 | 32 | 32 | 32 | 32 | 32 | 32 | 32 | 32 | 32 | 32 | 32 | 32 | 32 | 32 | 32 | 32 | 32 | 32 | 32 | 32 | 32 | 32 | 32 | 32 | 32 | 32 | 32 | 32 | 32 | 32 | 32 | 32 | 32 | 32 | 32 | 32 | 32 | 32 | 32 | 32 | 32 | 32 | 32 | 32 | 32 | 32 | 32 | 32 | 32 | 32 | 32 | 32 | 32 | 32 | 32 | 32 | 32 | 32 | 32 | 32 | 32 | 32 | 32 | 32 | 32 | 32 | 32 | 32 | 32 | 32 | 32 | 32 | 32 | 32 | 32 | 32 | 32 | 32 | 32 | 32 | 32 | 32 | 32 | 32 | 32 | 32 | 32 | 32 | 32 | 32 | 32 | 32 | 32 | 32 | 32 | 32 | 32 | 32 | 32 | 32 | 32 | 32 | 32 | 32 | 32 | 32 | 32 | 32 | 32 | 32 | 32 | 32 | 32 | 32 | 32 | 32 | 32 | 32 | 32 | 32 | 32 | 32 | 32 | 32 | 32 | 32 | 32 | 32 | 32 | 32 | 32 | 32 | 32 | 32 | 32 | 32 | 32 | 32 | 32 | 32 | 32 | 32 | 32 | 32 | 32 | 32 | 32 | 32 | 32 | 32 | 32 | 32 | 32 | 32 | 32 | 32 | 32 | 32 | 32 | 32 | 32 | 32 | 32 | 32 | 32 | 32 | 32 | 32 | 32 | 32 | 32 | 32 | 32 | 32 | 32 | 32 | 32 | 32 | 32 | 32 | 32 | 32 | 32 | 32 | 32 | 32 | 32 | 32 | 32 | 32 | 32 | 32 | 32 | 32 | 32 | 32 | 32 | 32 | 32 | 32 | 32 | 32 | 32 | 32 | 32 | 32 | 32 | 32 | 32 | 32 | 32 | 32 | 32 | 32 | 32 | 32 | 32 | 32 | 32 | 32 | 32 | 32 | 32 | 32 | 32 | 32 | 32 | 32 | 32 | 32 | 32 | 32 | 32 | 32 | 32 | 32 | 32 | 32 | 32 | 32 | 32 | 32 | 32 | 32 | 32 | 32 | 32 | 32 | 32 | 32 | 32 | 32 | 32 | 32 | 32 | 32 | 32 | 32 | 32 | 32 | 32 | 32 | 32 | 32 | 32 | 32 | 32 | 32 | 32 | 32 | 32 | 32 | 32 | 32 | 32 | 32 | 32 | 32 | 32 | 32 | 32 | 32 | 32 | 32 | 32 | 32 | 32 | 32 | 32 | 32 | 32 | 32 | 32 | 32 | 32 | 32 | 32 | 32 | 32 | 32 | 32 | 32 | 32 | 32 | 32 | 32 | 32 | 32 | 32 | 32 | 32 | 32 | 32 | 32 | 32 | 32 | 32 | 32 | 32 | 32 | 32 | 32 | 32 | 32 | 32 | 32 | 32 | 32 | 32 | 32 | 32 | 32 | 32 | 32 | 32 | 32 | 32 | 32 | 32 | 32 | 32 | 32 | 32 | 32 | 32 | 32 | 32 | 32 | 32 | 32 | 32 | 32 | 32 | 32 | 32 | 32 | 32 | 32 | 32 | 32 | 32 | 32 | 32 | 32 | 32 | 32 | 32 | 32 | 32 | 32 | 32 | 32 | 32 | 32 | 32 | 32 | 32 | 32 | 32 | 32 | 32 | 32 | 32 | 32 | 32 | 32 | 32 | 32 | 32 | 32 | 32 | 32 | 32 | 32 | 32 | 32 | 32 | 32 | 32 | 32 | 32 | 32 | 32 | 32 | 32 | 32 | 32 | 32 | 32 | 32 | 32 | 32 | 32 | 32 | 32 | 32 | 32 | 32 | 32 | 32 | 32 | 32 | 32 | 32 | 32 | 32 | 32 | 32 | 32 | 32 | 32 | 32 | 32 | 32 | 32 | 32 | 32 | 32 | 32 | 32 | 32 | 32 | 32 | 32 | 32 | 32 | 32 | 32 | 32 | 32 | 32 | 32 | 32 | 32 | 32 | 32 | 32 | 32 | 32 | 32 | 32 | 32 | 32 | 32 | 32 | 32 | 32 | 32 | 32 | 32 | 32 | 32 | 32 | 32 | 32 | 32 | 32 | 32 | 32 | 32 | 32 | 32 | 32 | 32 | 32 | 32 | 32 | 32 | 32 | 32 | 32 | 32 | 32 | 32 | 32 | 32 | 32 | 32 | 32 | 32 | 32 | 32 | 32 | 32 | 32 | 32 | 32 | 32 | 32 | 32 | 32 | 32 | 32 | 32 | 32 | 32 | 32 | 32 | 32 | 32 | 32 | 32 | 32 | 32 | 32 | 32 | 32 | 32 | 32 | 32 | 32 | 32 | 32 | 32 | 32 | 32 | 32 | 32 | 32 | 32 | 32 | 32 | 32 | 32 | 32 | 32 | 32 | 32 | 32 | 32 | 32 | 32 | 32 | 32 | 32 | 32 | 32 | 32 | 32 | 32 | 32 | 32 | 32 | 32 | 32 | 32 | 32 | 32 | 32 | 32 | 32 | 32 | 32 | 32 | 32 | 32 | 32 | 32 | 32 | 32 | 32 | 32 | 32 | 32 | 32 | 32 | 32 | 32 | 32 | 32 | 32 | 32 | 32 | 32 | 32 | 32 | 32 | 32 | 32 | 32 | 32 | 32 | 32 | 32 | 32 | 32 | 32 | 32 | 32 | 32 | 32 | 32 | 32 | 32 | 32 | 32 | 32 | 32 | 32 | 32 | 32 | 32 | 32 | 32 | 32 | 32 | 32 | 32 | 32 | 32 | 32 | 32 | 32 | 32 | 32 | 32 | 32 | 32 | 32 | 32 | 32 | 32 | 32 | 32 | 32 | 32 | 32 | 32 | 32 | 32 | 32 | 32 | 32 | 32 | 32 | 32 | 32 | 32 | 32 | 32 | 32 | 32 | 32 | 32 | 32 | 32 | 32 | 32 | 32 | 32 | 32 | 32 | 32 | 32 | 32 | 32 | 32 | 32 | 32 | 32 | 32 | 32 | 32 | 32 | 32 | 32 | 32 | 32 | 32 | 32 | 32 | 32 | 32 | 32 | 32 | 32 | 32 | 32 | 32 | 32 | 32 | 32 | 32 | 32 | 32 | 32 | 32 | 32 | 32 | 32 | 32 | 32 | 32 | 32 | 32 | 32 | 32 | 32 | 32 | 32 | 32 | 32 | 32 | 32 | 32 | 32 | 32 | 32 | 32 | 32 | 32 | 32 | 32 | 32 | 32 | 32 | 32 | 32 | 32 | 32 | 32 | 32 | 32 | 32 | 32 | 32 | 32 | 32 | 32 | 32 | 32 | 32 | 32 | 32 | 32 | 32 | 32 | 32 | 32 | 32 | 32 | 32 | 32 | 32 | 32 | 32 | 32 | 32 | 32 | 32 | 32 | 32 | 32 | 32 | 32 | 32 | 32 | 32 | 32 | 32 | 32 | 32 | 32 | 32 | 32 | 32 | 32 | 32 | 32 | 32 | 32 | 32 | 32 | 32 | 32 | 32 | 32 | 32 | 32 | 32 | 32 | 32 | 32 | 32 | 32 | 32 | 32 | 32 | 32 | 32 | 32 | 32 | 32 | 32 | 32 | 32 | 32 | 32 | 32 | 32 | 32 | 32 | 32 | 32 | 32 | 32 | 32 | 32 | 32 | 32 | 32 | 32 | 32 | 32 | 32 | 32 | 32 | 32 | 32 | 32 | 32 | 32 | 32 | 32 | 32 | 32 | 32 | 32 | 32 | 32 | 32 | 32 | 32 | 32 | 32 | 32 | 32 | 32 | 32 | 32 | 32 | 32 | 32 | 32 | 32 | 32 | 32 | 32 | 32 | 32 | 32 | 32 | 32 | 32 | 32 | 32 | 32 | 32 | 32 | 32 | 32 | 32 | 32 | 32 | 32 | 32 | 32 | 32 | 32 | 32 | 32 | 32 | 32 | 32 | 32 | 32 | 32 | 32 | 32 | 32 | 32 | 32 | 32 | 32 | 32 | 32 | 32 | 32 | 32 | 32 | 32 | 32 | 32 | 32 | 32 | 32 | 32 | 32 | 32 | 32 | 32 | 32 | 32 | 32 | 32 | 32 | 32 | 32 | 32 | 32 | 32 | 32 | 32 | 32 | 32 | 32 | 32 | 32 | 32 | 32 | 32 | 32 | 32 | 32 | 32 | 32 | 32 | 32 | 32 | 32 | 32 | 32 | 32 | 32 | 32 | 32 | 32 | 32 | 32 | 32 | 32 | 32 | 32 | 32 | 32 | 32 | 32 | 32 | 32 | 32 | 32 | 32 | 32 | 32 | 32 | 32 | 32 | 32 | 32 | 32 | 32 | 32 | 32 | 32 | 32 | 32 | 32 | 32 | 32 | 32 | 32 | 32 | 32 | 32 | 32 | 32 | 32 | 32 | 32 | 32 | 32 | 32 | 32 | 32 | 32 | 32 | 32 | 32 | 32 | 32 | 32 | 32 | 32 | 32 | 32 | 32 | 32 | 32 | 32 | 32 | 32 | 32 | 32 | 32 | 32 | 32 | 32 | 32 | 32 | 32 | 32 | 32 | 32 | 32 | 32 | 32 | 32 | 32 | 32 | 32 | 32 | 32 | 32 | 32 | 32 | 32 | 32 | 32 | 32 | 32 | 32 | 32 | 32 | 32 | 32 | 32 | 32 | 32 | 32 | 32 | 32 | 32 | 32 | 32 | 32 | 32 | 32 | 32 | 32 | 32 | 32 | 32 | 32 | 32 | 32 | 32 | 32 | 32 | 32 | 32 | 32 | 32 | 32 | 32 | 32 | 32 | 32 | 32 | 32 | 32 | 32 | 32 | 32 | 32 | 32 | 32 | 32 | 32 | 32 | 32 | 32 | 32 | 32 | 32 | 32 | 32 | 32 | 32 | 32 | 32 | 32 | 32 | 32 | 32 | 32 | 32 | 32 | 32 | 32 | 32 | 32 | 32 | 32 | 32 | 32 | 32 | 32 | 32 | 32 | 32 | 32 | 32 | 32 | 32 | 32 | 32 | 32 | 32 | 32 | 32 | 32 | 32 | 32 | 32 | 32 | 32 | 32 | 32 | 32 | 32 | 32 | 32 | 32 | 32 | 32 | 32 | 32 | 32 | 32 | 32 | 32 | 32 | 32 | 32 | 32 | 32 | 32 | 32 | 32 | 32 | 32 | 32 | 32 | 32 | 32 | 32 | 32 | 32 | 32 | 32 | 32 | 32 | 32 | 32 | 32 | 32 | 32 | 32 | 32 | 32 | 32 | 32 | 32 | 32 | 32 | 32 | 32 | 32 | 32 | 32 | 32 | 32 | 32 | 32 | 32 | 32 | 32 | 32 | 32 | 32 | 32 | 32 | 32 | 32 | 32 | 32 | 32 | 32 | 32 | 32 | 32 | 32 | 32 | 32 | 32 | 32 | 32 | 32 | 32 | 32 | 32 | 32 | 32 | 32 | 32 | 32 | 32 | 32 | 32 | 32 | 32 | 32 | 32 | 32 | 32 | 32 | 32 | 32 | 32 | 32 | 32 | 32 | 32 | 32 | 32 | 32 | 32 | 32 | 32 | 32 | 32 | 32 | 32 | 32 | 32 | 32 | 32 | 32 | 32 | 32 | 32 | 32 | 32 | 32 | 32 | 32 | 32 | 32 | 32 | 32 | 32 | 32 | 32 | 32 | 32 | 32 | 32 | 32 | 32 | 32 | 32 | 32 | 32 | 32 | 32 | 32 | 32 | 32 | 32 | 32 | 32 | 32 | 32 | 32 | 32 | 32 | 32 | 32 | 32 | 32 | 32 | 32 | 32 | 32 | 32 | 32 | 32 | 32 | 32 | 32 | 32 | 32 | 32 | 32 | 32 | 32 | 32 | 32 | 32 | 32 | 32 | 32 | 32 | 32 | 32 | 32 | 32 | 32 | 32 | 32 | 32 | 32 | 32 | 32 | 32 | 32 | 32 | 32 | 32 | 32 | 32 | 32 | 32 | 32 | 32 | 32 | 32 | 32 | 32 | 32 | 32 | 32 | 32 | 32 | 32 | 32 | 32 | 32 | 32 | 32 | 32 | 32 | 32 | 32 | 32 | 32 | 32 | 32 | 32 | 32 | 32 | 32 | 32 | 32 | 32 | 32 | 32 | 32 | 32 | 32 | 32 | 32 | 32 | 32 | 32 | 32 | 32 | 32 | 32 | 32 | 32 | 32 | 32 | 32 | 32 | 32 | 32 | 32 | 32 | 32 | 32 | 32 | 32 | 32 | 32 | 32 | 32 | 32 | 32 | 32 | 32 | 32 | 32 | 32 | 32 | 32 | 32 | 32 | 32 | 32 | 32 | 32 | 32 | 32 | 32 | 32 | 32 | 32 | 32 | 32 | 32 | 32 | 32 | 32 | 32 | 32 | 32 | 32 | 32 | 32 | 32 | 32 | 32 | 32 | 32 | 32 | 32 | 32 | 32 | 32 | 32 | 32 | 32 | 32 | 32 | 32 | 32 | 32 | 32 | 32 | 32 | 32 | 32 | 32 | 32 | 32 | 32 | 32 | 32 | 32 | 32 | 32 | 32 | 32 | 32 | 32 | 32 | 32 | 32 | 32 | 32 | 32 | 32 | 32 | 32 | 32 | 32 | 32 | 32 | 32 | 32 | 32 | 32 | 32 | 32 | 32 | 32 | 32 | 32 | 32 | 32 | 32 | 32 | 32 | 32 | 32 | 32 | 32 | 32 | 32 | 32 | 32 | 32 | 32 | 32 | 32 | 32 | 32 | 32 | 32 | 32 | 32 | 32 | 32 | 32 | 32 | 32 | 32 | 32 | 32 | 32 | 32 | 32 | 32 | 32 | 32 | 32 | 32 | 32 | 32 | 32 | 32 | 32 | 32 | 32 | 32 | 32 | 32 | 32 | 32 | 32 | 32 | 32 | 32 | 32 | 32 | 32 | 32 | 32 | 32 | 32 | 32 | 32 | 32 | 32 | 32 | 32 | 32 | 32 | 32 | 32 | 32 | 32 | 32 | 32 | 32 | 32 | 32 | 32 | 32 | 32 | 32 | 32 | 32 | 32 | 32 | 32 | 32 | 32 | 32 | 32 | 32
Exposure time | T | constant | 25200 |  | s | Exposure time in seconds | T | 25200 | 25200 | 25200 | 25200 | 25200 | 25200 | 25200 | 25200 | 25200 | 25200 | 25200 | 25200 | 25200 | 25200 | 25200 | 25200 | 25200 | 25200 | 25200 | 25200 | 25200 | 25200 | 25200 | 25200 | 25200 | 25200 | 25200 | 25200 | 25200 | 25200 | 25200 | 25200 | 25200 | 25200 | 25200 | 25200 | 25200 | 25200 | 25200 | 25200 | 25200 | 25200 | 25200 | 25200 | 25200 | 25200 | 25200 | 25200 | 25200 | 25200 | 25200 | 25200 | 25200 | 25200 | 25200 | 25200 | 25200 | 25200 | 25200 | 25200 | 25200 | 25200 | 25200 | 25200 | 25200 | 25200 | 25200 | 25200 | 25200 | 25200 | 25200 | 25200 | 25200 | 25200 | 25200 | 25200 | 25200 | 25200 | 25200 | 25200 | 25200 | 25200 | 25200 | 25200 | 25200 | 25200 | 25200 | 25200 | 25200 | 25200 | 25200 | 25200 | 25200 | 25200 | 25200 | 25200 | 25200 | 25200 | 25200 | 25200 | 25200 | 25200 | 25200 | 25200 | 25200 | 25200 | 25200 | 25200 | 25200 | 25200 | 25200 | 25200 | 25200 | 25200 | 25200 | 25200 | 25200 | 25200 | 25200 | 25200 | 25200 | 25200 | 25200 | 25200 | 25200 | 25200 | 25200 | 25200 | 25200 | 25200 | 25200 | 25200 | 25200 | 25200 | 25200 | 25200 | 25200 | 25200 | 25200 | 25200 | 25200 | 25200 | 25200 | 25200 | 25200 | 25200 | 25200 | 25200 | 25200 | 25200 | 25200 | 25200 | 25200 | 25200 | 25200 | 25200 | 25200 | 25200 | 25200 | 25200 | 25200 | 25200 | 25200 | 25200 | 25200 | 25200 | 25200 | 25200 | 25200 | 25200 | 25200 | 25200 | 25200 | 25200 | 25200 | 25200 | 25200 | 25200 | 25200 | 25200 | 25200 | 25200 | 25200 | 25200 | 25200 | 25200 | 25200 | 25200 | 25200 | 25200 | 25200 | 25200 | 25200 | 25200 | 25200 | 25200 | 25200 | 25200 | 25200 | 25200 | 25200 | 25200 | 25200 | 25200 | 25200 | 25200 | 25200 | 25200 | 25200 | 25200 | 25200 | 25200 | 25200 | 25200 | 25200 | 25200 | 25200 | 25200 | 25200 | 25200 | 25200 | 25200 | 25200 | 25200 | 25200 | 25200 | 25200 | 25200 | 25200 | 25200 | 25200 | 25200 | 25200 | 25200 | 25200 | 25200 | 25200 | 25200 | 25200 | 25200 | 25200 | 25200 | 25200 | 25200 | 25200 | 25200 | 25200 | 25200 | 25200 | 25200 | 25200 | 25200 | 25200 | 25200 | 25200 | 25200 | 25200 | 25200 | 25200 | 25200 | 25200 | 25200 | 25200 | 25200 | 25200 | 25200 | 25200 | 25200 | 25200 | 25200 | 25200 | 25200 | 25200 | 25200 | 25200 | 25200 | 25200 | 25200 | 25200 | 25200 | 25200 | 25200 | 25200 | 25200 | 25200 | 25200 | 25200 | 25200 | 25200 | 25200 | 25200 | 25200 | 25200 | 25200 | 25200 | 25200 | 25200 | 25200 | 25200 | 25200 | 25200 | 25200 | 25200 | 25200 | 25200 | 25200 | 25200 | 25200 | 25200 | 25200 | 25200 | 25200 | 25200 | 25200 | 25200 | 25200 | 25200 | 25200 | 25200 | 25200 | 25200 | 25200 | 25200 | 25200 | 25200 | 25200 | 25200 | 25200 | 25200 | 25200 | 25200 | 25200 | 25200 | 25200 | 25200 | 25200 | 25200 | 25200 | 25200 | 25200 | 25200 | 25200 | 25200 | 25200 | 25200 | 25200 | 25200 | 25200 | 25200 | 25200 | 25200 | 25200 | 25200 | 25200 | 25200 | 25200 | 25200 | 25200 | 25200 | 25200 | 25200 | 25200 | 25200 | 25200 | 25200 | 25200 | 25200 | 25200 | 25200 | 25200 | 25200 | 25200 | 25200 | 25200 | 25200 | 25200 | 25200 | 25200 | 25200 | 25200 | 25200 | 25200 | 25200 | 25200 | 25200 | 25200 | 25200 | 25200 | 25200 | 25200 | 25200 | 25200 | 25200 | 25200 | 25200 | 25200 | 25200 | 25200 | 25200 | 25200 | 25200 | 25200 | 25200 | 25200 | 25200 | 25200 | 25200 | 25200 | 25200 | 25200 | 25200 | 25200 | 25200 | 25200 | 25200 | 25200 | 25200 | 25200 | 25200 | 25200 | 25200 | 25200 | 25200 | 25200 | 25200 | 25200 | 25200 | 25200 | 25200 | 25200 | 25200 | 25200 | 25200 | 25200 | 25200 | 25200 | 25200 | 25200 | 25200 | 25200 | 25200 | 25200 | 25200 | 25200 | 25200 | 25200 | 25200 | 25200 | 25200 | 25200 | 25200 | 25200 | 25200 | 25200 | 25200 | 25200 | 25200 | 25200 | 25200 | 25200 | 25200 | 25200 | 25200 | 25200 | 25200 | 25200 | 25200 | 25200 | 25200 | 25200 | 25200 | 25200 | 25200 | 25200 | 25200 | 25200 | 25200 | 25200 | 25200 | 25200 | 25200 | 25200 | 25200 | 25200 | 25200 | 25200 | 25200 | 25200 | 25200 | 25200 | 25200 | 25200 | 25200 | 25200 | 25200 | 25200 | 25200 | 25200 | 25200 | 25200 | 25200 | 25200 | 25200 | 25200 | 25200 | 25200 | 25200 | 25200 | 25200 | 25200 | 25200 | 25200 | 25200 | 25200 | 25200 | 25200 | 25200 | 25200 | 25200 | 25200 | 25200 | 25200 | 25200 | 25200 | 25200 | 25200 | 25200 | 25200 | 25200 | 25200 | 25200 | 25200 | 25200 | 25200 | 25200 | 25200 | 25200 | 25200 | 25200 | 25200 | 25200 | 25200 | 25200 | 25200 | 25200 | 25200 | 25200 | 25200 | 25200 | 25200 | 25200 | 25200 | 25200 | 25200 | 25200 | 25200 | 25200 | 25200 | 25200 | 25200 | 25200 | 25200 | 25200 | 25200 | 25200 | 25200 | 25200 | 25200 | 25200 | 25200 | 25200 | 25200 | 25200 | 25200 | 25200 | 25200 | 25200 | 25200 | 25200 | 25200 | 25200 | 25200 | 25200 | 25200 | 25200 | 25200 | 25200 | 25200 | 25200 | 25200 | 25200 | 25200 | 25200 | 25200 | 25200 | 25200 | 25200 | 25200 | 25200 | 25200 | 25200 | 25200 | 25200 | 25200 | 25200 | 25200 | 25200 | 25200 | 25200 | 25200 | 25200 | 25200 | 25200 | 25200 | 25200 | 25200 | 25200 | 25200 | 25200 | 25200 | 25200 | 25200 | 25200 | 25200 | 25200 | 25200 | 25200 | 25200 | 25200 | 25200 | 25200 | 25200 | 25200 | 25200 | 25200 | 25200 | 25200 | 25200 | 25200 | 25200 | 25200 | 25200 | 25200 | 25200 | 25200 | 25200 | 25200 | 25200 | 25200 | 25200 | 25200 | 25200 | 25200 | 25200 | 25200 | 25200 | 25200 | 25200 | 25200 | 25200 | 25200 | 25200 | 25200 | 25200 | 25200 | 25200 | 25200 | 25200 | 25200 | 25200 | 25200 | 25200 | 25200 | 25200 | 25200 | 25200 | 25200 | 25200 | 25200 | 25200 | 25200 | 25200 | 25200 | 25200 | 25200 | 25200 | 25200 | 25200 | 25200 | 25200 | 25200 | 25200 | 25200 | 25200 | 25200 | 25200 | 25200 | 25200 | 25200 | 25200 | 25200 | 25200 | 25200 | 25200 | 25200 | 25200 | 25200 | 25200 | 25200 | 25200 | 25200 | 25200 | 25200 | 25200 | 25200 | 25200 | 25200 | 25200 | 25200 | 25200 | 25200 | 25200 | 25200 | 25200 | 25200 | 25200 | 25200 | 25200 | 25200 | 25200 | 25200 | 25200 | 25200 | 25200 | 25200 | 25200 | 25200 | 25200 | 25200 | 25200 | 25200 | 25200 | 25200 | 25200 | 25200 | 25200 | 25200 | 25200 | 25200 | 25200 | 25200 | 25200 | 25200 | 25200 | 25200 | 25200 | 25200 | 25200 | 25200 | 25200 | 25200 | 25200 | 25200 | 25200 | 25200 | 25200 | 25200 | 25200 | 25200 | 25200 | 25200 | 25200 | 25200 | 25200 | 25200 | 25200 | 25200 | 25200 | 25200 | 25200 | 25200 | 25200 | 25200 | 25200 | 25200 | 25200 | 25200 | 25200 | 25200 | 25200 | 25200 | 25200 | 25200 | 25200 | 25200 | 25200 | 25200 | 25200 | 25200 | 25200 | 25200 | 25200 | 25200 | 25200 | 25200 | 25200 | 25200 | 25200 | 25200 | 25200 | 25200 | 25200 | 25200 | 25200 | 25200 | 25200 | 25200 | 25200 | 25200 | 25200 | 25200 | 25200 | 25200 | 25200 | 25200 | 25200 | 25200 | 25200 | 25200 | 25200 | 25200 | 25200 | 25200 | 25200 | 25200 | 25200 | 25200 | 25200 | 25200 | 25200 | 25200 | 25200 | 25200 | 25200 | 25200 | 25200 | 25200 | 25200 | 25200 | 25200 | 25200 | 25200 | 25200 | 25200 | 25200 | 25200 | 25200 | 25200 | 25200 | 25200 | 25200 | 25200 | 25200 | 25200 | 25200 | 25200 | 25200 | 25200 | 25200 | 25200 | 25200 | 25200 | 25200 | 25200 | 25200 | 25200 | 25200 | 25200 | 25200 | 25200 | 25200 | 25200 | 25200 | 25200 | 25200 | 25200 | 25200 | 25200 | 25200 | 25200 | 25200 | 25200 | 25200 | 25200 | 25200 | 25200 | 25200 | 25200 | 25200 | 25200 | 25200 | 25200 | 25200 | 25200 | 25200 | 25200 | 25200 | 25200 | 25200 | 25200 | 25200 | 25200 | 25200 | 25200 | 25200 | 25200 | 25200 | 25200 | 25200 | 25200 | 25200 | 25200 | 25200 | 25200 | 25200 | 25200 | 25200 | 25200 | 25200 | 25200 | 25200 | 25200 | 25200 | 25200 | 25200 | 25200 | 25200 | 25200 | 25200 | 25200 | 25200 | 25200 | 25200 | 25200 | 25200 | 25200 | 25200 | 25200 | 25200 | 25200 | 25200 | 25200 | 25200 | 25200 | 25200 | 25200 | 25200 | 25200 | 25200 | 25200 | 25200 | 25200 | 25200 | 25200 | 25200 | 25200 | 25200 | 25200 | 25200 | 25200 | 25200 | 25200 | 25200 | 25200 | 25200 | 25200 | 25200 | 25200 | 25200 | 25200 | 25200 | 25200 | 25200 | 25200 | 25200 | 25200 | 25200 | 25200 | 25200 | 25200 | 25200 | 25200 | 25200 | 25200 | 25200 | 25200 | 25200 | 25200 | 25200 | 25200 | 25200 | 25200 | 25200 | 25200 | 25200 | 25200 | 25200 | 25200 | 25200 | 25200 | 25200 | 25200 | 25200 | 25200 | 25200 | 25200 | 25200 | 25200 | 25200 | 25200 | 25200 | 25200 | 25200 | 25200 | 25200 | 25200 | 25200 | 25200 | 25200 | 25200 | 25200 | 25200 | 25200 | 25200 | 25200 | 25200 | 25200 | 25200 | 25200 | 25200 | 25200 | 25200 | 25200 | 25200 | 25200 | 25200 | 25200 | 25200 | 25200 | 25200 | 25200 | 25200 | 25200 | 25200 | 25200 | 25200 | 25200 | 25200 | 25200 | 25200 | 25200 | 25200 | 25200 | 25200 | 25200 | 25200 | 25200 | 25200 | 25200 | 25200 | 25200 | 25200 | 25200 | 25200 | 25200 | 25200 | 25200 | 25200 | 25200 | 25200 | 25200 | 25200 | 25200 | 25200 | 25200 | 25200 | 25200 | 25200 | 25200 | 25200 | 25200 | 25200 | 25200 | 25200 | 25200 | 25200 | 25200 | 25200 | 25200 | 25200 | 25200 | 25200 | 25200 | 25200 | 25200 | 25200 | 25200 | 25200 | 25200 | 25200 | 25200 | 25200 | 25200 | 25200 | 25200 | 25200 | 25200 | 25200 | 25200 | 25200 | 25200 | 25200 | 25200 | 25200 | 25200 | 25200 | 25200 | 25200 | 25200 | 25200 | 25200 | 25200 | 25200 | 25200 | 25200 | 25200 | 25200 | 25200 | 25200 | 25200 | 25200 | 25200 | 25200 | 25200 | 25200 | 25200 | 25200 | 25200 | 25200 | 25200 | 25200 | 25200 | 25200 | 25200 | 25200 | 25200 | 25200 | 25200 | 25200 | 25200 | 25200 | 25200 | 25200 | 25200 | 25200 | 25200 | 25200 | 25200 | 25200 | 25200 | 25200 | 25200 | 25200 | 25200 | 25200 | 25200 | 25200 | 25200 | 25200 | 25200 | 25200 | 25200 | 25200 | 25200 | 25200 | 25200 | 25200 | 25200 | 25200 | 25200 | 25200 | 25200 | 25200 | 25200 | 25200 | 25200 | 25200 | 25200 | 25200 | 25200 | 25200 | 25200 | 25200 | 25200 | 25200 | 25200 | 25200 | 25200 | 25200 | 25200 | 25200 | 25200 | 25200 | 25200 | 25200 | 25200 | 25200 | 25200 | 25200 | 25200 | 25200 | 25200 | 25200 | 25200 | 25200 | 25200 | 25200 | 25200 | 25200 | 25200 | 25200 | 25200 | 25200 | 25200 | 25200 | 25200 | 25200 | 25200 | 25200 | 25200 | 25200 | 25200 | 25200 | 25200 | 25200 | 25200 | 25200 | 25200 | 25200 | 25200 | 25200 | 25200 | 25200 | 25200 | 25200 | 25200 | 25200 | 25200 | 25200 | 25200 | 25200 | 25200 | 25200 | 25200 | 25200 | 25200 | 25200 | 25200 | 25200 | 25200 | 25200 | 25200 | 25200 | 25200 | 25200 | 25200 | 25200 | 25200 | 25200 | 25200 | 25200 | 25200 | 25200 | 25200 | 25200 | 25200 | 25200 | 25200 | 25200 | 25200 | 25200 | 25200 | 25200 | 25200 | 25200 | 25200 | 25200 | 25200 | 25200 | 25200 | 25200 | 25200 | 25200 | 25200 | 25200 | 25200 | 25200 | 25200 | 25200 | 25200 | 25200 | 25200 | 25200 | 25200 | 25200 | 25200 | 25200 | 25200 | 25200 | 25200 | 25200 | 25200 | 25200 | 25200 | 25200 | 25200 | 25200 | 25200 | 25200 | 25200 | 25200 | 25200 | 25200 | 25200 | 25200 | 25200 | 25200 | 25200 | 25200 | 25200 | 25200 | 25200 | 25200 | 25200 | 25200 | 25200 | 25200 | 25200 | 25200 | 25200 | 25200 | 25200 | 25200 | 25200 | 25200 | 25200 | 25200 | 25200 | 25200 | 25200 | 25200 | 25200 | 25200 | 25200 | 25200 | 25200 | 25200 | 25200 | 25200 | 25200 | 25200 | 25200 | 25200 | 25200 | 25200 | 25200 | 25200 | 25200 | 25200 | 25200 | 25200 | 25200 | 25200 | 25200 | 25200 | 25200 | 25200 | 25200 | 25200 | 25200 | 25200 | 25200 | 25200 | 25200 | 25200 | 25200 | 25200 | 25200 | 25200 | 25200 | 25200 | 25200 | 25200 | 25200 | 25200 | 25200 | 25200 | 25200 | 25200 | 25200 | 25200 | 25200 | 25200 | 25200 | 25200 | 25200 | 25200 | 25200 | 25200 | 25200 | 25200 | 25200 | 25200 | 25200 | 25200 | 25200 | 25200 | 25200 | 25200 | 25200 | 25200 | 25200 | 25200 | 25200 | 25200 | 25200 | 25200 | 25200 | 25200 | 25200 | 25200 | 25200 | 25200 | 25200 | 25200 | 25200 | 25200 | 25200 | 25200 | 25200 | 25200 | 25200 | 25200 | 25200 | 25200 | 25200 | 25200 | 25200 | 25200 | 25200 | 25200 | 25200 | 25200 | 25200 | 25200 | 25200 | 25200 | 25200 | 25200 | 25200 | 25200 | 25200 | 25200 | 25200 | 25200 | 25200 | 25200 | 25200 | 25200 | 25200 | 25200 | 25200 | 25200 | 25200 | 25200 | 25200 | 25200 | 25200 | 25200 | 25200 | 25200 | 25200 | 25200 | 25200 | 25200 | 25200 | 25200 | 25200 | 25200 | 25200 | 25200 | 25200 | 25200 | 25200 | 25200 | 25200 | 25200 | 25200 | 25200 | 25200 | 25200 | 25200 | 25200 | 25200 | 25200 | 25200 | 25200 | 25200 | 25200 | 25200 | 25200 | 25200 | 25200 | 25200 | 25200 | 25200 | 25200 | 25200 | 25200 | 25200 | 25200 | 25200 | 25200 | 25200 | 25200 | 25200 | 25200 | 25200 | 25200 | 25200 | 25200 | 25200 | 25200 | 25200 | 25200 | 25200 | 25200 | 25200 | 25200 | 25200 | 25200 | 25200 | 25200 | 25200 | 25200 | 25200 | 25200 | 25200 | 25200 | 25200 | 25200 | 25200 | 25200 | 25200 | 25200 | 25200 | 25200 | 25200 | 25200 | 25200 | 25200 | 25200 | 25200 | 25200 | 25200 | 25200 | 25200 | 25200 | 25200 | 25200 | 25200 | 25200 | 25200 | 25200 | 25200 | 25200 | 25200 | 25200 | 25200 | 25200 | 25200 | 25200 | 25200 | 25200 | 25200 | 25200 | 25200 | 25200 | 25200 | 25200 | 25200 | 25200 | 25200 | 25200 | 25200 | 25200 | 25200 | 25200 | 25200 | 25200 | 25200 | 25200 | 25200 | 25200 | 25200 | 25200 | 25200 | 25200 | 25200 | 25200 | 25200 | 25200 | 25200 | 25200 | 25200 | 25200 | 25200 | 25200 | 25200 | 25200 | 25200 | 25200 | 25200 | 25200 | 25200 | 25200 | 25200 | 25200 | 25200 | 25200 | 25200 | 25200 | 25200 | 25200 | 25200 | 25200 | 25200 | 25200 | 25200 | 25200 | 25200 | 25200 | 25200 | 25200 | 25200 | 25200 | 25200 | 25200 | 25200 | 25200 | 25200 | 25200 | 25200 | 25200 | 25200 | 25200 | 25200 | 25200 | 25200 | 25200 | 25200 | 25200 | 25200 | 25200 | 25200 | 25200 | 25200 | 25200 | 25200 | 25200 | 25200 | 25200 | 25200 | 25200 | 25200 | 25200 | 25200 | 25200 | 25200 | 25200 | 25200 | 25200 | 25200 | 25200 | 25200 | 25200 | 25200 | 25200 | 25200 | 25200 | 25200 | 25200 | 25200 | 25200 | 25200 | 25200 | 25200 | 25200 | 25200 | 25200 | 25200 | 25200 | 25200 | 25200 | 25200 | 25200 | 25200 | 25200 | 25200 | 25200 | 25200 | 25200 | 25200 | 25200 | 25200 | 25200 | 25200 | 25200 | 25200 | 25200 | 25200 | 25200 | 25200 | 25200 | 25200 | 25200 | 25200 | 25200 | 25200 | 25200 | 25200 | 25200 | 25200 | 25200 | 25200 | 25200 | 25200 | 25200 | 25200 | 25200 | 25200 | 25200 | 25200 | 25200 | 25200 | 25200 | 25200 | 25200 | 25200 | 25200 | 25200 | 25200 | 25200 | 25200 | 25200 | 25200 | 25200 | 25200 | 25200 | 25200 | 25200 | 25200 | 25200 | 25200 | 25200 | 25200 | 25200 | 25200 | 25200 | 25200 | 25200 | 25200 | 25200 | 25200 | 25200 | 25200 | 25200 | 25200 | 25200 | 25200 | 25200 | 25200 | 25200 | 25200 | 25200 | 25200 | 25200 | 25200 | 25200 | 25200 | 25200 | 25200 | 25200 | 25200 | 25200 | 25200 | 25200 | 25200 | 25200 | 25200 | 25200 | 25200 | 25200 | 25200 | 25200 | 25200 | 25200 | 25200 | 25200 | 25200 | 25200 | 25200 | 25200 | 25200 | 25200 | 25200 | 25200 | 25200 | 25200 | 25200 | 25200 | 25200 | 25200 | 25200 | 25200 | 25200 | 25200 | 25200 | 25200 | 25200 | 25200 | 25200 | 25200 | 25200 | 25200 | 25200 | 25200 | 25200 | 25200 | 25200 | 25200 | 25200 | 25200 | 25200 | 25200 | 25200 | 25200 | 25200 | 25200 | 25200 | 25200 | 25200 | 25200 | 25200 | 25200 | 25200 | 25200 | 25200 | 25200 | 25200 | 25200 | 25200 | 25200 | 25200 | 25200 | 25200 | 25200 | 25200 | 25200 | 25200 | 25200 | 25200 | 25200 | 25200 | 25200 | 25200 | 25200 | 25200 | 25200 | 25200 | 25200 | 25200 | 25200 | 25200 | 25200 | 25200 | 25200 | 25200 | 25200 | 25200 | 25200 | 25200 | 25200 | 25200 | 25200 | 25200 | 25200 | 25200 | 25200 | 25200 | 25200 | 25200 | 25200 | 25200 | 25200 | 25200 | 25200 | 25200 | 25200 | 25200 | 25200 | 25200 | 25200 | 25200 | 25200 | 25200 | 25200 | 25200 | 25200 | 25200 | 25200 | 25200 | 25200 | 25200 | 25200 | 25200 | 25200 | 25200 | 25200 | 25200 | 25200 | 25200 | 25200 | 25200 | 25200 | 25200 | 25200 | 25200 | 25200 | 25200 | 25200 | 25200 | 25200 | 25200 | 25200 | 25200 | 25200 | 25200 | 25200 | 25200 | 25200 | 25200 | 25200 | 25200 | 25200 | 25200 | 25200 | 25200 | 25200 | 25200 | 25200 | 25200 | 25200 | 25200 | 25200 | 25200 | 25200 | 25200 | 25200 | 25200 | 25200 | 25200 | 25200 | 25200 | 25200 | 25200 | 25200 | 25200 | 25200 | 25200 | 25200 | 25200 | 25200 | 25200 | 25200 | 25200 | 25200 | 25200 | 25200 | 25200 | 25200 | 25200 | 25200 | 25200 | 25200 | 25200 | 25200 | 25200 | 25200 | 25200 | 25200 | 25200 | 25200 | 25200 | 25200 | 25200 | 25200 | 25200 | 25200 | 25200 | 25200 | 25200 | 25200 | 25200 | 25200 | 25200 | 25200 | 25200 | 25200 | 25200 | 25200 | 25200 | 25200 | 25200 | 25200 | 25200 | 25200 | 25200 | 25200 | 25200 | 25200 | 25200 | 25200 | 25200 | 25200 | 25200 | 25200 | 25200 | 25200 | 25200 | 25200 | 25200 | 25200 | 25200 | 25200 | 25200 | 25200 | 25200 | 25200 | 25200 | 25200 | 25200 | 25200 | 25200 | 25200 | 25200 | 25200 | 25200 | 25200 | 25200 | 25200 | 25200 | 25200 | 25200 | 25200 | 25200 | 25200 | 25200 | 25200 | 25200 | 25200 | 25200 | 25200 | 25200 | 25200 | 25200 | 25200 | 25200 | 25200 | 25200 | 25200 | 25200 | 25200 | 25200 | 25200 | 25200 | 25200 | 25200 | 25200 | 25200 | 25200 | 25200 | 25200 | 25200 | 25200 | 25200 | 25200 | 25200 | 25200 | 25200 | 25200 | 25200 | 25200 | 25200 | 25200 | 25200 | 25200 | 25200 | 25200 | 25200 | 25200 | 25200 | 25200 | 25200 | 25200 | 25200 | 25200 | 25200 | 25200 | 25200 | 25200 | 25200 | 25200 | 25200 | 25200 | 25200 | 25200 | 25200 | 25200 | 25200 | 25200 | 25200 | 25200 | 25200 | 25200 | 25200 | 25200 | 25200 | 25200 | 25200 | 25200 | 25200 | 25200 | 25200 | 25200 | 25200 | 25200 | 25200 | 25200 | 25200 | 25200 | 25200 | 25200 | 25200 | 25200 | 25200 | 25200 | 25200 | 25200 | 25200 | 25200 | 25200 | 25200 | 25200 | 25200 | 25200 | 25200 | 25200 | 25200 | 25200 | 25200 | 25200 | 25200 | 25200 | 25200 | 25200 | 25200 | 25200 | 25200 | 25200 | 25200 | 25200 | 25200 | 25200 | 25200 | 25200 | 25200 | 25200 | 25200 | 25200 | 25200 | 25200 | 25200 | 25200 | 25200 | 25200 | 25200 | 25200 | 25200 | 25200 | 25200 | 25200 | 25200 | 25200 | 25200 | 25200 | 25200 | 25200 | 25200 | 25200 | 25200 | 25200 | 25200 | 25200 | 25200 | 25200 | 25200 | 25200 | 25200 | 25200 | 25200 | 25200 | 25200 | 25200 | 25200 | 25200 | 25200 | 25200 | 25200 | 25200 | 25200 | 25200 | 25200 | 25200 | 25200 | 25200 | 25200 | 25200 | 25200 | 25200 | 25200 | 25200 | 25200 | 25200 | 25200 | 25200 | 25200 | 25200 | 25200 | 25200 | 25200 | 25200 | 25200 | 25200 | 25200 | 25200 | 25200 | 25200 | 25200 | 25200 | 25200 | 25200 | 25200 | 25200 | 25200 | 25200 | 25200 | 25200 | 25200 | 25200 | 25200 | 25200 | 25200 | 25200 | 25200 | 25200 | 25200 | 25200 | 25200 | 25200 | 25200 | 25200 | 25200 | 25200 | 25200 | 25200 | 25200 | 25200 | 25200 | 25200 | 25200 | 25200 | 25200 | 25200 | 25200 | 25200 | 25200 | 25200 | 25200 | 25200 | 25200 | 25200 | 25200 | 25200 | 25200 | 25200 | 25200 | 25200 | 25200 | 25200 | 25200 | 25200 | 25200 | 25200 | 25200 | 25200 | 25200 | 25200 | 25200 | 25200 | 25200 | 25200 | 25200 | 25200 | 25200 | 25200 | 25200 | 25200 | 25200 | 25200 | 25200 | 25200 | 25200 | 25200 | 25200 | 25200 | 25200 | 25200 | 25200 | 25200 | 25200 | 25200 | 25200 | 25200 | 25200 | 25200 | 25200 | 25200 | 25200 | 25200 | 25200 | 25200 | 25200 | 25200 | 25200 | 25200 | 25200 | 25200 | 25200 | 25200 | 25200 | 25200 | 25200 | 25200 | 25200 | 25200 | 25200 | 25200 | 25200 | 25200 | 25200 | 25200 | 25200 | 25200 | 25200 | 25200 | 25200 | 25200 | 25200 | 25200 | 25200 | 25200 | 25200 | 25200 | 25200 | 25200 | 25200 | 25200 | 25200 | 25200 | 25200 | 25200 | 25200 | 25200 | 25200 | 25200 | 25200 | 25200 | 25200 | 25200 | 25200 | 25200 | 25200 | 25200 | 25200 | 25200 | 25200 | 25200 | 25200 | 25200 | 25200 | 25200 | 25200 | 25200 | 25200 | 25200 | 25200 | 25200 | 25200 | 25200 | 25200 | 25200 | 25200 | 25200 | 25200 | 25200 | 25200 | 25200 | 25200 | 25200 | 25200 | 25200 | 25200 | 25200 | 25200 | 25200 | 25200 | 25200 | 25200 | 25200 | 25200 | 25200 | 25200 | 25200 | 25200 | 25200 | 25200 | 25200 | 25200 | 25200 | 25200 | 25200 | 25200 | 25200 | 25200 | 25200 | 25200 | 25200 | 25200 | 25200 | 25200 | 25200 | 25200 | 25200 | 25200 | 25200 | 25200 | 25200 | 25200 | 25200 | 25200 | 25200 | 25200 | 25200 | 25200 | 25200 | 25200 | 25200 | 25200 | 25200 | 25200 | 25200 | 25200 | 25200 | 25200 | 25200 | 25200 | 25200 | 25200 | 25200 | 25200 | 25200 | 25200 | 25200 | 25200 | 25200 | 25200 | 25200 | 25200 | 25200 | 25200 | 25200 | 25200 | 25200 | 25200 | 25200 | 25200 | 25200 | 25200 | 25200 | 25200 | 25200 | 25200 | 25200 | 25200 | 25200 | 25200 | 25200 | 25200 | 25200 | 25200 | 25200 | 25200 | 25200 | 25200 | 25200 | 25200 | 25200 | 25200 | 25200 | 25200 | 25200 | 25200 | 25200 | 25200 | 25200 | 25200 | 25200 | 25200 | 25200 | 25200 | 25200 | 25200 | 25200 | 25200 | 25200 | 25200 | 25200 | 25200 | 25200 | 25200 | 25200 | 25200 | 25200 | 25200 | 25200 | 25200 | 25200 | 25200 | 25200 | 25200 | 25200 | 25200 | 25200 | 25200 | 25200 | 25200 | 25200 | 25200 | 25200 | 25200 | 25200 | 25200 | 25200 | 25200 | 25200 | 25200 | 25200 | 25200 | 25200 | 25200 | 25200 | 25200 | 25200 | 25200 | 25200 | 25200 | 25200 | 25200 | 25200 | 25200 | 25200 | 25200 | 25200 | 25200 | 25200 | 25200 | 25200 | 25200 | 25200 | 25200 | 25200 | 25200 | 25200 | 25200 | 25200 | 25200 | 25200 | 25200 | 25200 | 25200 | 25200 | 25200 | 25200 | 25200 | 25200 | 25200 | 25200 | 25200 | 25200 | 25200 | 25200 | 25200 | 25200 | 25200 | 25200 | 25200 | 25200 | 25200 | 25200 | 25200 | 25200 | 25200 | 25200 | 25200 | 25200 | 25200 | 25200 | 25200 | 25200 | 25200 | 25200 | 25200 | 25200 | 25200 | 25200 | 25200 | 25200 | 25200 | 25200 | 25200 | 25200 | 25200 | 25200 | 25200 | 25200 | 25200 | 25200 | 25200 | 25200 | 25200 | 25200 | 25200 | 25200 | 25200 | 25200 | 25200 | 25200 | 25200 | 25200 | 25200 | 25200 | 25200 | 25200 | 25200 | 25200 | 25200 | 25200 | 25200 | 25200 | 25200 | 25200 | 25200 | 25200 | 25200 | 25200 | 25200 | 25200 | 25200 | 25200 | 25200 | 25200 | 25200 | 25200 | 25200 | 25200 | 25200 | 25200 | 25200 | 25200 | 25200 | 25200 | 25200 | 25200 | 25200 | 25200 | 25200 | 25200 | 25200 | 25200 | 25200 | 25200 | 25200 | 25200 | 25200 | 25200 | 25200 | 25200 | 25200 | 25200 | 25200 | 25200 | 25200 | 25200 | 25200 | 25200 | 25200 | 25200 | 25200 | 25200 | 25200 | 25200 | 25200 | 25200 | 25200 | 25200 | 25200 | 25200 | 25200 | 25200 | 25200 | 25200 | 25200 | 25200 | 25200 | 25200 | 25200 | 25200 | 25200 | 25200 | 25200 | 25200 | 25200 | 25200 | 25200 | 25200 | 25200 | 25200 | 25200 | 25200 | 25200 | 25200 | 25200 | 25200 | 25200 | 25200 | 25200 | 25200 | 25200 | 25200 | 25200 | 25200 | 25200 | 25200 | 25200 | 25200 | 25200 | 25200 | 25200 | 25200 | 25200 | 25200 | 25200 | 25200 | 25200 | 25200 | 25200 | 25200 | 25200 | 25200 | 25200 | 25200 | 25200 | 25200 | 25200 | 25200 | 25200 | 25200 | 25200 | 25200 | 25200 | 25200 | 25200 | 25200 | 25200 | 25200 | 25200 | 25200 | 25200 | 25200 | 25200 | 25200 | 25200 | 25200 | 25200 | 25200 | 25200 | 25200 | 25200 | 25200 | 25200 | 25200 | 25200 | 25200 | 25200 | 25200 | 25200 | 25200 | 25200 | 25200 | 25200 | 25200 | 25200 | 25200 | 25200 | 25200 | 25200 | 25200 | 25200 | 25200 | 25200 | 25200 | 25200 | 25200 | 25200 | 25200 | 25200 | 25200 | 25200 | 25200 | 25200 | 25200 | 25200 | 25200 | 25200 | 25200 | 25200 | 25200 | 25200 | 25200 | 25200 | 25200 | 25200 | 25200 | 25200 | 25200 | 25200 | 25200 | 25200 | 25200 | 25200 | 25200 | 25200 | 25200 | 25200 | 25200 | 25200 | 25200 | 25200 | 25200 | 25200 | 25200 | 25200 | 25200 | 25200 | 25200 | 25200 | 25200 | 25200 | 25200 | 25200 | 25200 | 25200 | 25200 | 25200 | 25200 | 25200 | 25200 | 25200 | 25200 | 25200 | 25200 | 25200 | 25200 | 25200 | 25200 | 25200 | 25200 | 25200 | 25200 | 25200 | 25200 | 25200 | 25200 | 25200 | 25200 | 25200 | 25200 | 25200 | 25200 | 25200 | 25200 | 25200 | 25200 | 25200 | 25200 | 25200 | 25200 | 25200 | 25200 | 25200 | 25200 | 25200 | 25200 | 25200 | 25200 | 25200 | 25200 | 25200 | 25200 | 25200 | 25200 | 25200 | 25200 | 25200 | 25200 | 25200 | 25200 | 25200 | 25200 | 25200 | 25200 | 25200 | 25200 | 25200 | 25200 | 25200 | 25200 | 25200 | 25200 | 25200 | 25200 | 25200 | 25200 | 25200 | 25200 | 25200 | 25200 | 25200 | 25200 | 25200 | 25200 | 25200 | 25200 | 25200 | 25200 | 25200 | 25200 | 25200 | 25200 | 25200 | 25200 | 25200 | 25200 | 25200 | 25200 | 25200 | 25200 | 25200 | 25200 | 25200 | 25200 | 25200 | 25200 | 25200 | 25200 | 25200 | 25200 | 25200 | 25200 | 25200 | 25200 | 25200 | 25200 | 25200 | 25200 | 25200 | 25200 | 25200 | 25200 | 25200 | 25200 | 25200 | 25200 | 25200 | 25200 | 25200 | 25200 | 25200 | 25200 | 25200 | 25200 | 25200 | 25200 | 25200 | 25200 | 25200 | 25200 | 25200 | 25200 | 25200 | 25200 | 25200 | 25200 | 25200 | 25200 | 25200 | 25200 | 25200 | 25200 | 25200 | 25200 | 25200 | 25200 | 25200 | 25200 | 25200 | 25200 | 25200 | 25200 | 25200 | 25200 | 25200 | 25200 | 25200 | 25200 | 25200 | 25200 | 25200 | 25200 | 25200 | 25200 | 25200 | 25200 | 25200 | 25200 | 25200 | 25200 | 25200 | 25200 | 25200 | 25200 | 25200 | 25200 | 25200 | 25200 | 25200 | 25200 | 25200 | 25200 | 25200 | 25200 | 25200 | 25200 | 25200 | 25200 | 25200 | 25200 | 25200 | 25200 | 25200 | 25200 | 25200 | 25200 | 25200 | 25200 | 25200 | 25200 | 25200 | 25200 | 25200 | 25200 | 25200 | 25200 | 25200 | 25200 | 25200 | 25200 | 25200 | 25200 | 25200 | 25200 | 25200 | 25200 | 25200 | 25200 | 25200 | 25200 | 25200 | 25200 | 25200 | 25200 | 25200 | 25200 | 25200 | 25200 | 25200 | 25200 | 25200 | 25200 | 25200 | 25200 | 25200 | 25200 | 25200 | 25200 | 25200 | 25200 | 25200 | 25200 | 25200 | 25200 | 25200 | 25200 | 25200 | 25200 | 25200 | 25200 | 25200 | 25200 | 25200 | 25200 | 25200 | 25200 | 25200 | 25200 | 25200 | 25200 | 25200 | 25200 | 25200 | 25200 | 25200 | 25200 | 25200 | 25200 | 25200 | 25200 | 25200 | 25200 | 25200 | 25200 | 25200 | 25200 | 25200 | 25200 | 25200 | 25200 | 25200 | 25200 | 25200 | 25200 | 25200 | 25200 | 25200 | 25200 | 25200 | 25200 | 25200 | 25200 | 25200 | 25200 | 25200 | 25200 | 25200 | 25200 | 25200 | 25200 | 25200 | 25200 | 25200 | 25200 | 25200 | 25200 | 25200 | 25200 | 25200 | 25200 | 25200 | 25200 | 25200 | 25200 | 25200 | 25200 | 25200 | 25200 | 25200 | 25200 | 25200 | 25200 | 25200 | 25200 | 25200 | 25200 | 25200 | 25200 | 25200 | 25200 | 25200 | 25200 | 25200 | 25200 | 25200 | 25200 | 25200 | 25200 | 25200 | 25200 | 25200 | 25200 | 25200 | 25200 | 25200 | 25200 | 25200 | 25200 | 25200 | 25200 | 25200 | 25200 | 25200 | 25200 | 25200 | 25200 | 25200 | 25200 | 25200 | 25200 | 25200 | 25200 | 25200 | 25200 | 25200 | 25200 | 25200 | 25200 | 25200 | 25200 | 25200 | 25200 | 25200 | 25200 | 25200 | 25200 | 25200 | 25200 | 25200 | 25200 | 25200 | 25200 | 25200 | 25200 | 25200 | 25200 | 25200 | 25200 | 25200 | 25200 | 25200 | 25200 | 25200 | 25200 | 25200 | 25200 | 25200 | 25200 | 25200 | 25200 | 25200 | 25200 | 25200 | 25200 | 25200 | 25200 | 25200 | 25200 | 25200 | 25200 | 25200 | 25200 | 25200 | 25200 | 25200 | 25200 | 25200 | 25200 | 25200 | 25200 | 25200 | 25200 | 25200 | 25200 | 25200 | 25200 | 25200 | 25200 | 25200 | 25200 | 25200 | 25200 | 25200 | 25200 | 25200 | 25200 | 25200 | 25200 | 25200 | 25200 | 25200 | 25200 | 25200 | 25200 | 25200 | 25200 | 25200 | 25200 | 25200 | 25200 | 25200 | 25200 | 25200 | 25200 | 25200 | 25200 | 25200 | 25200 | 25200 | 25200 | 25200 | 25200 | 25200 | 25200 | 25200 | 25200 | 25200 | 25200 | 25200 | 25200 | 25200 | 25200 | 25200 | 25200 | 25200 | 25200 | 25200 | 25200 | 25200 | 25200 | 25200 | 25200 | 25200 | 25200 | 25200 | 25200 | 25200 | 25200 | 25200 | 25200 | 25200 | 25200 | 25200 | 25200 | 25200 | 25200 | 25200 | 25200 | 25200 | 25200 | 25200 | 25200 | 25200 | 25200 | 25200 | 25200 | 25200 | 25200 | 25200 | 25200 | 25200 | 25200 | 25200 | 25200 | 25200 | 25200 | 25200 | 25200 | 25200 | 25200 | 25200 | 25200 | 25200 | 25200 | 25200 | 25200 | 25200 | 25200 | 25200 | 25200 | 25200 | 25200 | 25200 | 25200 | 25200 | 25200 | 25200 | 25200 | 25200 | 25200 | 25200 | 25200 | 25200 | 25200 | 25200 | 25200 | 25200 | 25200 | 25200 | 25200 | 25200 | 25200 | 25200 | 25200 | 25200 | 25200 | 25200 | 25200 | 25200 | 25200 | 25200 | 25200 | 25200 | 25200 | 25200 | 25200 | 25200 | 25200 | 25200 | 25200 | 25200 | 25200 | 25200 | 25200 | 25200 | 25200 | 25200 | 25200 | 25200 | 25200 | 25200 | 25200 | 25200 | 25200 | 25200 | 25200 | 25200 | 25200 | 25200 | 25200 | 25200 | 25200 | 25200 | 25200 | 25200 | 25200 | 25200 | 25200 | 25200 | 25200 | 25200 | 25200 | 25200 | 25200 | 25200 | 25200 | 25200 | 25200 | 25200 | 25200 | 25200 | 25200 | 25200 | 25200 | 25200 | 25200 | 25200 | 25200 | 25200 | 25200 | 25200 | 25200 | 25200 | 25200 | 25200 | 25200 | 25200 | 25200 | 25200 | 25200 | 25200 | 25200 | 25200 | 25200 | 25200 | 25200 | 25200 | 25200 | 25200 | 25200 | 25200 | 25200 | 25200 | 25200 | 25200 | 25200 | 25200 | 25200 | 25200 | 25200 | 25200 | 25200 | 25200 | 25200 | 25200 | 25200 | 25200 | 25200 | 25200 | 25200 | 25200 | 25200 | 25200 | 25200 | 25200 | 25200 | 25200 | 25200 | 25200 | 25200 | 25200 | 25200 | 25200 | 25200 | 25200 | 25200 | 25200 | 25200 | 25200 | 25200 | 25200 | 25200 | 25200 | 25200 | 25200 | 25200 | 25200 | 25200 | 25200 | 25200 | 25200 | 25200 | 25200 | 25200 | 25200 | 25200 | 25200 | 25200 | 25200 | 25200 | 25200 | 25200 | 25200 | 25200 | 25200 | 25200 | 25200 | 25200 | 25200 | 25200 | 25200 | 25200 | 25200 | 25200 | 25200 | 25200 | 25200 | 25200 | 25200 | 25200 | 25200 | 25200 | 25200 | 25200 | 25200 | 25200 | 25200 | 25200 | 25200 | 25200 | 25200 | 25200 | 25200 | 25200 | 25200 | 25200 | 25200 | 25200 | 25200 | 25200 | 25200 | 25200 | 25200 | 25200 | 25200 | 25200 | 25200 | 25200 | 25200 | 25200 | 25200 | 25200 | 25200 | 25200 | 25200 | 25200 | 25200 | 25200 | 25200 | 25200 | 25200 | 25200 | 25200 | 25200 | 25200 | 25200 | 25200 | 25200 | 25200 | 25200 | 25200 | 25200 | 25200 | 25200 | 25200 | 25200 | 25200 | 25200 | 25200 | 25200 | 25200 | 25200 | 25200 | 25200 | 25200 | 25200 | 25200 | 25200 | 25200 | 25200 | 25200 | 25200 | 25200 | 25200 | 25200 | 25200 | 25200 | 25200 | 25200 | 25200 | 25200 | 25200 | 25200 | 25200 | 25200 | 25200 | 25200 | 25200 | 25200 | 25200 | 25200 | 25200 | 25200 | 25200 | 25200 | 25200 | 25200 | 25200 | 25200 | 25200 | 25200 | 25200 | 25200 | 25200 | 25200 | 25200 | 25200 | 25200 | 25200 | 25200 | 25200 | 25200 | 25200 | 25200 | 25200 | 25200 | 25200 | 25200 | 25200 | 25200 | 25200 | 25200 | 25200 | 25200 | 25200 | 25200 | 25200 | 25200 | 25200 | 25200 | 25200 | 25200 | 25200 | 25200 | 25200 | 25200 | 25200 | 25200 | 25200 | 25200 | 25200 | 25200 | 25200 | 25200 | 25200 | 25200 | 25200 | 25200 | 25200 | 25200 | 25200 | 25200 | 25200 | 25200 | 25200 | 25200 | 25200 | 25200 | 25200 | 25200 | 25200 | 25200 | 25200 | 25200 | 25200 | 25200 | 25200 | 25200 | 25200 | 25200 | 25200 | 25200 | 25200 | 25200 | 25200 | 25200 | 25200 | 25200 | 25200 | 25200 | 25200 | 25200 | 25200 | 25200 | 25200 | 25200 | 25200 | 25200 | 25200 | 25200 | 25200 | 25200 | 25200 | 25200 | 25200 | 25200 | 25200 | 25200 | 25200 | 25200 | 25200 | 25200 | 25200 | 25200 | 25200 | 25200 | 25200 | 25200 | 25200 | 25200 | 25200 | 25200 | 25200 | 25200 | 25200 | 25200 | 25200 | 25200 | 25200 | 25200 | 25200 | 25200 | 25200 | 25200 | 25200 | 25200 | 25200 | 25200 | 25200 | 25200 | 25200 | 25200 | 25200 | 25200 | 25200 | 25200 | 25200 | 25200 | 25200 | 25200 | 25200 | 25200 | 25200 | 25200 | 25200 | 25200 | 25200 | 25200 | 25200 | 25200 | 25200 | 25200 | 25200 | 25200 | 25200 | 25200 | 25200 | 25200 | 25200 | 25200 | 25200 | 25200 | 25200 | 25200 | 25200 | 25200 | 25200 | 25200 | 25200 | 25200 | 25200 | 25200 | 25200 | 25200 | 25200 | 25200 | 25200 | 25200 | 25200 | 25200 | 25200 | 25200 | 25200 | 25200 | 25200 | 25200 | 25200 | 25200 | 25200 | 25200 | 25200 | 25200 | 25200 | 25200 | 25200 | 25200 | 25200 | 25200 | 25200 | 25200 | 25200 | 25200 | 25200 | 25200 | 25200 | 25200 | 25200 | 25200 | 25200 | 25200 | 25200 | 25200 | 25200 | 25200 | 25200 | 25200 | 25200 | 25200 | 25200 | 25200 | 25200 | 25200 | 25200 | 25200 | 25200 | 25200 | 25200 | 25200 | 25200 | 25200 | 25200 | 25200 | 25200 | 25200 | 25200 | 25200 | 25200 | 25200 | 25200 | 25200 | 25200 | 25200 | 25200 | 25200 | 25200 | 25200 | 25200 | 25200 | 25200 | 25200 | 25200 | 25200 | 25200 | 25200 | 25200 | 25200 | 25200 | 25200 | 25200 | 25200 | 25200 | 25200 | 25200 | 25200 | 25200 | 25200 | 25200 | 25200 | 25200 | 25200 | 25200 | 25200 | 25200 | 25200 | 25200 | 25200 | 25200 | 25200 | 25200 | 25200 | 25200 | 25200 | 25200 | 25200 | 25200 | 25200 | 25200 | 25200 | 25200 | 25200 | 25200 | 25200 | 25200 | 25200 | 25200 | 25200 | 25200 | 25200 | 25200 | 25200 | 25200 | 25200 | 25200 | 25200 | 25200 | 25200 | 25200 | 25200 | 25200 | 25200 | 25200 | 25200 | 25200 | 25200 | 25200 | 25200 | 25200 | 25200 | 25200 | 25200 | 25200 | 25200 | 25200 | 25200 | 25200 | 25200 | 25200 | 25200 | 25200 | 25200 | 25200 | 25200 | 25200 | 25200 | 25200 | 25200 | 25200 | 25200 | 25200 | 25200 | 25200 | 25200 | 25200 | 25200 | 25200 | 25200 | 25200 | 25200 | 25200 | 25200 | 25200 | 25200 | 25200 | 25200 | 25200 | 25200 | 25200 | 25200 | 25200 | 25200 | 25200 | 25200 | 25200 | 25200 | 25200 | 25200 | 25200 | 25200 | 25200 | 25200 | 25200 | 25200 | 25200 | 25200 | 25200 | 25200 | 25200 | 25200 | 25200 | 25200 | 25200 | 25200 | 25200 | 25200 | 25200 | 25200 | 25200 | 25200 | 25200 | 25200 | 25200 | 25200 | 25200 | 25200 | 25200 | 25200 | 25200 | 25200 | 25200 | 25200 | 25200 | 25200 | 25200 | 25200 | 25200 | 25200 | 25200 | 25200 | 25200 | 25200 | 25200 | 25200 | 25200 | 25200 | 25200 | 25200 | 25200 | 25200 | 25200 | 25200 | 25200 | 25200 | 25200 | 25200 | 25200 | 25200 | 25200 | 25200 | 25200 | 25200 | 25200 | 25200 | 25200 | 25200 | 25200 | 25200 | 25200 | 25200 | 25200 | 25200 | 25200 | 25200 | 25200 | 25200 | 25200 | 25200 | 25200 | 25200 | 25200 | 25200 | 25200 | 25200 | 25200 | 25200 | 25200 | 25200 | 25200 | 25200 | 25200 | 25200 | 25200 | 25200 | 25200 | 25200 | 25200 | 25200 | 25200 | 25200 | 25200 | 25200 | 25200 | 25200 | 25200 | 25200 | 25200 | 25200 | 25200 | 25200 | 25200 | 25200 | 25200 | 25200 | 25200 | 25200 | 25200 | 25200 | 25200 | 25200 | 25200 | 25200 | 25200 | 25200 | 25200 | 25200 | 25200 | 25200 | 25200 | 25200 | 25200 | 25200 | 25200 | 25200 | 25200 | 25200 | 25200 | 25200 | 25200 | 25200 | 25200 | 25200 | 25200 | 25200 | 25200 | 25200 | 25200 | 25200 | 25200 | 25200 | 25200 | 25200 | 25200 | 25200 | 25200 | 25200 | 25200 | 25200 | 25200 | 25200 | 25200 | 25200 | 25200 | 25200 | 25200 | 25200 | 25200 | 25200 | 25200 | 25200 | 25200 | 25200 | 25200 | 25200 | 25200 | 25200 | 25200 | 25200 | 25200 | 25200 | 25200 | 25200 | 25200 | 25200 | 25200 | 25200 | 25200 | 25200 | 25200 | 25200 | 25200 | 25200 | 25200 | 25200 | 25200 | 25200 | 25200 | 25200 | 25200 | 25200 | 25200 | 25200 | 25200 | 25200 | 25200 | 25200 | 25200 | 25200 | 25200 | 25200 | 25200 | 25200 | 25200 | 25200 | 25200 | 25200 | 25200 | 25200 | 25200 | 25200 | 25200 | 25200 | 25200 | 25200 | 25200 | 25200 | 25200 | 25200 | 25200 | 25200 | 25200 | 25200 | 25200 | 25200 | 25200 | 25200 | 25200 | 25200 | 25200 | 25200 | 25200 | 25200 | 25200 | 25200 | 25200 | 25200 | 25200 | 25200 | 25200 | 25200 | 25200 | 25200 | 25200 | 25200 | 25200 | 25200 | 25200 | 25200 | 25200 | 25200 | 25200 | 25200 | 25200 | 25200 | 25200 | 25200 | 25200 | 25200 | 25200 | 25200 | 25200 | 25200 | 25200 | 25200 | 25200 | 25200 | 25200 | 25200 | 25200 | 25200 | 25200 | 25200 | 25200 | 25200 | 25200 | 25200 | 25200 | 25200 | 25200 | 25200 | 25200 | 25200 | 25200 | 25200 | 25200 | 25200 | 25200 | 25200 | 25200 | 25200 | 25200 | 25200 | 25200 | 25200 | 25200 | 25200 | 25200 | 25200 | 25200 | 25200 | 25200 | 25200 | 25200 | 25200 | 25200 | 25200 | 25200 | 25200 | 25200 | 25200 | 25200 | 25200 | 25200 | 25200 | 25200 | 25200 | 25200 | 25200 | 25200 | 25200 | 25200 | 25200 | 25200 | 25200 | 25200 | 25200 | 25200 | 25200 | 25200 | 25200 | 25200 | 25200 | 25200 | 25200 | 25200 | 25200 | 25200 | 25200 | 25200 | 25200 | 25200 | 25200 | 25200 | 25200 | 25200 | 25200 | 25200 | 25200 | 25200 | 25200 | 25200 | 25200 | 25200 | 25200 | 25200 | 25200 | 25200 | 25200 | 25200 | 25200 | 25200 | 25200 | 25200 | 25200 | 25200 | 25200 | 25200 | 25200 | 25200 | 25200 | 25200 | 25200 | 25200 | 25200 | 25200 | 25200 | 25200 | 25200 | 25200 | 25200 | 25200 | 25200 | 25200 | 25200 | 25200 | 25200 | 25200 | 25200 | 25200 | 25200 | 25200 | 25200 | 25200 | 25200 | 25200 | 25200 | 25200 | 25200 | 25200 | 25200 | 25200 | 25200 | 25200 | 25200 | 25200 | 25200 | 25200 | 25200 | 25200 | 25200 | 25200 | 25200 | 25200 | 25200 | 25200 | 25200 | 25200 | 25200 | 25200 | 25200 | 25200 | 25200 | 25200 | 25200 | 25200 | 25200 | 25200 | 25200 | 25200 | 25200 | 25200 | 25200 | 25200 | 25200 | 25200 | 25200 | 25200 | 25200 | 25200 | 25200 | 25200 | 25200 | 25200 | 25200 | 25200 | 25200 | 25200 | 25200 | 25200 | 25200 | 25200 | 25200 | 25200 | 25200 | 25200 | 25200 | 25200 | 25200 | 25200 | 25200 | 25200 | 25200 | 25200 | 25200 | 25200 | 25200 | 25200 | 25200 | 25200 | 25200 | 25200 | 25200 | 25200 | 25200 | 25200 | 25200 | 25200 | 25200 | 25200 | 25200 | 25200 | 25200 | 25200 | 25200 | 25200 | 25200 | 25200 | 25200 | 25200 | 25200 | 25200 | 25200 | 25200 | 25200 | 25200 | 25200 | 25200 | 25200 | 25200 | 25200 | 25200 | 25200 | 25200 | 25200 | 25200 | 25200 | 25200 | 25200 | 25200 | 25200 | 25200 | 25200 | 25200 | 25200 | 25200 | 25200 | 25200 | 25200 | 25200 | 25200 | 25200 | 25200 | 25200 | 25200 | 25200 | 25200 | 25200 | 25200 | 25200 | 25200 | 25200 | 25200 | 25200 | 25200 | 25200 | 25200 | 25200 | 25200 | 25200 | 25200 | 25200 | 25200 | 25200 | 25200 | 25200 | 25200 | 25200 | 25200 | 25200 | 25200 | 25200 | 25200 | 25200 | 25200 | 25200 | 25200 | 25200 | 25200 | 25200 | 25200 | 25200 | 25200 | 25200 | 25200 | 25200 | 25200 | 25200 | 25200 | 25200 | 25200 | 25200 | 25200 | 25200 | 25200 | 25200 | 25200 | 25200 | 25200 | 25200 | 25200 | 25200 | 25200 | 25200 | 25200 | 25200 | 25200 | 25200 | 25200 | 25200 | 25200 | 25200 | 25200 | 25200 | 25200 | 25200 | 25200 | 25200 | 25200 | 25200 | 25200 | 25200 | 25200 | 25200 | 25200 | 25200 | 25200 | 25200 | 25200 | 25200 | 25200 | 25200 | 25200 | 25200 | 25200 | 25200 | 25200 | 25200 | 25200 | 25200 | 25200 | 25200 | 25200 | 25200 | 25200 | 25200 | 25200 | 25200 | 25200 | 25200 | 25200 | 25200 | 25200 | 25200 | 25200 | 25200 | 25200 | 25200 | 25200 | 25200 | 25200 | 25200 | 25200 | 25200 | 25200 | 25200 | 25200 | 25200 | 25200 | 25200 | 25200 | 25200 | 25200 | 25200 | 25200 | 25200 | 25200 | 25200 | 25200 | 25200 | 25200 | 25200 | 25200 | 25200 | 25200 | 25200 | 25200 | 25200 | 25200 | 25200 | 25200 | 25200 | 25200 | 25200 | 25200 | 25200 | 25200 | 25200 | 25200 | 25200 | 25200 | 25200 | 25200 | 25200 | 25200 | 25200 | 25200 | 25200 | 25200 | 25200 | 25200 | 25200 | 25200 | 25200 | 25200 | 25200 | 25200 | 25200 | 25200 | 25200 | 25200 | 25200 | 25200 | 25200 | 25200 | 25200 | 25200 | 25200 | 25200 | 25200 | 25200 | 25200 | 25200 | 25200 | 25200 | 25200 | 25200 | 25200 | 25200 | 25200 | 25200 | 25200 | 25200 | 25200 | 25200 | 25200 | 25200 | 25200 | 25200 | 25200 | 25200 | 25200 | 25200 | 25200 | 25200 | 25200 | 25200 | 25200 | 25200 | 25200 | 25200 | 25200 | 25200 | 25200 | 25200 | 25200 | 25200 | 25200 | 25200 | 25200 | 25200 | 25200 | 25200 | 25200 | 25200 | 25200 | 25200 | 25200 | 25200 | 25200 | 25200 | 25200 | 25200 | 25200 | 25200 | 25200 | 25200 | 25200 | 25200 | 25200 | 25200 | 25200 | 25200 | 25200 | 25200 | 25200 | 25200 | 25200 | 25200 | 25200 | 25200 | 25200 | 25200 | 25200 | 25200 | 25200 | 25200 | 25200 | 25200 | 25200 | 25200 | 25200 | 25200 | 25200 | 25200 | 25200 | 25200 | 25200 | 25200 | 25200 | 25200 | 25200 | 25200 | 25200 | 25200 | 25200 | 25200 | 25200 | 25200 | 25200 | 25200 | 25200 | 25200 | 25200 | 25200 | 25200 | 25200 | 25200 | 25200 | 25200 | 25200 | 25200 | 25200 | 25200 | 25200 | 25200 | 25200 | 25200 | 25200 | 25200 | 25200 | 25200 | 25200 | 25200 | 25200 | 25200 | 25200 | 25200 | 25200 | 25200 | 25200 | 25200 | 25200 | 25200 | 25200 | 25200 | 25200 | 25200 | 25200 | 25200 | 25200 | 25200 | 25200 | 25200 | 25200 | 25200 | 25200 | 25200 | 25200 | 25200 | 25200 | 25200 | 25200 | 25200 | 25200 | 25200 | 25200 | 25200 | 25200 | 25200 | 25200 | 25200 | 25200 | 25200 | 25200 | 25200 | 25200 | 25200 | 25200 | 25200 | 25200 | 25200 | 25200 | 25200 | 25200 | 25200 | 25200 | 25200 | 25200 | 25200 | 25200 | 25200 | 25200 | 25200 | 25200 | 25200 | 25200 | 25200 | 25200 | 25200 | 25200 | 25200 | 25200 | 25200 | 25200 | 25200 | 25200 | 25200 | 25200 | 25200 | 25200 | 25200 | 25200 | 25200 | 25200 | 25200 | 25200 | 25200 | 25200 | 25200 | 25200 | 25200 | 25200 | 25200 | 25200 | 25200 | 25200 | 25200 | 25200 | 25200 | 25200 | 25200 | 25200 | 25200 | 25200 | 25200 | 25200 | 25200 | 25200 | 25200 | 25200 | 25200 | 25200 | 25200 | 25200 | 25200 | 25200 | 25200 | 25200 | 25200 | 25200 | 25200 | 25200 | 25200 | 25200 | 25200 | 25200 | 25200 | 25200 | 25200 | 25200 | 25200 | 25200 | 25200 | 25200 | 25200 | 25200 | 25200 | 25200 | 25200 | 25200 | 25200 | 25200 | 25200 | 25200 | 25200 | 25200 | 25200 | 25200 | 25200 | 25200 | 25200 | 25200 | 25200 | 25200 | 25200 | 25200 | 25200 | 25200 | 25200 | 25200 | 25200 | 25200 | 25200 | 25200 | 25200 | 25200 | 25200 | 25200 | 25200 | 25200 | 25200 | 25200 | 25200 | 25200 | 25200 | 25200 | 25200 | 25200 | 25200 | 25200 | 25200 | 25200 | 25200 | 25200 | 25200 | 25200 | 25200 | 25200 | 25200 | 25200 | 25200 | 25200 | 25200 | 25200 | 25200 | 25200 | 25200 | 25200 | 25200 | 25200 | 25200 | 25200 | 25200 | 25200 | 25200 | 25200 | 25200 | 25200 | 25200 | 25200 | 25200 | 25200 | 25200 | 25200 | 25200 | 25200 | 25200 | 25200 | 25200 | 25200 | 25200 | 25200 | 25200 | 25200 | 25200 | 25200 | 25200 | 25200 | 25200 | 25200 | 25200 | 25200 | 25200 | 25200 | 25200 | 25200 | 25200 | 25200 | 25200 | 25200 | 25200 | 25200 | 25200 | 25200 | 25200 | 25200 | 25200 | 25200 | 25200 | 25200 | 25200 | 25200 | 25200 | 25200 | 25200 | 25200 | 25200 | 25200 | 25200 | 25200 | 25200 | 25200 | 25200 | 25200 | 25200 | 25200 | 25200 | 25200 | 25200 | 25200 | 25200 | 25200 | 25200 | 25200 | 25200 | 25200 | 25200 | 25200 | 25200 | 25200 | 25200 | 25200 | 25200 | 25200 | 25200 | 25200 | 25200 | 25200 | 25200 | 25200 | 25200 | 25200 | 25200 | 25200 | 25200 | 25200 | 25200 | 25200 | 25200 | 25200 | 25200 | 25200 | 25200 | 25200 | 25200 | 25200 | 25200 | 25200 | 25200 | 25200 | 25200 | 25200 | 25200 | 25200 | 25200 | 25200 | 25200 | 25200 | 25200 | 25200 | 25200 | 25200 | 25200 | 25200 | 25200 | 25200 | 25200 | 25200 | 25200 | 25200 | 25200 | 25200 | 25200 | 25200 | 25200 | 25200 | 25200 | 25200 | 25200 | 25200 | 25200 | 25200 | 25200 | 25200 | 25200 | 25200 | 25200 | 25200 | 25200 | 25200 | 25200 | 25200 | 25200 | 25200 | 25200 | 25200 | 25200 | 25200 | 25200 | 25200 | 25200 | 25200 | 25200 | 25200 | 25200 | 25200 | 25200 | 25200 | 25200 | 25200 | 25200 | 25200 | 25200 | 25200 | 25200 | 25200 | 25200 | 25200 | 25200 | 25200 | 25200 | 25200 | 25200 | 25200 | 25200 | 25200 | 25200 | 25200 | 25200 | 25200 | 25200 | 25200 | 25200 | 25200 | 25200 | 25200 | 25200 | 25200 | 25200 | 25200 | 25200 | 25200 | 25200 | 25200 | 25200 | 25200 | 25200 | 25200 | 25200 | 25200 | 25200 | 25200 | 25200 | 25200 | 25200 | 25200 | 25200 | 25200 | 25200 | 25200 | 25200 | 25200 | 25200 | 25200 | 25200 | 25200 | 25200 | 25200 | 25200 | 25200 | 25200 | 25200 | 25200 | 25200 | 25200 | 25200 | 25200 | 25200 | 25200 | 25200 | 25200 | 25200 | 25200 | 25200 | 25200 | 25200 | 25200 | 25200 | 25200 | 25200 | 25200 | 25200 | 25200 | 25200 | 25200 | 25200 | 25200 | 25200 | 25200 | 25200 | 25200 | 25200 | 25200 | 25200 | 25200 | 25200 | 25200 | 25200 | 25200 | 25200 | 25200 | 25200 | 25200 | 25200 | 25200 | 25200 | 25200 | 25200 | 25200 | 25200 | 25200 | 25200 | 25200 | 25200 | 25200 | 25200 | 25200 | 25200 | 25200 | 25200 | 25200 | 25200 | 25200 | 25200 | 25200 | 25200 | 25200 | 25200 | 25200 | 25200 | 25200 | 25200 | 25200 | 25200 | 25200 | 25200 | 25200 | 25200 | 25200 | 25200 | 25200 | 25200 | 25200 | 25200 | 25200 | 25200 | 25200 | 25200 | 25200 | 25200 | 25200 | 25200 | 25200 | 25200 | 25200 | 25200 | 25200 | 25200 | 25200 | 25200 | 25200 | 25200 | 25200 | 25200 | 25200 | 25200 | 25200 | 25200 | 25200 | 25200 | 25200 | 25200 | 25200 | 25200 | 25200 | 25200 | 25200 | 25200 | 25200 | 25200 | 25200 | 25200 | 25200 | 25200 | 25200 | 25200 | 25200 | 25200 | 25200 | 25200 | 25200 | 25200 | 25200 | 25200 | 25200 | 25200 | 25200 | 25200 | 25200 | 25200 | 25200 | 25200 | 25200 | 25200 | 25200 | 25200 | 25200 | 25200 | 25200 | 25200 | 25200 | 25200 | 25200 | 25200 | 25200 | 25200 | 25200 | 25200 | 25200 | 25200 | 25200 | 25200 | 25200 | 25200 | 25200 | 25200 | 25200 | 25200 | 25200 | 25200 | 25200 | 25200 | 25200 | 25200 | 25200 | 25200 | 25200 | 25200 | 25200 | 25200 | 25200 | 25200 | 25200 | 25200 | 25200 | 25200 | 25200 | 25200 | 25200 | 25200 | 25200 | 25200 | 25200 | 25200 | 25200 | 25200 | 25200 | 25200 | 25200 | 25200 | 25200 | 25200 | 25200 | 25200 | 25200 | 25200 | 25200 | 25200 | 25200 | 25200 | 25200 | 25200 | 25200 | 25200 | 25200 | 25200 | 25200 | 25200 | 25200 | 25200 | 25200 | 25200 | 25200 | 25200 | 25200 | 25200 | 25200 | 25200 | 25200 | 25200 | 25200 | 25200 | 25200 | 25200 | 25200 | 25200 | 25200 | 25200 | 25200 | 25200 | 25200 | 25200 | 25200 | 25200 | 25200 | 25200 | 25200 | 25200 | 25200 | 25200 | 25200 | 25200 | 25200 | 25200 | 25200 | 25200 | 25200 | 25200 | 25200 | 25200 | 25200 | 25200 | 25200 | 25200 | 25200 | 25200 | 25200 | 25200 | 25200 | 25200 | 25200 | 25200 | 25200 | 25200 | 25200 | 25200 | 25200 | 25200 | 25200 | 25200 | 25200 | 25200 | 25200 | 25200 | 25200 | 25200 | 25200 | 25200 | 25200 | 25200 | 25200 | 25200 | 25200 | 25200 | 25200 | 25200 | 25200 | 25200 | 25200 | 25200 | 25200 | 25200 | 25200 | 25200 | 25200 | 25200 | 25200 | 25200 | 25200 | 25200 | 25200 | 25200 | 25200 | 25200 | 25200 | 25200 | 25200 | 25200 | 25200 | 25200 | 25200 | 25200 | 25200 | 25200 | 25200 | 25200 | 25200 | 25200 | 25200 | 25200 | 25200 | 25200 | 25200 | 25200 | 25200 | 25200 | 25200 | 25200 | 25200 | 25200 | 25200 | 25200 | 25200 | 25200 | 25200 | 25200 | 25200 | 25200 | 25200 | 25200 | 25200 | 25200 | 25200 | 25200 | 25200 | 25200 | 25200 | 25200 | 25200 | 25200 | 25200 | 25200 | 25200 | 25200 | 25200 | 25200 | 25200 | 25200 | 25200 | 25200 | 25200 | 25200 | 25200 | 25200 | 25200 | 25200 | 25200 | 25200 | 25200 | 25200 | 25200 | 25200 | 25200 | 25200 | 25200 | 25200 | 25200 | 25200 | 25200 | 25200 | 25200 | 25200 | 25200 | 25200 | 25200 | 25200 | 25200 | 25200 | 25200 | 25200 | 25200 | 25200 | 25200 | 25200 | 25200 | 25200 | 25200 | 25200 | 25200 | 25200 | 25200 | 25200 | 25200 | 25200 | 25200 | 25200 | 25200 | 25200 | 25200 | 25200 | 25200 | 25200 | 25200 | 25200 | 25200 | 25200 | 25200 | 25200 | 25200 | 25200 | 25200 | 25200 | 25200 | 25200 | 25200 | 25200 | 25200 | 25200 | 25200 | 25200 | 25200 | 25200 | 25200 | 25200 | 25200 | 25200 | 25200 | 25200 | 25200 | 25200 | 25200 | 25200 | 25200 | 25200 | 25200 | 25200 | 25200 | 25200 | 25200 | 25200 | 25200 | 25200 | 25200 | 25200 | 25200 | 25200 | 25200 | 25200 | 25200 | 25200 | 25200 | 25200 | 25200 | 25200 | 25200 | 25200 | 25200 | 25200 | 25200 | 25200 | 25200 | 25200 | 25200 | 25200 | 25200 | 25200 | 25200 | 25200 | 25200 | 25200 | 25200 | 25200 | 25200 | 25200 | 25200 | 25200 | 25200 | 25200 | 25200 | 25200 | 25200 | 25200 | 25200 | 25200 | 25200 | 25200 | 25200 | 25200 | 25200 | 25200 | 25200 | 25200 | 25200 | 25200 | 25200 | 25200 | 25200 | 25200 | 25200 | 25200 | 25200 | 25200 | 25200 | 25200 | 25200 | 25200 | 25200 | 25200 | 25200 | 25200 | 25200 | 25200 | 25200 | 25200 | 25200 | 25200 | 25200 | 25200 | 25200 | 25200 | 25200 | 25200 | 25200 | 25200 | 25200 | 25200 | 25200 | 25200 | 25200 | 25200 | 25200 | 25200 | 25200 | 25200 | 25200 | 25200 | 25200 | 25200 | 25200 | 25200 | 25200 | 25200 | 25200 | 25200 | 25200 | 25200 | 25200 | 25200 | 25200 | 25200 | 25200 | 25200 | 25200 | 25200 | 25200 | 25200 | 25200 | 25200 | 25200 | 25200 | 25200 | 25200 | 25200 | 25200 | 25200 | 25200 | 25200 | 25200 | 25200 | 25200 | 25200 | 25200 | 25200 | 25200 | 25200 | 25200 | 25200 | 25200 | 25200 | 25200 | 25200 | 25200 | 25200 | 25200 | 25200 | 25200 | 25200 | 25200 | 25200 | 25200 | 25200 | 25200 | 25200 | 25200 | 25200 | 25200 | 25200 | 25200 | 25200 | 25200 | 25200 | 25200 | 25200 | 25200 | 25200 | 25200 | 25200 | 25200 | 25200 | 25200 | 25200 | 25200 | 25200 | 25200 | 25200 | 25200 | 25200 | 25200 | 25200 | 25200 | 25200 | 25200 | 25200 | 25200 | 25200 | 25200 | 25200 | 25200 | 25200 | 25200 | 25200 | 25200 | 25200 | 25200 | 25200 | 25200 | 25200 | 25200 | 25200 | 25200 | 25200 | 25200 | 25200 | 25200 | 25200 | 25200 | 25200 | 25200 | 25200 | 25200 | 25200 | 25200 | 25200 | 25200 | 25200 | 25200 | 25200 | 25200 | 25200 | 25200 | 25200 | 25200 | 25200 | 25200 | 25200 | 25200 | 25200 | 25200 | 25200 | 25200 | 25200 | 25200 | 25200 | 25200 | 25200 | 25200 | 25200 | 25200 | 25200 | 25200 | 25200 | 25200 | 25200 | 25200 | 25200 | 25200 | 25200 | 25200 | 25200 | 25200 | 25200 | 25200 | 25200 | 25200 | 25200 | 25200 | 25200 | 25200 | 25200 | 25200 | 25200 | 25200 | 25200 | 25200 | 25200 | 25200 | 25200 | 25200 | 25200 | 25200 | 25200 | 25200 | 25200 | 25200 | 25200 | 25200 | 25200 | 25200 | 25200 | 25200 | 25200 | 25200 | 25200 | 25200 | 25200 | 25200 | 25200 | 25200 | 25200 | 25200 | 25200 | 25200 | 25200 | 25200 | 25200 | 25200 | 25200 | 25200 | 25200 | 25200 | 25200 | 25200 | 25200 | 25200 | 25200 | 25200 | 25200 | 25200 | 25200 | 25200 | 25200 | 25200 | 25200 | 25200 | 25200 | 25200 | 25200 | 25200 | 25200 | 25200 | 25200 | 25200 | 25200 | 25200 | 25200 | 25200 | 25200 | 25200 | 25200 | 25200 | 25200 | 25200 | 25200 | 25200 | 25200 | 25200 | 25200 | 25200 | 25200 | 25200 | 25200 | 25200 | 25200 | 25200 | 25200 | 25200 | 25200 | 25200 | 25200 | 25200 | 25200 | 25200 | 25200 | 25200 | 25200 | 25200 | 25200 | 25200 | 25200 | 25200 | 25200 | 25200 | 25200 | 25200 | 25200 | 25200 | 25200 | 25200 | 25200 | 25200 | 25200 | 25200 | 25200 | 25200 | 25200 | 25200 | 25200 | 25200 | 25200 | 25200 | 25200 | 25200 | 25200 | 25200 | 25200 | 25200 | 25200 | 25200 | 25200 | 25200 | 25200 | 25200 | 25200 | 25200 | 25200 | 25200 | 25200 | 25200 | 25200 | 25200 | 25200 | 25200 | 25200 | 25200 | 25200 | 25200 | 25200 | 25200 | 25200 | 25200 | 25200 | 25200 | 25200 | 25200 | 25200 | 25200 | 25200 | 25200 | 25200 | 25200 | 25200 | 25200 | 25200 | 25200 | 25200 | 25200 | 25200 | 25200 | 25200 | 25200 | 25200 | 25200 | 25200 | 25200 | 25200 | 25200 | 25200 | 25200 | 25200 | 25200 | 25200 | 25200 | 25200 | 25200 | 25200 | 25200 | 25200 | 25200 | 25200 | 25200 | 25200 | 25200 | 25200 | 25200 | 25200 | 25200 | 25200 | 25200 | 25200 | 25200 | 25200 | 25200 | 25200 | 25200 | 25200 | 25200 | 25200 | 25200 | 25200 | 25200 | 25200 | 25200 | 25200 | 25200 | 25200 | 25200 | 25200 | 25200 | 25200 | 25200 | 25200 | 25200 | 25200 | 25200 | 25200 | 25200 | 25200 | 25200 | 25200 | 25200 | 25200 | 25200 | 25200 | 25200 | 25200 | 25200 | 25200 | 25200 | 25200 | 25200 | 25200 | 25200 | 25200 | 25200 | 25200 | 25200 | 25200 | 25200 | 25200 | 25200 | 25200 | 25200 | 25200 | 25200 | 25200 | 25200 | 25200 | 25200 | 25200 | 25200 | 25200 | 25200 | 25200 | 25200 | 25200 | 25200 | 25200 | 25200 | 25200 | 25200 | 25200 | 25200 | 25200 | 25200 | 25200 | 25200 | 25200 | 25200 | 25200 | 25200 | 25200 | 25200 | 25200 | 25200 | 25200 | 25200 | 25200 | 25200 | 25200 | 25200 | 25200 | 25200 | 25200 | 25200 | 25200 | 25200 | 25200 | 25200 | 25200 | 25200 | 25200 | 25200 | 25200 | 25200 | 25200 | 25200 | 25200 | 25200 | 25200 | 25200 | 25200 | 25200 | 25200 | 25200 | 25200 | 25200 | 25200 | 25200 | 25200 | 25200 | 25200 | 25200 | 25200 | 25200 | 25200 | 25200 | 25200 | 25200 | 25200 | 25200 | 25200 | 25200 | 25200 | 25200 | 25200 | 25200 | 25200 | 25200 | 25200 | 25200 | 25200 | 25200 | 25200 | 25200 | 25200 | 25200 | 25200 | 25200 | 25200 | 25200 | 25200 | 25200 | 25200 | 25200 | 25200 | 25200 | 25200 | 25200 | 25200 | 25200 | 25200 | 25200 | 25200 | 25200 | 25200 | 25200 | 25200 | 25200 | 25200 | 25200 | 25200 | 25200 | 25200 | 25200 | 25200 | 25200 | 25200 | 25200 | 25200 | 25200 | 25200 | 25200 | 25200 | 25200 | 25200 | 25200 | 25200 | 25200 | 25200 | 25200 | 25200 | 25200 | 25200 | 25200 | 25200 | 25200 | 25200 | 25200 | 25200 | 25200 | 25200 | 25200 | 25200 | 25200 | 25200 | 25200 | 25200 | 25200 | 25200 | 25200 | 25200 | 25200 | 25200 | 25200 | 25200 | 25200 | 25200 | 25200 | 25200 | 25200 | 25200 | 25200 | 25200 | 25200 | 25200 | 25200 | 25200 | 25200 | 25200 | 25200 | 25200 | 25200 | 25200 | 25200 | 25200 | 25200 | 25200 | 25200 | 25200 | 25200 | 25200 | 25200 | 25200 | 25200 | 25200 | 25200 | 25200 | 25200 | 25200 | 25200 | 25200 | 25200 | 25200 | 25200 | 25200 | 25200 | 25200 | 25200 | 25200 | 25200 | 25200 | 25200 | 25200 | 25200 | 25200 | 25200 | 25200 | 25200 | 25200 | 25200 | 25200 | 25200 | 25200 | 25200 | 25200 | 25200 | 25200 | 25200 | 25200 | 25200 | 25200 | 25200 | 25200 | 25200 | 25200 | 25200 | 25200 | 25200 | 25200 | 25200 | 25200 | 25200 | 25200 | 25200 | 25200 | 25200 | 25200 | 25200 | 25200 | 25200 | 25200 | 25200 | 25200 | 25200 | 25200 | 25200 | 25200 | 25200 | 25200 | 25200 | 25200 | 25200 | 25200 | 25200 | 25200 | 25200 | 25200 | 25200 | 25200 | 25200 | 25200 | 25200 | 25200 | 25200 | 25200 | 25200 | 25200 | 25200 | 25200 | 25200 | 25200 | 25200 | 25200 | 25200 | 25200 | 25200 | 25200 | 25200 | 25200 | 25200 | 25200 | 25200 | 25200 | 25200 | 25200 | 25200 | 25200 | 25200 | 25200 | 25200 | 25200 | 25200 | 25200 | 25200 | 25200 | 25200 | 25200 | 25200 | 25200 | 25200 | 25200 | 25200 | 25200 | 25200 | 25200 | 25200 | 25200 | 25200 | 25200 | 25200 | 25200 | 25200 | 25200 | 25200 | 25200 | 25200 | 25200 | 25200 | 25200 | 25200 | 25200 | 25200 | 25200 | 25200 | 25200 | 25200 | 25200 | 25200 | 25200 | 25200 | 25200 | 25200 | 25200 | 25200 | 25200 | 25200 | 25200 | 25200 | 25200 | 25200 | 25200 | 25200 | 25200 | 25200 | 25200 | 25200 | 25200 | 25200 | 25200 | 25200 | 25200 | 25200 | 25200 | 25200 | 25200 | 25200 | 25200 | 25200 | 25200 | 25200 | 25200 | 25200 | 25200 | 25200 | 25200 | 25200 | 25200 | 25200 | 25200 | 25200 | 25200 | 25200 | 25200 | 25200 | 25200 | 25200 | 25200 | 25200 | 25200 | 25200 | 25200 | 25200 | 25200 | 25200 | 25200 | 25200 | 25200 | 25200 | 25200 | 25200 | 25200 | 25200 | 25200 | 25200 | 25200 | 25200 | 25200 | 25200 | 25200 | 25200 | 25200 | 25200 | 25200 | 25200 | 25200 | 25200 | 25200 | 25200 | 25200 | 25200 | 25200 | 25200 | 25200 | 25200 | 25200 | 25200 | 25200 | 25200 | 25200 | 25200 | 25200 | 25200 | 25200 | 25200 | 25200 | 25200 | 25200 | 25200 | 25200 | 25200 | 25200 | 25200 | 25200 | 25200 | 25200 | 25200 | 25200 | 25200 | 25200 | 25200 | 25200 | 25200 | 25200 | 25200 | 25200 | 25200 | 25200 | 25200 | 25200 | 25200 | 25200 | 25200 | 25200 | 25200 | 25200 | 25200 | 25200 | 25200 | 25200 | 25200 | 25200 | 25200 | 25200 | 25200 | 25200 | 25200 | 25200 | 25200 | 25200 | 25200 | 25200 | 25200 | 25200 | 25200 | 25200 | 25200 | 25200 | 25200 | 25200 | 25200 | 25200 | 25200 | 25200 | 25200 | 25200 | 25200 | 25200 | 25200 | 25200 | 25200 | 25200 | 25200 | 25200 | 25200 | 25200 | 25200 | 25200 | 25200 | 25200 | 25200 | 25200 | 25200 | 25200 | 25200 | 25200 | 25200 | 25200 | 25200 | 25200 | 25200 | 25200 | 25200 | 25200 | 25200 | 25200 | 25200 | 25200 | 25200 | 25200 | 25200 | 25200 | 25200 | 25200 | 25200 | 25200 | 25200 | 25200 | 25200 | 25200 | 25200 | 25200 | 25200 | 25200 | 25200 | 25200 | 25200 | 25200 | 25200 | 25200 | 25200 | 25200 | 25200 | 25200 | 25200 | 25200 | 25200 | 25200 | 25200 | 25200 | 25200 | 25200 | 25200 | 25200 | 25200 | 25200 | 25200 | 25200 | 25200 | 25200 | 25200 | 25200 | 25200 | 25200 | 25200 | 25200 | 25200 | 25200 | 25200 | 25200 | 25200 | 25200 | 25200 | 25200 | 25200 | 25200 | 25200 | 25200 | 25200 | 25200 | 25200 | 25200 | 25200 | 25200 | 25200 | 25200 | 25200 | 25200 | 25200 | 25200 | 25200 | 25200 | 25200 | 25200 | 25200 | 25200 | 25200 | 25200 | 25200 | 25200 | 25200 | 25200 | 25200 | 25200 | 25200 | 25200 | 25200 | 25200 | 25200 | 25200 | 25200 | 25200 | 25200 | 25200 | 25200 | 25200 | 25200 | 25200 | 25200 | 25200 | 25200 | 25200 | 25200 | 25200 | 25200 | 25200 | 25200 | 25200 | 25200 | 25200 | 25200 | 25200 | 25200 | 25200 | 25200 | 25200 | 25200 | 25200 | 25200 | 25200 | 25200 | 25200 | 25200 | 25200 | 25200 | 25200 | 25200 | 25200 | 25200 | 25200 | 25200 | 25200 | 25200 | 25200 | 25200 | 25200 | 25200 | 25200 | 25200 | 25200 | 25200 | 25200 | 25200 | 25200 | 25200 | 25200 | 25200 | 25200 | 25200 | 25200 | 25200 | 25200 | 25200 | 25200 | 25200 | 25200 | 25200 | 25200 | 25200 | 25200 | 25200 | 25200 | 25200 | 25200 | 25200 | 25200 | 25200 | 25200 | 25200 | 25200 | 25200 | 25200 | 25200 | 25200 | 25200 | 25200 | 25200 | 25200 | 25200 | 25200 | 25200 | 25200 | 25200 | 25200 | 25200 | 25200 | 25200 | 25200 | 25200 | 25200 | 25200 | 25200 | 25200 | 25200 | 25200 | 25200 | 25200 | 25200 | 25200 | 25200 | 25200 | 25200 | 25200 | 25200 | 25200 | 25200 | 25200 | 25200 | 25200 | 25200 | 25200 | 25200 | 25200 | 25200 | 25200 | 25200 | 25200 | 25200 | 25200 | 25200 | 25200 | 25200 | 25200 | 25200 | 25200 | 25200 | 25200 | 25200 | 25200 | 25200 | 25200 | 25200 | 25200 | 25200 | 25200 | 25200 | 25200 | 25200 | 25200 | 25200 | 25200 | 25200 | 25200 | 25200 | 25200 | 25200 | 25200 | 25200 | 25200 | 25200 | 25200 | 25200 | 25200 | 25200 | 25200 | 25200 | 25200 | 25200 | 25200 | 25200 | 25200 | 25200 | 25200 | 25200 | 25200 | 25200 | 25200 | 25200 | 25200 | 25200 | 25200 | 25200 | 25200 | 25200 | 25200 | 25200 | 25200 | 25200 | 25200 | 25200 | 25200 | 25200 | 25200 | 25200 | 25200 | 25200 | 25200 | 25200 | 25200 | 25200 | 25200 | 25200 | 25200 | 25200 | 25200 | 25200 | 25200 | 25200 | 25200 | 25200 | 25200 | 25200 | 25200 | 25200 | 25200 | 25200 | 25200 | 25200 | 25200 | 25200 | 25200 | 25200 | 25200 | 25200 | 25200 | 25200 | 25200 | 25200 | 25200 | 25200 | 25200 | 25200 | 25200 | 25200 | 25200 | 25200 | 25200 | 25200 | 25200 | 25200 | 25200 | 25200 | 25200 | 25200 | 25200 | 25200 | 25200 | 25200 | 25200 | 25200 | 25200 | 25200 | 25200 | 25200 | 25200 | 25200 | 25200 | 25200 | 25200 | 25200 | 25200 | 25200 | 25200 | 25200 | 25200 | 25200 | 25200 | 25200 | 25200 | 25200 | 25200 | 25200 | 25200 | 25200 | 25200 | 25200 | 25200 | 25200 | 25200 | 25200 | 25200 | 25200 | 25200 | 25200 | 25200 | 25200 | 25200 | 25200 | 25200 | 25200 | 25200 | 25200 | 25200 | 25200 | 25200 | 25200 | 25200 | 25200 | 25200 | 25200 | 25200 | 25200 | 25200 | 25200 | 25200 | 25200 | 25200 | 25200 | 25200 | 25200 | 25200 | 25200 | 25200 | 25200 | 25200 | 25200 | 25200 | 25200 | 25200 | 25200 | 25200 | 25200 | 25200 | 25200 | 25200 | 25200 | 25200 | 25200 | 25200 | 25200 | 25200 | 25200 | 25200 | 25200 | 25200 | 25200 | 25200 | 25200 | 25200 | 25200 | 25200 | 25200 | 25200 | 25200 | 25200 | 25200 | 25200 | 25200 | 25200 | 25200 | 25200 | 25200 | 25200 | 25200 | 25200 | 25200 | 25200 | 25200 | 25200 | 25200 | 25200 | 25200 | 25200 | 25200 | 25200 | 25200 | 25200 | 25200 | 25200 | 25200 | 25200 | 25200 | 25200 | 25200 | 25200 | 25200 | 25200 | 25200 | 25200 | 25200 | 25200 | 25200 | 25200 | 25200 | 25200 | 25200 | 25200 | 25200 | 25200 | 25200 | 25200 | 25200 | 25200 | 25200 | 25200 | 25200 | 25200 | 25200 | 25200 | 25200 | 25200 | 25200 | 25200 | 25200 | 25200 | 25200 | 25200 | 25200 | 25200 | 25200 | 25200 | 25200 | 25200 | 25200 | 25200 | 25200 | 25200 | 25200 | 25200 | 25200 | 25200 | 25200 | 25200 | 25200 | 25200 | 25200 | 25200 | 25200 | 25200 | 25200 | 25200 | 25200 | 25200 | 25200 | 25200 | 25200 | 25200 | 25200 | 25200 | 25200 | 25200 | 25200 | 25200 | 25200 | 25200 | 25200 | 25200 | 25200 | 25200 | 25200 | 25200 | 25200 | 25200 | 25200 | 25200 | 25200 | 25200 | 25200 | 25200 | 25200 | 25200 | 25200 | 25200 | 25200 | 25200 | 25200 | 25200 | 25200 | 25200 | 25200 | 25200 | 25200 | 25200 | 25200 | 25200 | 25200 | 25200 | 25200 | 25200 | 25200 | 25200 | 25200 | 25200 | 25200 | 25200 | 25200 | 25200 | 25200 | 25200 | 25200 | 25200 | 25200 | 25200 | 25200 | 25200 | 25200 | 25200 | 25200 | 25200 | 25200 | 25200 | 25200 | 25200 | 25200 | 25200 | 25200 | 25200 | 25200 | 25200 | 25200 | 25200 | 25200 | 25200 | 25200 | 25200 | 25200 | 25200 | 25200 | 25200 | 25200 | 25200 | 25200 | 25200 | 25200 | 25200 | 25200 | 25200 | 25200 | 25200 | 25200 | 25200 | 25200 | 25200 | 25200 | 25200 | 25200 | 25200 | 25200 | 25200 | 25200 | 25200 | 25200 | 25200 | 25200 | 25200 | 25200 | 25200 | 25200 | 25200 | 25200 | 25200 | 25200 | 25200 | 25200 | 25200 | 25200 | 25200 | 25200 | 25200 | 25200 | 25200 | 25200 | 25200 | 25200 | 25200 | 25200 | 25200 | 25200 | 25200 | 25200 | 25200 | 25200 | 25200 | 25200 | 25200 | 25200 | 25200 | 25200 | 25200 | 25200 | 25200 | 25200 | 25200 | 25200 | 25200 | 25200 | 25200 | 25200 | 25200 | 25200 | 25200 | 25200 | 25200 | 25200 | 25200 | 25200 | 25200 | 25200 | 25200 | 25200 | 25200 | 25200 | 25200 | 25200 | 25200 | 25200 | 25200 | 25200 | 25200 | 25200 | 25200 | 25200 | 25200 | 25200 | 25200 | 25200 | 25200 | 25200 | 25200 | 25200 | 25200 | 25200 | 25200 | 25200 | 25200 | 25200 | 25200 | 25200 | 25200 | 25200 | 25200 | 25200 | 25200 | 25200 | 25200 | 25200 | 25200 | 25200 | 25200 | 25200 | 25200 | 25200 | 25200 | 25200 | 25200 | 25200 | 25200 | 25200 | 25200 | 25200 | 25200 | 25200 | 25200 | 25200 | 25200 | 25200 | 25200 | 25200 | 25200 | 25200 | 25200 | 25200 | 25200 | 25200 | 25200 | 25200 | 25200 | 25200 | 25200 | 25200 | 25200 | 25200 | 25200 | 25200 | 25200 | 25200 | 25200 | 25200 | 25200 | 25200 | 25200 | 25200 | 25200 | 25200 | 25200 | 25200 | 25200 | 25200 | 25200 | 25200 | 25200 | 25200 | 25200 | 25200 | 25200 | 25200 | 25200 | 25200 | 25200 | 25200 | 25200 | 25200 | 25200 | 25200 | 25200 | 25200 | 25200 | 25200 | 25200 | 25200 | 25200 | 25200 | 25200 | 25200 | 25200 | 25200 | 25200 | 25200 | 25200 | 25200 | 25200 | 25200 | 25200 | 25200 | 25200 | 25200 | 25200 | 25200 | 25200 | 25200 | 25200 | 25200 | 25200 | 25200 | 25200 | 25200 | 25200 | 25200 | 25200 | 25200 | 25200 | 25200 | 25200 | 25200 | 25200 | 25200 | 25200 | 25200 | 25200 | 25200 | 25200 | 25200 | 25200 | 25200 | 25200 | 25200 | 25200 | 25200 | 25200 | 25200 | 25200 | 25200 | 25200 | 25200 | 25200 | 25200 | 25200 | 25200 | 25200 | 25200 | 25200 | 25200 | 25200 | 25200 | 25200 | 25200 | 25200 | 25200 | 25200 | 25200 | 25200 | 25200 | 25200 | 25200 | 25200 | 25200 | 25200 | 25200 | 25200 | 25200 | 25200 | 25200 | 25200 | 25200 | 25200 | 25200 | 25200 | 25200 | 25200 | 25200 | 25200 | 25200 | 25200 | 25200 | 25200 | 25200 | 25200 | 25200 | 25200 | 25200 | 25200 | 25200 | 25200 | 25200 | 25200 | 25200 | 25200 | 25200 | 25200 | 25200 | 25200 | 25200 | 25200 | 25200 | 25200 | 25200 | 25200 | 25200 | 25200 | 25200 | 25200 | 25200 | 25200 | 25200 | 25200 | 25200 | 25200 | 25200 | 25200 | 25200 | 25200 | 25200 | 25200 | 25200 | 25200 | 25200 | 25200 | 25200 | 25200 | 25200 | 25200 | 25200 | 25200 | 25200 | 25200 | 25200 | 25200 | 25200 | 25200 | 25200 | 25200 | 25200 | 25200 | 25200 | 25200 | 25200 | 25200 | 25200 | 25200 | 25200 | 25200 | 25200 | 25200 | 25200 | 25200 | 25200 | 25200 | 25200 | 25200 | 25200 | 25200 | 25200 | 25200 | 25200 | 25200 | 25200 | 25200 | 25200 | 25200 | 25200 | 25200 | 25200 | 25200 | 25200 | 25200 | 25200 | 25200 | 25200 | 25200 | 25200 | 25200 | 25200 | 25200 | 25200 | 25200 | 25200 | 25200 | 25200 | 25200 | 25200 | 25200 | 25200 | 25200 | 25200 | 25200 | 25200 | 25200 | 25200 | 25200 | 25200 | 25200 | 25200 | 25200 | 25200 | 25200 | 25200 | 25200 | 25200 | 25200 | 25200 | 25200 | 25200 | 25200 | 25200 | 25200 | 25200 | 25200 | 25200 | 25200 | 25200 | 25200 | 25200 | 25200 | 25200 | 25200 | 25200 | 25200 | 25200 | 25200 | 25200 | 25200 | 25200 | 25200 | 25200 | 25200 | 25200 | 25200 | 25200 | 25200 | 25200 | 25200 | 25200 | 25200 | 25200 | 25200 | 25200 | 25200 | 25200 | 25200 | 25200 | 25200 | 25200 | 25200 | 25200 | 25200 | 25200 | 25200 | 25200 | 25200 | 25200 | 25200 | 25200 | 25200 | 25200 | 25200 | 25200 | 25200 | 25200 | 25200 | 25200 | 25200 | 25200 | 25200 | 25200 | 25200 | 25200 | 25200 | 25200 | 25200 | 25200 | 25200 | 25200 | 25200 | 25200 | 25200 | 25200 | 25200 | 25200 | 25200 | 25200 | 25200 | 25200 | 25200 | 25200 | 25200 | 25200 | 25200 | 25200 | 25200 | 25200 | 25200 | 25200 | 25200 | 25200 | 25200 | 25200 | 25200 | 25200 | 25200 | 25200 | 25200 | 25200 | 25200 | 25200 | 25200 | 25200 | 25200 | 25200 | 25200 | 25200 | 25200 | 25200 | 25200 | 25200 | 25200 | 25200 | 25200 | 25200 | 25200 | 25200 | 25200 | 25200 | 25200 | 25200 | 25200 | 25200 | 25200 | 25200 | 25200 | 25200 | 25200 | 25200 | 25200 | 25200 | 25200 | 25200 | 25200 | 25200 | 25200 | 25200 | 25200 | 25200 | 25200 | 25200 | 25200 | 25200 | 25200 | 25200 | 25200 | 25200 | 25200 | 25200 | 25200 | 25200 | 25200 | 25200 | 25200 | 25200 | 25200 | 25200 | 25200 | 25200 | 25200 | 25200 | 25200 | 25200 | 25200 | 25200 | 25200 | 25200 | 25200 | 25200 | 25200 | 25200 | 25200 | 25200 | 25200 | 25200 | 25200 | 25200 | 25200 | 25200 | 25200 | 25200 | 25200 | 25200 | 25200 | 25200 | 25200 | 25200 | 25200 | 25200 | 25200 | 25200 | 25200 | 25200 | 25200 | 25200 | 25200 | 25200 | 25200 | 25200 | 25200 | 25200 | 25200 | 25200 | 25200 | 25200 | 25200 | 25200 | 25200 | 25200 | 25200 | 25200 | 25200 | 25200 | 25200 | 25200 | 25200 | 25200 | 25200 | 25200 | 25200 | 25200 | 25200 | 25200 | 25200 | 25200 | 25200 | 25200 | 25200 | 25200 | 25200 | 25200 | 25200 | 25200 | 25200 | 25200 | 25200 | 25200 | 25200 | 25200 | 25200 | 25200 | 25200 | 25200 | 25200 | 25200 | 25200 | 25200 | 25200 | 25200 | 25200 | 25200 | 25200 | 25200 | 25200 | 25200 | 25200 | 25200 | 25200 | 25200 | 25200 | 25200 | 25200 | 25200 | 25200 | 25200 | 25200 | 25200 | 25200 | 25200 | 25200 | 25200 | 25200 | 25200 | 25200 | 25200 | 25200 | 25200 | 25200 | 25200 | 25200 | 25200 | 25200 | 25200 | 25200 | 25200 | 25200 | 25200 | 25200 | 25200 | 25200 | 25200 | 25200 | 25200 | 25200 | 25200 | 25200 | 25200 | 25200 | 25200 | 25200 | 25200 | 25200 | 25200 | 25200 | 25200 | 25200 | 25200 | 25200 | 25200 | 25200 | 25200 | 25200 | 25200 | 25200 | 25200 | 25200 | 25200 | 25200 | 25200 | 25200 | 25200 | 25200 | 25200 | 25200 | 25200 | 25200 | 25200 | 25200 | 25200 | 25200 | 25200 | 25200 | 25200 | 25200 | 25200 | 25200 | 25200 | 25200 | 25200 | 25200 | 25200 | 25200 | 25200 | 25200 | 25200 | 25200 | 25200 | 25200 | 25200 | 25200 | 25200 | 25200 | 25200 | 25200 | 25200 | 25200 | 25200 | 25200 | 25200 | 25200 | 25200 | 25200 | 25200 | 25200 | 25200 | 25200 | 25200 | 25200 | 25200 | 25200 | 25200 | 25200 | 25200 | 25200 | 25200 | 25200 | 25200 | 25200 | 25200 | 25200 | 25200 | 25200 | 25200 | 25200 | 25200 | 25200 | 25200 | 25200 | 25200 | 25200 | 25200 | 25200 | 25200 | 25200 | 25200 | 25200 | 25200 | 25200 | 25200 | 25200 | 25200 | 25200 | 25200 | 25200 | 25200 | 25200 | 25200 | 25200 | 25200 | 25200 | 25200 | 25200 | 25200 | 25200 | 25200 | 25200 | 25200 | 25200 | 25200 | 25200 | 25200 | 25200 | 25200 | 25200 | 25200 | 25200 | 25200 | 25200 | 25200 | 25200 | 25200 | 25200 | 25200 | 25200 | 25200 | 25200 | 25200 | 25200 | 25200 | 25200 | 25200 | 25200 | 25200 | 25200 | 25200 | 25200 | 25200 | 25200 | 25200 | 25200 | 25200 | 25200 | 25200 | 25200 | 25200 | 25200 | 25200 | 25200 | 25200 | 25200 | 25200 | 25200 | 25200 | 25200 | 25200 | 25200 | 25200 | 25200 | 25200 | 25200 | 25200 | 25200 | 25200 | 25200 | 25200 | 25200 | 25200 | 25200 | 25200 | 25200 | 25200 | 25200 | 25200 | 25200 | 25200 | 25200 | 25200 | 25200 | 25200 | 25200 | 25200 | 25200 | 25200 | 25200 | 25200 | 25200 | 25200 | 25200 | 25200 | 25200 | 25200 | 25200 | 25200 | 25200 | 25200 | 25200 | 25200 | 25200 | 25200 | 25200 | 25200 | 25200 | 25200 | 25200 | 25200 | 25200 | 25200 | 25200 | 25200 | 25200 | 25200 | 25200 | 25200 | 25200 | 25200 | 25200 | 25200 | 25200 | 25200 | 25200 | 25200 | 25200 | 25200 | 25200 | 25200 | 25200 | 25200 | 25200 | 25200 | 25200 | 25200 | 25200 | 25200 | 25200 | 25200 | 25200 | 25200 | 25200 | 25200 | 25200 | 25200 | 25200 | 25200 | 25200 | 25200 | 25200 | 25200 | 25200 | 25200 | 25200 | 25200 | 25200 | 25200 | 25200 | 25200 | 25200 | 25200 | 25200 | 25200 | 25200 | 25200 | 25200 | 25200 | 25200 | 25200 | 25200 | 25200 | 25200 | 25200 | 25200 | 25200 | 25200 | 25200 | 25200 | 25200 | 25200 | 25200 | 25200 | 25200 | 25200 | 25200 | 25200 | 25200 | 25200 | 25200 | 25200 | 25200 | 25200 | 25200 | 25200 | 25200 | 25200 | 25200 | 25200 | 25200 | 25200 | 25200 | 25200 | 25200 | 25200 | 25200 | 25200 | 25200 | 25200 | 25200 | 25200 | 25200 | 25200 | 25200 | 25200 | 25200 | 25200 | 25200 | 25200 | 25200 | 25200 | 25200 | 25200 | 25200 | 25200 | 25200 | 25200 | 25200 | 25200 | 25200 | 25200 | 25200 | 25200 | 25200 | 25200 | 25200 | 25200 | 25200 | 25200 | 25200 | 25200 | 25200 | 25200 | 25200 | 25200 | 25200 | 25200 | 25200 | 25200 | 25200 | 25200 | 25200 | 25200 | 25200 | 25200 | 25200 | 25200 | 25200 | 25200 | 25200 | 25200 | 25200 | 25200 | 25200 | 25200 | 25200 | 25200 | 25200 | 25200 | 25200 | 25200 | 25200 | 25200 | 25200 | 25200 | 25200 | 25200 | 25200 | 25200 | 25200 | 25200 | 25200 | 25200 | 25200 | 25200 | 25200 | 25200 | 25200 | 25200 | 25200 | 25200 | 25200 | 25200 | 25200 | 25200 | 25200 | 25200 | 25200 | 25200 | 25200 | 25200 | 25200 | 25200 | 25200 | 25200 | 25200 | 25200 | 25200 | 25200 | 25200 | 25200 | 25200 | 25200 | 25200 | 25200 | 25200 | 25200 | 25200 | 25200 | 25200 | 25200 | 25200 | 25200 | 25200 | 25200 | 25200 | 25200 | 25200 | 25200 | 25200 | 25200 | 25200 | 25200 | 25200 | 25200 | 25200 | 25200 | 25200 | 25200 | 25200 | 25200 | 25200 | 25200 | 25200 | 25200 | 25200 | 25200 | 25200 | 25200 | 25200 | 25200 | 25200 | 25200 | 25200 | 25200 | 25200 | 25200 | 25200 | 25200 | 25200 | 25200 | 25200 | 25200 | 25200 | 25200 | 25200 | 25200 | 25200 | 25200 | 25200 | 25200 | 25200 | 25200 | 25200 | 25200 | 25200 | 25200 | 25200 | 25200 | 25200 | 25200 | 25200 | 25200 | 25200 | 25200 | 25200 | 25200 | 25200 | 25200 | 25200 | 25200 | 25200 | 25200 | 25200 | 25200 | 25200 | 25200 | 25200 | 25200 | 25200 | 25200 | 25200 | 25200 | 25200 | 25200 | 25200 | 25200 | 25200 | 25200 | 25200 | 25200 | 25200 | 25200 | 25200 | 25200 | 25200 | 25200 | 25200 | 25200 | 25200 | 25200 | 25200 | 25200 | 25200 | 25200 | 25200 | 25200 | 25200 | 25200 | 25200 | 25200 | 25200 | 25200 | 25200 | 25200 | 25200 | 25200 | 25200 | 25200 | 25200 | 25200 | 25200 | 25200 | 25200 | 25200 | 25200 | 25200 | 25200 | 25200 | 25200 | 25200 | 25200 | 25200 | 25200 | 25200 | 25200 | 25200 | 25200 | 25200 | 25200 | 25200 | 25200 | 25200 | 25200 | 25200 | 25200 | 25200 | 25200 | 25200 | 25200 | 25200 | 25200 | 25200 | 25200 | 25200 | 25200 | 25200 | 25200 | 25200 | 25200 | 25200 | 25200 | 25200 | 25200 | 25200 | 25200 | 25200 | 25200 | 25200 | 25200 | 25200 | 25200 | 25200 | 25200 | 25200 | 25200 | 25200 | 25200 | 25200 | 25200 | 25200 | 25200 | 25200 | 25200 | 25200 | 25200 | 25200 | 25200 | 25200 | 25200 | 25200 | 25200 | 25200 | 25200 | 25200 | 25200 | 25200 | 25200 | 25200 | 25200 | 25200 | 25200 | 25200 | 25200 | 25200 | 25200 | 25200 | 25200 | 25200 | 25200 | 25200 | 25200 | 25200 | 25200 | 25200 | 25200 | 25200 | 25200 | 25200 | 25200 | 25200 | 25200 | 25200 | 25200 | 25200 | 25200 | 25200 | 25200 | 25200 | 25200 | 25200 | 25200 | 25200 | 25200 | 25200 | 25200 | 25200 | 25200 | 25200 | 25200 | 25200 | 25200 | 25200 | 25200 | 25200 | 25200 | 25200 | 25200 | 25200 | 25200 | 25200 | 25200 | 25200 | 25200 | 25200 | 25200 | 25200 | 25200 | 25200 | 25200 | 25200 | 25200 | 25200 | 25200 | 25200 | 25200 | 25200 | 25200 | 25200 | 25200 | 25200 | 25200 | 25200 | 25200 | 25200 | 25200 | 25200 | 25200 | 25200 | 25200 | 25200 | 25200 | 25200 | 25200 | 25200 | 25200 | 25200 | 25200 | 25200 | 25200 | 25200 | 25200 | 25200 | 25200 | 25200 | 25200 | 25200 | 25200 | 25200 | 25200 | 25200 | 25200 | 25200 | 25200 | 25200 | 25200 | 25200 | 25200 | 25200 | 25200 | 25200 | 25200 | 25200 | 25200 | 25200 | 25200 | 25200 | 25200 | 25200 | 25200 | 25200 | 25200 | 25200 | 25200 | 25200 | 25200 | 25200 | 25200 | 25200 | 25200 | 25200 | 25200 | 25200 | 25200 | 25200 | 25200 | 25200 | 25200 | 25200 | 25200 | 25200 | 25200 | 25200 | 25200 | 25200 | 25200 | 25200 | 25200 | 25200 | 25200 | 25200 | 25200 | 25200 | 25200 | 25200 | 25200 | 25200 | 25200 | 25200 | 25200 | 25200 | 25200 | 25200 | 25200 | 25200 | 25200 | 25200 | 25200 | 25200 | 25200 | 25200 | 25200 | 25200 | 25200 | 25200 | 25200 | 25200 | 25200 | 25200 | 25200 | 25200 | 25200 | 25200 | 25200 | 25200 | 25200 | 25200 | 25200 | 25200 | 25200 | 25200 | 25200 | 25200 | 25200 | 25200 | 25200 | 25200 | 25200 | 25200 | 25200 | 25200 | 25200 | 25200 | 25200 | 25200 | 25200 | 25200 | 25200 | 25200 | 25200 | 25200 | 25200 | 25200 | 25200 | 25200 | 25200 | 25200 | 25200 | 25200 | 25200 | 25200 | 25200 | 25200 | 25200 | 25200 | 25200 | 25200 | 25200 | 25200 | 25200 | 25200 | 25200 | 25200 | 25200 | 25200 | 25200 | 25200 | 25200 | 25200 | 25200 | 25200 | 25200 | 25200 | 25200 | 25200 | 25200 | 25200 | 25200 | 25200 | 25200 | 25200 | 25200 | 25200 | 25200 | 25200 | 25200 | 25200 | 25200 | 25200 | 25200 | 25200 | 25200 | 25200 | 25200 | 25200 | 25200 | 25200 | 25200 | 25200 | 25200 | 25200 | 25200 | 25200 | 25200 | 25200 | 25200 | 25200 | 25200 | 25200 | 25200 | 25200 | 25200 | 25200 | 25200 | 25200 | 25200 | 25200 | 25200 | 25200 | 25200 | 25200 | 25200 | 25200 | 25200 | 25200 | 25200 | 25200 | 25200 | 25200 | 25200 | 25200 | 25200 | 25200 | 25200 | 25200 | 25200 | 25200 | 25200 | 25200 | 25200 | 25200 | 25200 | 25200 | 25200 | 25200 | 25200 | 25200 | 25200 | 25200 | 25200 | 25200 | 25200 | 25200 | 25200 | 25200 | 25200 | 25200 | 25200 | 25200 | 25200 | 25200 | 25200 | 25200 | 25200 | 25200 | 25200 | 25200 | 25200 | 25200 | 25200 | 25200 | 25200 | 25200 | 25200 | 25200 | 25200 | 25200 | 25200 | 25200 | 25200 | 25200 | 25200 | 25200 | 25200 | 25200 | 25200 | 25200 | 25200 | 25200 | 25200 | 25200 | 25200 | 25200 | 25200 | 25200 | 25200 | 25200 | 25200 | 25200 | 25200 | 25200 | 25200 | 25200 | 25200 | 25200 | 25200 | 25200 | 25200 | 25200 | 25200 | 25200 | 25200 | 25200 | 25200 | 25200 | 25200 | 25200 | 25200 | 25200 | 25200 | 25200 | 25200 | 25200 | 25200 | 25200 | 25200 | 25200 | 25200 | 25200 | 25200 | 25200 | 25200 | 25200 | 25200 | 25200 | 25200 | 25200 | 25200 | 25200 | 25200 | 25200 | 25200 | 25200 | 25200 | 25200 | 25200 | 25200 | 25200 | 25200 | 25200 | 25200 | 25200 | 25200 | 25200 | 25200 | 25200 | 25200 | 25200 | 25200 | 25200 | 25200 | 25200 | 25200 | 25200 | 25200 | 25200 | 25200 | 25200 | 25200 | 25200 | 25200 | 25200 | 25200 | 25200 | 25200 | 25200 | 25200 | 25200 | 25200 | 25200 | 25200 | 25200 | 25200 | 25200 | 25200 | 25200 | 25200 | 25200 | 25200 | 25200 | 25200 | 25200 | 25200 | 25200 | 25200 | 25200 | 25200 | 25200 | 25200 | 25200 | 25200 | 25200 | 25200 | 25200 | 25200 | 25200 | 25200 | 25200 | 25200 | 25200 | 25200 | 25200 | 25200 | 25200 | 25200 | 25200 | 25200 | 25200 | 25200 | 25200 | 25200 | 25200 | 25200 | 25200 | 25200 | 25200 | 25200 | 25200 | 25200 | 25200 | 25200 | 25200 | 25200 | 25200 | 25200 | 25200 | 25200 | 25200 | 25200 | 25200 | 25200 | 25200 | 25200 | 25200 | 25200 | 25200 | 25200 | 25200 | 25200 | 25200 | 25200 | 25200 | 25200 | 25200 | 25200 | 25200 | 25200 | 25200 | 25200 | 25200 | 25200 | 25200 | 25200 | 25200 | 25200 | 25200 | 25200 | 25200 | 25200 | 25200 | 25200 | 25200 | 25200 | 25200 | 25200 | 25200 | 25200 | 25200 | 25200 | 25200 | 25200 | 25200 | 25200 | 25200 | 25200 | 25200 | 25200 | 25200 | 25200 | 25200 | 25200 | 25200 | 25200 | 25200 | 25200 | 25200 | 25200 | 25200 | 25200 | 25200 | 25200 | 25200 | 25200 | 25200 | 25200 | 25200 | 25200 | 25200 | 25200 | 25200 | 25200 | 25200 | 25200 | 25200 | 25200 | 25200 | 25200 | 25200 | 25200 | 25200 | 25200 | 25200 | 25200 | 25200 | 25200 | 25200 | 25200 | 25200 | 25200 | 25200 | 25200 | 25200 | 25200 | 25200 | 25200 | 25200 | 25200 | 25200 | 25200 | 25200 | 25200 | 25200 | 25200 | 25200 | 25200 | 25200 | 25200 | 25200 | 25200 | 25200 | 25200 | 25200 | 25200 | 25200 | 25200 | 25200 | 25200 | 25200 | 25200 | 25200 | 25200 | 25200 | 25200 | 25200 | 25200 | 25200 | 25200 | 25200 | 25200 | 25200 | 25200 | 25200 | 25200 | 25200 | 25200 | 25200 | 25200 | 25200 | 25200 | 25200 | 25200 | 25200 | 25200 | 25200 | 25200 | 25200 | 25200 | 25200 | 25200 | 25200 | 25200 | 25200 | 25200 | 25200 | 25200 | 25200 | 25200 | 25200 | 25200 | 25200 | 25200 | 25200 | 25200 | 25200 | 25200 | 25200 | 25200 | 25200 | 25200 | 25200 | 25200 | 25200 | 25200 | 25200 | 25200 | 25200 | 25200 | 25200 | 25200 | 25200 | 25200 | 25200 | 25200 | 25200 | 25200 | 25200 | 25200 | 25200 | 25200 | 25200 | 25200 | 25200 | 25200 | 25200 | 25200 | 25200 | 25200 | 25200 | 25200 | 25200 | 25200 | 25200 | 25200 | 25200 | 25200 | 25200 | 25200 | 25200 | 25200 | 25200 | 25200 | 25200 | 25200 | 25200 | 25200 | 25200 | 25200 | 25200 | 25200 | 25200 | 25200 | 25200 | 25200 | 25200 | 25200 | 25200 | 25200 | 25200 | 25200 | 25200 | 25200 | 25200 | 25200 | 25200 | 25200 | 25200 | 25200 | 25200 | 25200 | 25200 | 25200 | 25200 | 25200 | 25200 | 25200 | 25200 | 25200 | 25200 | 25200 | 25200 | 25200 | 25200 | 25200 | 25200 | 25200 | 25200 | 25200 | 25200 | 25200 | 25200 | 25200 | 25200 | 25200 | 25200 | 25200 | 25200 | 25200 | 25200 | 25200 | 25200 | 25200 | 25200 | 25200 | 25200 | 25200 | 25200 | 25200 | 25200 | 25200 | 25200 | 25200 | 25200 | 25200 | 25200 | 25200 | 25200 | 25200 | 25200 | 25200 | 25200 | 25200 | 25200 | 25200 | 25200 | 25200 | 25200 | 25200 | 25200 | 25200 | 25200 | 25200 | 25200 | 25200 | 25200 | 25200 | 25200 | 25200 | 25200 | 25200 | 25200 | 25200 | 25200 | 25200 | 25200 | 25200 | 25200 | 25200 | 25200 | 25200 | 25200 | 25200 | 25200 | 25200 | 25200 | 25200 | 25200 | 25200 | 25200 | 25200 | 25200 | 25200 | 25200 | 25200 | 25200 | 25200 | 25200 | 25200 | 25200 | 25200 | 25200 | 25200 | 25200 | 25200 | 25200 | 25200 | 25200 | 25200 | 25200 | 25200 | 25200 | 25200 | 25200 | 25200 | 25200 | 25200 | 25200 | 25200 | 25200 | 25200 | 25200 | 25200 | 25200 | 25200 | 25200 | 25200 | 25200 | 25200 | 25200 | 25200 | 25200 | 25200 | 25200 | 25200 | 25200 | 25200 | 25200 | 25200 | 25200 | 25200 | 25200 | 25200 | 25200 | 25200 | 25200 | 25200 | 25200 | 25200 | 25200 | 25200 | 25200 | 25200 | 25200 | 25200 | 25200 | 25200 | 25200 | 25200 | 25200 | 25200 | 25200 | 25200 | 25200 | 25200 | 25200 | 25200 | 25200 | 25200 | 25200 | 25200 | 25200 | 25200 | 25200 | 25200 | 25200 | 25200 | 25200 | 25200 | 25200 | 25200 | 25200 | 25200 | 25200 | 25200 | 25200 | 25200 | 25200 | 25200 | 25200 | 25200 | 25200 | 25200 | 25200 | 25200 | 25200 | 25200 | 25200 | 25200 | 25200 | 25200 | 25200 | 25200 | 25200 | 25200 | 25200 | 25200 | 25200 | 25200 | 25200 | 25200 | 25200 | 25200 | 25200 | 25200 | 25200 | 25200 | 25200 | 25200 | 25200 | 25200 | 25200 | 25200 | 25200 | 25200 | 25200 | 25200 | 25200 | 25200 | 25200 | 25200 | 25200 | 25200 | 25200 | 25200 | 25200 | 25200 | 25200 | 25200 | 25200 | 25200 | 25200 | 25200 | 25200 | 25200 | 25200 | 25200 | 25200 | 25200 | 25200 | 25200 | 25200 | 25200 | 25200 | 25200 | 25200 | 25200 | 25200 | 25200 | 25200 | 25200 | 25200 | 25200 | 25200 | 25200 | 25200 | 25200 | 25200 | 25200 | 25200 | 25200 | 25200 | 25200 | 25200 | 25200 | 25200 | 25200 | 25200 | 25200 | 25200 | 25200 | 25200 | 25200 | 25200 | 25200 | 25200 | 25200 | 25200 | 25200 | 25200 | 25200 | 25200 | 25200 | 25200 | 25200 | 25200 | 25200 | 25200 | 25200 | 25200 | 25200 | 25200 | 25200 | 25200 | 25200 | 25200 | 25200 | 25200 | 25200 | 25200 | 25200 | 25200 | 25200 | 25200 | 25200 | 25200 | 25200 | 25200 | 25200 | 25200 | 25200 | 25200 | 25200 | 25200 | 25200 | 25200 | 25200 | 25200 | 25200 | 25200 | 25200 | 25200 | 25200 | 25200 | 25200 | 25200 | 25200 | 25200 | 25200 | 25200 | 25200 | 25200 | 25200 | 25200 | 25200 | 25200 | 25200 | 25200 | 25200 | 25200 | 25200 | 25200 | 25200 | 25200 | 25200 | 25200 | 25200 | 25200 | 25200 | 25200 | 25200 | 25200 | 25200 | 25200 | 25200 | 25200 | 25200 | 25200 | 25200 | 25200 | 25200 | 25200 | 25200 | 25200 | 25200 | 25200 | 25200 | 25200 | 25200 | 25200 | 25200 | 25200 | 25200 | 25200 | 25200 | 25200 | 25200 | 25200 | 25200 | 25200 | 25200 | 25200 | 25200 | 25200 | 25200 | 25200 | 25200 | 25200 | 25200 | 25200 | 25200 | 25200 | 25200 | 25200 | 25200 | 25200 | 25200 | 25200 | 25200 | 25200 | 25200 | 25200 | 25200 | 25200 | 25200 | 25200 | 25200 | 25200 | 25200 | 25200 | 25200 | 25200 | 25200 | 25200 | 25200 | 25200 | 25200 | 25200 | 25200 | 25200 | 25200 | 25200 | 25200 | 25200 | 25200 | 25200 | 25200 | 25200 | 25200
Time infected person occupied the space | T_I | constant | 25200 |  | s | These values are not used by this model | T_I | 25200 | 25200 | 25200 | 25200 | 25200 | 25200 | 25200 | 25200 | 25200 | 25200 | 25200 | 25200 | 25200 | 25200 | 25200 | 25200 | 25200 | 25200 | 25200 | 25200 | 25200 | 25200 | 25200 | 25200 | 25200 | 25200 | 25200 | 25200 | 25200 | 25200 | 25200 | 25200 | 25200 | 25200 | 25200 | 25200 | 25200 | 25200 | 25200 | 25200 | 25200 | 25200 | 25200 | 25200 | 25200 | 25200 | 25200 | 25200 | 25200 | 25200 | 25200 | 25200 | 25200 | 25200 | 25200 | 25200 | 25200 | 25200 | 25200 | 25200 | 25200 | 25200 | 25200 | 25200 | 25200 | 25200 | 25200 | 25200 | 25200 | 25200 | 25200 | 25200 | 25200 | 25200 | 25200 | 25200 | 25200 | 25200 | 25200 | 25200 | 25200 | 25200 | 25200 | 25200 | 25200 | 25200 | 25200 | 25200 | 25200 | 25200 | 25200 | 25200 | 25200 | 25200 | 25200 | 25200 | 25200 | 25200 | 25200 | 25200 | 25200 | 25200 | 25200 | 25200 | 25200 | 25200 | 25200 | 25200 | 25200 | 25200 | 25200 | 25200 | 25200 | 25200 | 25200 | 25200 | 25200 | 25200 | 25200 | 25200 | 25200 | 25200 | 25200 | 25200 | 25200 | 25200 | 25200 | 25200 | 25200 | 25200 | 25200 | 25200 | 25200 | 25200 | 25200 | 25200 | 25200 | 25200 | 25200 | 25200 | 25200 | 25200 | 25200 | 25200 | 25200 | 25200 | 25200 | 25200 | 25200 | 25200 | 25200 | 25200 | 25200 | 25200 | 25200 | 25200 | 25200 | 25200 | 25200 | 25200 | 25200 | 25200 | 25200 | 25200 | 25200 | 25200 | 25200 | 25200 | 25200 | 25200 | 25200 | 25200 | 25200 | 25200 | 25200 | 25200 | 25200 | 25200 | 25200 | 25200 | 25200 | 25200 | 25200 | 25200 | 25200 | 25200 | 25200 | 25200 | 25200 | 25200 | 25200 | 25200 | 25200 | 25200 | 25200 | 25200 | 25200 | 25200 | 25200 | 25200 | 25200 | 25200 | 25200 | 25200 | 25200 | 25200 | 25200 | 25200 | 25200 | 25200 | 25200 | 25200 | 25200 | 25200 | 25200 | 25200 | 25200 | 25200 | 25200 | 25200 | 25200 | 25200 | 25200 | 25200 | 25200 | 25200 | 25200 | 25200 | 25200 | 25200 | 25200 | 25200 | 25200 | 25200 | 25200 | 25200 | 25200 | 25200 | 25200 | 25200 | 25200 | 25200 | 25200 | 25200 | 25200 | 25200 | 25200 | 25200 | 25200 | 25200 | 25200 | 25200 | 25200 | 25200 | 25200 | 25200 | 25200 | 25200 | 25200 | 25200 | 25200 | 25200 | 25200 | 25200 | 25200 | 25200 | 25200 | 25200 | 25200 | 25200 | 25200 | 25200 | 25200 | 25200 | 25200 | 25200 | 25200 | 25200 | 25200 | 25200 | 25200 | 25200 | 25200 | 25200 | 25200 | 25200 | 25200 | 25200 | 25200 | 25200 | 25200 | 25200 | 25200 | 25200 | 25200 | 25200 | 25200 | 25200 | 25200 | 25200 | 25200 | 25200 | 25200 | 25200 | 25200 | 25200 | 25200 | 25200 | 25200 | 25200 | 25200 | 25200 | 25200 | 25200 | 25200 | 25200 | 25200 | 25200 | 25200 | 25200 | 25200 | 25200 | 25200 | 25200 | 25200 | 25200 | 25200 | 25200 | 25200 | 25200 | 25200 | 25200 | 25200 | 25200 | 25200 | 25200 | 25200 | 25200 | 25200 | 25200 | 25200 | 25200 | 25200 | 25200 | 25200 | 25200 | 25200 | 25200 | 25200 | 25200 | 25200 | 25200 | 25200 | 25200 | 25200 | 25200 | 25200 | 25200 | 25200 | 25200 | 25200 | 25200 | 25200 | 25200 | 25200 | 25200 | 25200 | 25200 | 25200 | 25200 | 25200 | 25200 | 25200 | 25200 | 25200 | 25200 | 25200 | 25200 | 25200 | 25200 | 25200 | 25200 | 25200 | 25200 | 25200 | 25200 | 25200 | 25200 | 25200 | 25200 | 25200 | 25200 | 25200 | 25200 | 25200 | 25200 | 25200 | 25200 | 25200 | 25200 | 25200 | 25200 | 25200 | 25200 | 25200 | 25200 | 25200 | 25200 | 25200 | 25200 | 25200 | 25200 | 25200 | 25200 | 25200 | 25200 | 25200 | 25200 | 25200 | 25200 | 25200 | 25200 | 25200 | 25200 | 25200 | 25200 | 25200 | 25200 | 25200 | 25200 | 25200 | 25200 | 25200 | 25200 | 25200 | 25200 | 25200 | 25200 | 25200 | 25200 | 25200 | 25200 | 25200 | 25200 | 25200 | 25200 | 25200 | 25200 | 25200 | 25200 | 25200 | 25200 | 25200 | 25200 | 25200 | 25200 | 25200 | 25200 | 25200 | 25200 | 25200 | 25200 | 25200 | 25200 | 25200 | 25200 | 25200 | 25200 | 25200 | 25200 | 25200 | 25200 | 25200 | 25200 | 25200 | 25200 | 25200 | 25200 | 25200 | 25200 | 25200 | 25200 | 25200 | 25200 | 25200 | 25200 | 25200 | 25200 | 25200 | 25200 | 25200 | 25200 | 25200 | 25200 | 25200 | 25200 | 25200 | 25200 | 25200 | 25200 | 25200 | 25200 | 25200 | 25200 | 25200 | 25200 | 25200 | 25200 | 25200 | 25200 | 25200 | 25200 | 25200 | 25200 | 25200 | 25200 | 25200 | 25200 | 25200 | 25200 | 25200 | 25200 | 25200 | 25200 | 25200 | 25200 | 25200 | 25200 | 25200 | 25200 | 25200 | 25200 | 25200 | 25200 | 25200 | 25200 | 25200 | 25200 | 25200 | 25200 | 25200 | 25200 | 25200 | 25200 | 25200 | 25200 | 25200 | 25200 | 25200 | 25200 | 25200 | 25200 | 25200 | 25200 | 25200 | 25200 | 25200 | 25200 | 25200 | 25200 | 25200 | 25200 | 25200 | 25200 | 25200 | 25200 | 25200 | 25200 | 25200 | 25200 | 25200 | 25200 | 25200 | 25200 | 25200 | 25200 | 25200 | 25200 | 25200 | 25200 | 25200 | 25200 | 25200 | 25200 | 25200 | 25200 | 25200 | 25200 | 25200 | 25200 | 25200 | 25200 | 25200 | 25200 | 25200 | 25200 | 25200 | 25200 | 25200 | 25200 | 25200 | 25200 | 25200 | 25200 | 25200 | 25200 | 25200 | 25200 | 25200 | 25200 | 25200 | 25200 | 25200 | 25200 | 25200 | 25200 | 25200 | 25200 | 25200 | 25200 | 25200 | 25200 | 25200 | 25200 | 25200 | 25200 | 25200 | 25200 | 25200 | 25200 | 25200 | 25200 | 25200 | 25200 | 25200 | 25200 | 25200 | 25200 | 25200 | 25200 | 25200 | 25200 | 25200 | 25200 | 25200 | 25200 | 25200 | 25200 | 25200 | 25200 | 25200 | 25200 | 25200 | 25200 | 25200 | 25200 | 25200 | 25200 | 25200 | 25200 | 25200 | 25200 | 25200 | 25200 | 25200 | 25200 | 25200 | 25200 | 25200 | 25200 | 25200 | 25200 | 25200 | 25200 | 25200 | 25200 | 25200 | 25200 | 25200 | 25200 | 25200 | 25200 | 25200 | 25200 | 25200 | 25200 | 25200 | 25200 | 25200 | 25200 | 25200 | 25200 | 25200 | 25200 | 25200 | 25200 | 25200 | 25200 | 25200 | 25200 | 25200 | 25200 | 25200 | 25200 | 25200 | 25200 | 25200 | 25200 | 25200 | 25200 | 25200 | 25200 | 25200 | 25200 | 25200 | 25200 | 25200 | 25200 | 25200 | 25200 | 25200 | 25200 | 25200 | 25200 | 25200 | 25200 | 25200 | 25200 | 25200 | 25200 | 25200 | 25200 | 25200 | 25200 | 25200 | 25200 | 25200 | 25200 | 25200 | 25200 | 25200 | 25200 | 25200 | 25200 | 25200 | 25200 | 25200 | 25200 | 25200 | 25200 | 25200 | 25200 | 25200 | 25200 | 25200 | 25200 | 25200 | 25200 | 25200 | 25200 | 25200 | 25200 | 25200 | 25200 | 25200 | 25200 | 25200 | 25200 | 25200 | 25200 | 25200 | 25200 | 25200 | 25200 | 25200 | 25200 | 25200 | 25200 | 25200 | 25200 | 25200 | 25200 | 25200 | 25200 | 25200 | 25200 | 25200 | 25200 | 25200 | 25200 | 25200 | 25200 | 25200 | 25200 | 25200 | 25200 | 25200 | 25200 | 25200 | 25200 | 25200 | 25200 | 25200 | 25200 | 25200 | 25200 | 25200 | 25200 | 25200 | 25200 | 25200 | 25200 | 25200 | 25200 | 25200 | 25200 | 25200 | 25200 | 25200 | 25200 | 25200 | 25200 | 25200 | 25200 | 25200 | 25200 | 25200 | 25200 | 25200 | 25200 | 25200 | 25200 | 25200 | 25200 | 25200 | 25200 | 25200 | 25200 | 25200 | 25200 | 25200 | 25200 | 25200 | 25200 | 25200 | 25200 | 25200 | 25200 | 25200 | 25200 | 25200 | 25200 | 25200 | 25200 | 25200 | 25200 | 25200 | 25200 | 25200 | 25200 | 25200 | 25200 | 25200 | 25200 | 25200 | 25200 | 25200 | 25200 | 25200 | 25200 | 25200 | 25200 | 25200 | 25200 | 25200 | 25200 | 25200 | 25200 | 25200 | 25200 | 25200 | 25200 | 25200 | 25200 | 25200 | 25200 | 25200 | 25200 | 25200 | 25200 | 25200 | 25200 | 25200 | 25200 | 25200 | 25200 | 25200 | 25200 | 25200 | 25200 | 25200 | 25200 | 25200 | 25200 | 25200 | 25200 | 25200 | 25200 | 25200 | 25200 | 25200 | 25200 | 25200 | 25200 | 25200 | 25200 | 25200 | 25200 | 25200 | 25200 | 25200 | 25200 | 25200 | 25200 | 25200 | 25200 | 25200 | 25200 | 25200 | 25200 | 25200 | 25200 | 25200 | 25200 | 25200 | 25200 | 25200 | 25200 | 25200 | 25200 | 25200 | 25200 | 25200 | 25200 | 25200 | 25200 | 25200 | 25200 | 25200 | 25200 | 25200 | 25200 | 25200 | 25200 | 25200 | 25200 | 25200 | 25200 | 25200 | 25200 | 25200 | 25200 | 25200 | 25200 | 25200 | 25200 | 25200 | 25200 | 25200 | 25200 | 25200 | 25200 | 25200 | 25200 | 25200 | 25200 | 25200 | 25200 | 25200 | 25200 | 25200 | 25200 | 25200 | 25200 | 25200 | 25200 | 25200 | 25200 | 25200 | 25200 | 25200 | 25200 | 25200 | 25200 | 25200 | 25200 | 25200 | 25200 | 25200 | 25200 | 25200 | 25200 | 25200 | 25200 | 25200 | 25200 | 25200 | 25200 | 25200 | 25200 | 25200 | 25200 | 25200 | 25200 | 25200 | 25200 | 25200 | 25200 | 25200 | 25200 | 25200 | 25200 | 25200 | 25200 | 25200 | 25200 | 25200 | 25200 | 25200 | 25200 | 25200 | 25200 | 25200 | 25200 | 25200 | 25200 | 25200 | 25200 | 25200 | 25200 | 25200 | 25200 | 25200 | 25200 | 25200 | 25200 | 25200 | 25200 | 25200 | 25200 | 25200 | 25200 | 25200 | 25200 | 25200 | 25200 | 25200 | 25200 | 25200 | 25200 | 25200 | 25200 | 25200 | 25200 | 25200 | 25200 | 25200 | 25200 | 25200 | 25200 | 25200 | 25200 | 25200 | 25200 | 25200 | 25200 | 25200 | 25200 | 25200 | 25200 | 25200 | 25200 | 25200 | 25200 | 25200 | 25200 | 25200 | 25200 | 25200 | 25200 | 25200 | 25200 | 25200 | 25200 | 25200 | 25200 | 25200 | 25200 | 25200 | 25200 | 25200 | 25200 | 25200 | 25200 | 25200 | 25200 | 25200 | 25200 | 25200 | 25200 | 25200 | 25200 | 25200 | 25200 | 25200 | 25200 | 25200 | 25200 | 25200 | 25200 | 25200 | 25200 | 25200 | 25200 | 25200 | 25200 | 25200 | 25200 | 25200 | 25200 | 25200 | 25200 | 25200 | 25200 | 25200 | 25200 | 25200 | 25200 | 25200 | 25200 | 25200 | 25200 | 25200 | 25200 | 25200 | 25200 | 25200 | 25200 | 25200 | 25200 | 25200 | 25200 | 25200 | 25200 | 25200 | 25200 | 25200 | 25200 | 25200 | 25200 | 25200 | 25200 | 25200 | 25200 | 25200 | 25200 | 25200 | 25200 | 25200 | 25200 | 25200 | 25200 | 25200 | 25200 | 25200 | 25200 | 25200 | 25200 | 25200 | 25200 | 25200 | 25200 | 25200 | 25200 | 25200 | 25200 | 25200 | 25200 | 25200 | 25200 | 25200 | 25200 | 25200 | 25200 | 25200 | 25200 | 25200 | 25200 | 25200 | 25200 | 25200 | 25200 | 25200 | 25200 | 25200 | 25200 | 25200 | 25200 | 25200 | 25200 | 25200 | 25200 | 25200 | 25200 | 25200 | 25200 | 25200 | 25200 | 25200 | 25200 | 25200 | 25200 | 25200 | 25200 | 25200 | 25200 | 25200 | 25200 | 25200 | 25200 | 25200 | 25200 | 25200 | 25200 | 25200 | 25200 | 25200 | 25200 | 25200 | 25200 | 25200 | 25200 | 25200 | 25200 | 25200 | 25200 | 25200 | 25200 | 25200 | 25200 | 25200 | 25200 | 25200 | 25200 | 25200 | 25200 | 25200 | 25200 | 25200 | 25200 | 25200 | 25200 | 25200 | 25200 | 25200 | 25200 | 25200 | 25200 | 25200 | 25200 | 25200 | 25200 | 25200 | 25200 | 25200 | 25200 | 25200 | 25200 | 25200 | 25200 | 25200 | 25200 | 25200 | 25200 | 25200 | 25200 | 25200 | 25200 | 25200 | 25200 | 25200 | 25200 | 25200 | 25200 | 25200 | 25200 | 25200 | 25200 | 25200 | 25200 | 25200 | 25200 | 25200 | 25200 | 25200 | 25200 | 25200 | 25200 | 25200 | 25200 | 25200 | 25200 | 25200 | 25200 | 25200 | 25200 | 25200 | 25200 | 25200 | 25200 | 25200 | 25200 | 25200 | 25200 | 25200 | 25200 | 25200 | 25200 | 25200 | 25200 | 25200 | 25200 | 25200 | 25200 | 25200 | 25200 | 25200 | 25200 | 25200 | 25200 | 25200 | 25200 | 25200 | 25200 | 25200 | 25200 | 25200 | 25200 | 25200 | 25200 | 25200 | 25200 | 25200 | 25200 | 25200 | 25200 | 25200 | 25200 | 25200 | 25200 | 25200 | 25200 | 25200 | 25200 | 25200 | 25200 | 25200 | 25200 | 25200 | 25200 | 25200 | 25200 | 25200 | 25200 | 25200 | 25200 | 25200 | 25200 | 25200 | 25200 | 25200 | 25200 | 25200 | 25200 | 25200 | 25200 | 25200 | 25200 | 25200 | 25200 | 25200 | 25200 | 25200 | 25200 | 25200 | 25200 | 25200 | 25200 | 25200 | 25200 | 25200 | 25200 | 25200 | 25200 | 25200 | 25200 | 25200 | 25200 | 25200 | 25200 | 25200 | 25200 | 25200 | 25200 | 25200 | 25200 | 25200 | 25200 | 25200 | 25200 | 25200 | 25200 | 25200 | 25200 | 25200 | 25200 | 25200 | 25200 | 25200 | 25200 | 25200 | 25200 | 25200 | 25200 | 25200 | 25200 | 25200 | 25200 | 25200 | 25200 | 25200 | 25200 | 25200 | 25200 | 25200 | 25200 | 25200 | 25200 | 25200 | 25200 | 25200 | 25200 | 25200 | 25200 | 25200 | 25200 | 25200 | 25200 | 25200 | 25200 | 25200 | 25200 | 25200 | 25200 | 25200 | 25200 | 25200 | 25200 | 25200 | 25200 | 25200 | 25200 | 25200 | 25200 | 25200 | 25200 | 25200 | 25200 | 25200 | 25200 | 25200 | 25200 | 25200 | 25200 | 25200 | 25200 | 25200 | 25200 | 25200 | 25200 | 25200 | 25200 | 25200 | 25200 | 25200 | 25200 | 25200 | 25200 | 25200 | 25200 | 25200 | 25200 | 25200 | 25200 | 25200 | 25200 | 25200 | 25200 | 25200 | 25200 | 25200 | 25200 | 25200 | 25200 | 25200 | 25200 | 25200 | 25200 | 25200 | 25200 | 25200 | 25200 | 25200 | 25200 | 25200 | 25200 | 25200 | 25200 | 25200 | 25200 | 25200 | 25200 | 25200 | 25200 | 25200 | 25200 | 25200 | 25200 | 25200 | 25200 | 25200 | 25200 | 25200 | 25200 | 25200 | 25200 | 25200 | 25200 | 25200 | 25200 | 25200 | 25200 | 25200 | 25200 | 25200 | 25200 | 25200 | 25200 | 25200 | 25200 | 25200 | 25200 | 25200 | 25200 | 25200 | 25200 | 25200 | 25200 | 25200 | 25200 | 25200 | 25200 | 25200 | 25200 | 25200 | 25200 | 25200 | 25200 | 25200 | 25200 | 25200 | 25200 | 25200 | 25200 | 25200 | 25200 | 25200 | 25200 | 25200 | 25200 | 25200 | 25200 | 25200 | 25200 | 25200 | 25200 | 25200 | 25200 | 25200 | 25200 | 25200 | 25200 | 25200 | 25200 | 25200 | 25200 | 25200 | 25200 | 25200 | 25200 | 25200 | 25200 | 25200 | 25200 | 25200 | 25200 | 25200 | 25200 | 25200 | 25200 | 25200 | 25200 | 25200 | 25200 | 25200 | 25200 | 25200 | 25200 | 25200 | 25200 | 25200 | 25200 | 25200 | 25200 | 25200 | 25200 | 25200 | 25200 | 25200 | 25200 | 25200 | 25200 | 25200 | 25200 | 25200 | 25200 | 25200 | 25200 | 25200 | 25200 | 25200 | 25200 | 25200 | 25200 | 25200 | 25200 | 25200 | 25200 | 25200 | 25200 | 25200 | 25200 | 25200 | 25200 | 25200 | 25200 | 25200 | 25200 | 25200 | 25200 | 25200 | 25200 | 25200 | 25200 | 25200 | 25200 | 25200 | 25200 | 25200 | 25200 | 25200 | 25200 | 25200 | 25200 | 25200 | 25200 | 25200 | 25200 | 25200 | 25200 | 25200 | 25200 | 25200 | 25200 | 25200 | 25200 | 25200 | 25200 | 25200 | 25200 | 25200 | 25200 | 25200 | 25200 | 25200 | 25200 | 25200 | 25200 | 25200 | 25200 | 25200 | 25200 | 25200 | 25200 | 25200 | 25200 | 25200 | 25200 | 25200 | 25200 | 25200 | 25200 | 25200 | 25200 | 25200 | 25200 | 25200 | 25200 | 25200 | 25200 | 25200 | 25200 | 25200 | 25200 | 25200 | 25200 | 25200 | 25200 | 25200 | 25200 | 25200 | 25200 | 25200 | 25200 | 25200 | 25200 | 25200 | 25200 | 25200 | 25200 | 25200 | 25200 | 25200 | 25200 | 25200 | 25200 | 25200 | 25200 | 25200 | 25200 | 25200 | 25200 | 25200 | 25200 | 25200 | 25200 | 25200 | 25200 | 25200 | 25200 | 25200 | 25200 | 25200 | 25200 | 25200 | 25200 | 25200 | 25200 | 25200 | 25200 | 25200 | 25200 | 25200 | 25200 | 25200 | 25200 | 25200 | 25200 | 25200 | 25200 | 25200 | 25200 | 25200 | 25200 | 25200 | 25200 | 25200 | 25200 | 25200 | 25200 | 25200 | 25200 | 25200 | 25200 | 25200 | 25200 | 25200 | 25200 | 25200 | 25200 | 25200 | 25200 | 25200 | 25200 | 25200 | 25200 | 25200 | 25200 | 25200 | 25200 | 25200 | 25200 | 25200 | 25200 | 25200 | 25200 | 25200 | 25200 | 25200 | 25200 | 25200 | 25200 | 25200 | 25200 | 25200 | 25200 | 25200 | 25200 | 25200 | 25200 | 25200 | 25200 | 25200 | 25200 | 25200 | 25200 | 25200 | 25200 | 25200 | 25200 | 25200 | 25200 | 25200 | 25200 | 25200 | 25200 | 25200 | 25200 | 25200 | 25200 | 25200 | 25200 | 25200 | 25200 | 25200 | 25200 | 25200 | 25200 | 25200 | 25200 | 25200 | 25200 | 25200 | 25200 | 25200 | 25200 | 25200 | 25200 | 25200 | 25200 | 25200 | 25200 | 25200 | 25200 | 25200 | 25200 | 25200 | 25200 | 25200 | 25200 | 25200 | 25200 | 25200 | 25200 | 25200 | 25200 | 25200 | 25200 | 25200 | 25200 | 25200 | 25200 | 25200 | 25200 | 25200 | 25200 | 25200 | 25200 | 25200 | 25200 | 25200 | 25200 | 25200 | 25200 | 25200 | 25200 | 25200 | 25200 | 25200 | 25200 | 25200 | 25200 | 25200 | 25200 | 25200 | 25200 | 25200 | 25200 | 25200 | 25200 | 25200 | 25200 | 25200 | 25200 | 25200 | 25200 | 25200 | 25200 | 25200 | 25200 | 25200 | 25200 | 25200 | 25200 | 25200 | 25200 | 25200 | 25200 | 25200 | 25200 | 25200 | 25200 | 25200 | 25200 | 25200 | 25200 | 25200 | 25200 | 25200 | 25200 | 25200 | 25200 | 25200 | 25200 | 25200 | 25200 | 25200 | 25200 | 25200 | 25200 | 25200 | 25200 | 25200 | 25200 | 25200 | 25200 | 25200 | 25200 | 25200 | 25200 | 25200 | 25200 | 25200 | 25200 | 25200 | 25200 | 25200 | 25200 | 25200 | 25200 | 25200 | 25200 | 25200 | 25200 | 25200 | 25200 | 25200 | 25200 | 25200 | 25200 | 25200 | 25200 | 25200 | 25200 | 25200 | 25200 | 25200 | 25200 | 25200 | 25200 | 25200 | 25200 | 25200 | 25200 | 25200 | 25200 | 25200 | 25200 | 25200 | 25200 | 25200 | 25200 | 25200 | 25200 | 25200 | 25200 | 25200 | 25200 | 25200 | 25200 | 25200 | 25200 | 25200 | 25200 | 25200 | 25200 | 25200 | 25200 | 25200 | 25200 | 25200 | 25200 | 25200 | 25200 | 25200 | 25200 | 25200 | 25200 | 25200 | 25200 | 25200 | 25200 | 25200 | 25200 | 25200 | 25200 | 25200 | 25200 | 25200 | 25200 | 25200 | 25200 | 25200 | 25200 | 25200 | 25200 | 25200 | 25200 | 25200 | 25200 | 25200 | 25200 | 25200 | 25200 | 25200 | 25200 | 25200 | 25200 | 25200 | 25200 | 25200 | 25200 | 25200 | 25200 | 25200 | 25200 | 25200 | 25200 | 25200 | 25200 | 25200 | 25200 | 25200 | 25200 | 25200 | 25200 | 25200 | 25200 | 25200 | 25200 | 25200 | 25200 | 25200 | 25200 | 25200 | 25200 | 25200 | 25200 | 25200 | 25200 | 25200 | 25200 | 25200 | 25200 | 25200 | 25200 | 25200 | 25200 | 25200 | 25200 | 25200 | 25200 | 25200 | 25200 | 25200 | 25200 | 25200 | 25200 | 25200 | 25200 | 25200 | 25200 | 25200 | 25200 | 25200 | 25200 | 25200 | 25200 | 25200 | 25200 | 25200 | 25200 | 25200 | 25200 | 25200 | 25200 | 25200 | 25200 | 25200 | 25200 | 25200 | 25200 | 25200 | 25200 | 25200 | 25200 | 25200 | 25200 | 25200 | 25200 | 25200 | 25200 | 25200 | 25200 | 25200 | 25200 | 25200 | 25200 | 25200 | 25200 | 25200 | 25200 | 25200 | 25200 | 25200 | 25200 | 25200 | 25200 | 25200 | 25200 | 25200 | 25200 | 25200 | 25200 | 25200 | 25200 | 25200 | 25200 | 25200 | 25200 | 25200 | 25200 | 25200 | 25200 | 25200 | 25200 | 25200 | 25200 | 25200 | 25200 | 25200 | 25200 | 25200 | 25200 | 25200 | 25200 | 25200 | 25200 | 25200 | 25200 | 25200 | 25200 | 25200 | 25200 | 25200 | 25200 | 25200 | 25200 | 25200 | 25200 | 25200 | 25200 | 25200 | 25200 | 25200 | 25200 | 25200 | 25200 | 25200 | 25200 | 25200 | 25200 | 25200 | 25200 | 25200 | 25200 | 25200 | 25200 | 25200 | 25200 | 25200 | 25200 | 25200 | 25200 | 25200 | 25200 | 25200 | 25200 | 25200 | 25200 | 25200 | 25200 | 25200 | 25200 | 25200 | 25200 | 25200 | 25200 | 25200 | 25200 | 25200 | 25200 | 25200 | 25200 | 25200 | 25200 | 25200 | 25200 | 25200 | 25200 | 25200 | 25200 | 25200 | 25200 | 25200 | 25200 | 25200 | 25200 | 25200 | 25200 | 25200 | 25200 | 25200 | 25200 | 25200 | 25200 | 25200 | 25200 | 25200 | 25200 | 25200 | 25200 | 25200 | 25200 | 25200 | 25200 | 25200 | 25200 | 25200 | 25200 | 25200 | 25200 | 25200 | 25200 | 25200 | 25200 | 25200 | 25200 | 25200 | 25200 | 25200 | 25200 | 25200 | 25200 | 25200 | 25200 | 25200 | 25200 | 25200 | 25200 | 25200 | 25200 | 25200 | 25200 | 25200 | 25200 | 25200 | 25200 | 25200 | 25200 | 25200 | 25200 | 25200 | 25200 | 25200 | 25200 | 25200 | 25200 | 25200 | 25200 | 25200 | 25200 | 25200 | 25200 | 25200 | 25200 | 25200 | 25200 | 25200 | 25200 | 25200 | 25200 | 25200 | 25200 | 25200 | 25200 | 25200 | 25200 | 25200 | 25200 | 25200 | 25200 | 25200 | 25200 | 25200 | 25200 | 25200 | 25200 | 25200 | 25200 | 25200 | 25200 | 25200 | 25200 | 25200 | 25200 | 25200 | 25200 | 25200 | 25200 | 25200 | 25200 | 25200 | 25200 | 25200 | 25200 | 25200 | 25200 | 25200 | 25200 | 25200 | 25200 | 25200 | 25200 | 25200 | 25200 | 25200 | 25200 | 25200 | 25200 | 25200 | 25200 | 25200 | 25200 | 25200 | 25200 | 25200 | 25200 | 25200 | 25200 | 25200 | 25200 | 25200 | 25200 | 25200 | 25200 | 25200 | 25200 | 25200 | 25200 | 25200 | 25200 | 25200 | 25200 | 25200 | 25200 | 25200 | 25200 | 25200 | 25200 | 25200 | 25200 | 25200 | 25200 | 25200 | 25200 | 25200 | 25200 | 25200 | 25200 | 25200 | 25200 | 25200 | 25200 | 25200 | 25200 | 25200 | 25200 | 25200 | 25200 | 25200 | 25200 | 25200 | 25200 | 25200 | 25200 | 25200 | 25200 | 25200 | 25200 | 25200 | 25200 | 25200 | 25200 | 25200 | 25200 | 25200 | 25200 | 25200 | 25200 | 25200 | 25200 | 25200 | 25200 | 25200 | 25200 | 25200 | 25200 | 25200 | 25200 | 25200 | 25200 | 25200 | 25200 | 25200 | 25200 | 25200 | 25200 | 25200 | 25200 | 25200 | 25200 | 25200 | 25200 | 25200 | 25200 | 25200 | 25200 | 25200 | 25200 | 25200 | 25200 | 25200 | 25200 | 25200 | 25200 | 25200 | 25200 | 25200 | 25200 | 25200 | 25200 | 25200 | 25200 | 25200 | 25200 | 25200 | 25200 | 25200 | 25200 | 25200 | 25200 | 25200 | 25200 | 25200 | 25200 | 25200 | 25200 | 25200 | 25200 | 25200 | 25200 | 25200 | 25200 | 25200 | 25200 | 25200 | 25200 | 25200 | 25200 | 25200 | 25200 | 25200 | 25200 | 25200 | 25200 | 25200 | 25200 | 25200 | 25200 | 25200 | 25200 | 25200 | 25200 | 25200 | 25200 | 25200 | 25200 | 25200 | 25200 | 25200 | 25200 | 25200 | 25200 | 25200 | 25200 | 25200 | 25200 | 25200 | 25200 | 25200 | 25200 | 25200 | 25200 | 25200 | 25200 | 25200 | 25200 | 25200 | 25200 | 25200 | 25200 | 25200 | 25200 | 25200 | 25200 | 25200 | 25200 | 25200 | 25200 | 25200 | 25200 | 25200 | 25200 | 25200 | 25200 | 25200 | 25200 | 25200 | 25200 | 25200 | 25200 | 25200 | 25200 | 25200 | 25200 | 25200 | 25200 | 25200 | 25200 | 25200 | 25200 | 25200 | 25200 | 25200 | 25200 | 25200 | 25200 | 25200 | 25200 | 25200 | 25200 | 25200 | 25200 | 25200 | 25200 | 25200 | 25200 | 25200 | 25200 | 25200 | 25200 | 25200 | 25200 | 25200 | 25200 | 25200 | 25200 | 25200 | 25200 | 25200 | 25200 | 25200 | 25200 | 25200 | 25200 | 25200 | 25200 | 25200 | 25200 | 25200 | 25200 | 25200 | 25200 | 25200 | 25200 | 25200 | 25200 | 25200 | 25200 | 25200 | 25200 | 25200 | 25200 | 25200 | 25200 | 25200 | 25200 | 25200 | 25200 | 25200 | 25200 | 25200 | 25200 | 25200 | 25200 | 25200 | 25200 | 25200 | 25200 | 25200 | 25200 | 25200 | 25200 | 25200 | 25200 | 25200 | 25200 | 25200 | 25200 | 25200 | 25200 | 25200 | 25200 | 25200 | 25200 | 25200 | 25200 | 25200 | 25200 | 25200 | 25200 | 25200 | 25200 | 25200 | 25200 | 25200 | 25200 | 25200 | 25200 | 25200 | 25200 | 25200 | 25200 | 25200 | 25200 | 25200 | 25200 | 25200 | 25200 | 25200 | 25200 | 25200 | 25200 | 25200 | 25200 | 25200 | 25200 | 25200 | 25200 | 25200 | 25200 | 25200 | 25200 | 25200 | 25200 | 25200 | 25200 | 25200 | 25200 | 25200 | 25200 | 25200 | 25200 | 25200 | 25200 | 25200 | 25200 | 25200 | 25200 | 25200 | 25200 | 25200 | 25200 | 25200 | 25200 | 25200 | 25200 | 25200 | 25200 | 25200 | 25200 | 25200 | 25200 | 25200 | 25200 | 25200 | 25200 | 25200 | 25200 | 25200 | 25200 | 25200 | 25200 | 25200 | 25200 | 25200 | 25200 | 25200 | 25200 | 25200 | 25200 | 25200 | 25200 | 25200 | 25200 | 25200 | 25200 | 25200 | 25200 | 25200 | 25200 | 25200 | 25200 | 25200 | 25200 | 25200 | 25200 | 25200 | 25200 | 25200 | 25200 | 25200 | 25200 | 25200 | 25200 | 25200 | 25200 | 25200 | 25200 | 25200 | 25200 | 25200 | 25200 | 25200 | 25200 | 25200 | 25200 | 25200 | 25200 | 25200 | 25200 | 25200 | 25200 | 25200 | 25200 | 25200 | 25200 | 25200 | 25200 | 25200 | 25200 | 25200 | 25200 | 25200 | 25200 | 25200 | 25200 | 25200 | 25200 | 25200 | 25200 | 25200 | 25200 | 25200 | 25200 | 25200 | 25200 | 25200 | 25200 | 25200 | 25200 | 25200 | 25200 | 25200 | 25200 | 25200 | 25200 | 25200 | 25200 | 25200 | 25200 | 25200 | 25200 | 25200 | 25200 | 25200 | 25200 | 25200 | 25200 | 25200 | 25200 | 25200 | 25200 | 25200 | 25200 | 25200 | 25200 | 25200 | 25200 | 25200 | 25200 | 25200 | 25200 | 25200 | 25200 | 25200 | 25200 | 25200 | 25200 | 25200 | 25200 | 25200 | 25200 | 25200 | 25200 | 25200 | 25200 | 25200 | 25200 | 25200 | 25200 | 25200 | 25200 | 25200 | 25200 | 25200 | 25200 | 25200 | 25200 | 25200 | 25200 | 25200 | 25200 | 25200 | 25200 | 25200 | 25200 | 25200 | 25200 | 25200 | 25200 | 25200 | 25200 | 25200 | 25200 | 25200 | 25200 | 25200 | 25200 | 25200 | 25200 | 25200 | 25200 | 25200 | 25200 | 25200 | 25200 | 25200 | 25200 | 25200 | 25200 | 25200 | 25200 | 25200 | 25200 | 25200 | 25200 | 25200 | 25200 | 25200 | 25200 | 25200 | 25200 | 25200 | 25200 | 25200 | 25200 | 25200 | 25200 | 25200 | 25200 | 25200 | 25200 | 25200 | 25200 | 25200 | 25200 | 25200 | 25200 | 25200 | 25200 | 25200 | 25200 | 25200 | 25200 | 25200 | 25200 | 25200 | 25200 | 25200 | 25200 | 25200 | 25200 | 25200 | 25200 | 25200 | 25200 | 25200 | 25200 | 25200 | 25200 | 25200 | 25200 | 25200 | 25200 | 25200 | 25200 | 25200 | 25200 | 25200 | 25200 | 25200 | 25200 | 25200 | 25200 | 25200 | 25200 | 25200 | 25200 | 25200 | 25200 | 25200 | 25200 | 25200 | 25200 | 25200 | 25200 | 25200 | 25200 | 25200 | 25200 | 25200 | 25200 | 25200 | 25200 | 25200 | 25200 | 25200 | 25200 | 25200 | 25200 | 25200 | 25200 | 25200 | 25200 | 25200 | 25200 | 25200 | 25200 | 25200 | 25200 | 25200 | 25200 | 25200 | 25200 | 25200 | 25200 | 25200 | 25200 | 25200 | 25200 | 25200 | 25200 | 25200 | 25200 | 25200 | 25200 | 25200 | 25200 | 25200 | 25200 | 25200 | 25200 | 25200 | 25200 | 25200 | 25200 | 25200 | 25200 | 25200 | 25200 | 25200 | 25200 | 25200 | 25200 | 25200 | 25200 | 25200 | 25200 | 25200 | 25200 | 25200 | 25200 | 25200 | 25200 | 25200 | 25200 | 25200 | 25200 | 25200 | 25200 | 25200 | 25200 | 25200 | 25200 | 25200 | 25200 | 25200 | 25200 | 25200 | 25200 | 25200 | 25200 | 25200 | 25200 | 25200 | 25200 | 25200 | 25200 | 25200 | 25200 | 25200 | 25200 | 25200 | 25200 | 25200 | 25200 | 25200 | 25200 | 25200 | 25200 | 25200 | 25200 | 25200 | 25200 | 25200 | 25200 | 25200 | 25200 | 25200 | 25200 | 25200 | 25200 | 25200 | 25200 | 25200 | 25200 | 25200 | 25200 | 25200 | 25200 | 25200 | 25200 | 25200 | 25200 | 25200 | 25200 | 25200 | 25200 | 25200 | 25200 | 25200 | 25200 | 25200 | 25200 | 25200 | 25200 | 25200 | 25200 | 25200 | 25200 | 25200 | 25200 | 25200 | 25200 | 25200 | 25200 | 25200 | 25200 | 25200 | 25200 | 25200 | 25200 | 25200 | 25200 | 25200 | 25200 | 25200 | 25200 | 25200 | 25200 | 25200 | 25200 | 25200 | 25200 | 25200 | 25200 | 25200 | 25200 | 25200 | 25200 | 25200 | 25200 | 25200 | 25200 | 25200 | 25200 | 25200 | 25200 | 25200 | 25200 | 25200 | 25200 | 25200 | 25200 | 25200 | 25200 | 25200 | 25200 | 25200 | 25200 | 25200 | 25200 | 25200 | 25200 | 25200 | 25200 | 25200 | 25200 | 25200 | 25200 | 25200 | 25200 | 25200 | 25200 | 25200 | 25200 | 25200 | 25200 | 25200 | 25200 | 25200 | 25200 | 25200 | 25200 | 25200 | 25200 | 25200 | 25200 | 25200 | 25200 | 25200 | 25200 | 25200 | 25200 | 25200 | 25200 | 25200 | 25200 | 25200 | 25200 | 25200 | 25200 | 25200 | 25200 | 25200 | 25200 | 25200 | 25200 | 25200 | 25200 | 25200 | 25200 | 25200 | 25200 | 25200 | 25200 | 25200 | 25200 | 25200 | 25200 | 25200 | 25200 | 25200 | 25200 | 25200 | 25200 | 25200 | 25200 | 25200 | 25200 | 25200 | 25200 | 25200 | 25200 | 25200 | 25200 | 25200 | 25200 | 25200 | 25200 | 25200 | 25200 | 25200 | 25200 | 25200 | 25200 | 25200 | 25200 | 25200 | 25200 | 25200 | 25200 | 25200 | 25200 | 25200 | 25200 | 25200 | 25200 | 25200 | 25200 | 25200 | 25200 | 25200 | 25200 | 25200 | 25200 | 25200 | 25200 | 25200 | 25200 | 25200 | 25200 | 25200 | 25200 | 25200 | 25200 | 25200 | 25200 | 25200 | 25200 | 25200 | 25200 | 25200 | 25200 | 25200 | 25200 | 25200 | 25200 | 25200 | 25200 | 25200 | 25200 | 25200 | 25200 | 25200 | 25200 | 25200 | 25200 | 25200 | 25200 | 25200 | 25200 | 25200 | 25200 | 25200 | 25200 | 25200 | 25200 | 25200 | 25200 | 25200 | 25200 | 25200 | 25200 | 25200 | 25200 | 25200 | 25200 | 25200 | 25200 | 25200 | 25200 | 25200 | 25200 | 25200 | 25200 | 25200 | 25200 | 25200 | 25200 | 25200 | 25200 | 25200 | 25200 | 25200 | 25200 | 25200 | 25200 | 25200 | 25200 | 25200 | 25200 | 25200 | 25200 | 25200 | 25200 | 25200 | 25200 | 25200 | 25200 | 25200 | 25200 | 25200 | 25200 | 25200 | 25200 | 25200 | 25200 | 25200 | 25200 | 25200 | 25200 | 25200 | 25200 | 25200 | 25200 | 25200 | 25200 | 25200 | 25200 | 25200 | 25200 | 25200 | 25200 | 25200 | 25200 | 25200 | 25200 | 25200 | 25200 | 25200 | 25200 | 25200 | 25200 | 25200 | 25200 | 25200 | 25200 | 25200 | 25200 | 25200 | 25200 | 25200 | 25200 | 25200 | 25200 | 25200 | 25200 | 25200 | 25200 | 25200 | 25200 | 25200 | 25200 | 25200 | 25200 | 25200 | 25200 | 25200 | 25200 | 25200 | 25200 | 25200 | 25200 | 25200 | 25200 | 25200 | 25200 | 25200 | 25200 | 25200 | 25200 | 25200 | 25200 | 25200 | 25200 | 25200 | 25200 | 25200 | 25200 | 25200 | 25200 | 25200 | 25200 | 25200 | 25200 | 25200 | 25200 | 25200 | 25200 | 25200 | 25200 | 25200 | 25200 | 25200 | 25200 | 25200 | 25200 | 25200 | 25200 | 25200 | 25200 | 25200 | 25200 | 25200 | 25200 | 25200 | 25200 | 25200 | 25200 | 25200 | 25200 | 25200 | 25200 | 25200 | 25200 | 25200 | 25200 | 25200 | 25200 | 25200 | 25200 | 25200 | 25200 | 25200 | 25200 | 25200 | 25200 | 25200 | 25200 | 25200 | 25200 | 25200 | 25200 | 25200 | 25200 | 25200 | 25200 | 25200 | 25200 | 25200 | 25200 | 25200 | 25200 | 25200 | 25200 | 25200 | 25200 | 25200 | 25200 | 25200 | 25200 | 25200 | 25200 | 25200 | 25200 | 25200 | 25200 | 25200 | 25200 | 25200 | 25200 | 25200 | 25200 | 25200 | 25200 | 25200 | 25200 | 25200 | 25200 | 25200 | 25200 | 25200 | 25200 | 25200 | 25200 | 25200 | 25200 | 25200 | 25200 | 25200 | 25200 | 25200 | 25200 | 25200 | 25200 | 25200 | 25200 | 25200 | 25200 | 25200 | 25200 | 25200 | 25200 | 25200 | 25200 | 25200 | 25200 | 25200 | 25200 | 25200 | 25200 | 25200 | 25200 | 25200 | 25200 | 25200 | 25200 | 25200 | 25200 | 25200 | 25200 | 25200 | 25200 | 25200 | 25200 | 25200 | 25200 | 25200 | 25200 | 25200 | 25200 | 25200 | 25200 | 25200 | 25200 | 25200 | 25200 | 25200 | 25200 | 25200 | 25200 | 25200 | 25200 | 25200 | 25200 | 25200 | 25200 | 25200 | 25200 | 25200 | 25200 | 25200 | 25200 | 25200 | 25200 | 25200 | 25200 | 25200 | 25200 | 25200 | 25200 | 25200 | 25200 | 25200 | 25200 | 25200 | 25200 | 25200 | 25200 | 25200 | 25200 | 25200 | 25200 | 25200 | 25200 | 25200 | 25200 | 25200 | 25200 | 25200 | 25200 | 25200 | 25200 | 25200 | 25200 | 25200 | 25200 | 25200 | 25200 | 25200 | 25200 | 25200 | 25200 | 25200 | 25200 | 25200 | 25200 | 25200 | 25200 | 25200 | 25200 | 25200 | 25200 | 25200 | 25200 | 25200 | 25200 | 25200 | 25200 | 25200 | 25200 | 25200 | 25200 | 25200 | 25200 | 25200 | 25200 | 25200 | 25200 | 25200 | 25200 | 25200 | 25200 | 25200 | 25200 | 25200 | 25200 | 25200 | 25200 | 25200 | 25200 | 25200 | 25200 | 25200 | 25200 | 25200 | 25200 | 25200 | 25200 | 25200 | 25200 | 25200 | 25200 | 25200 | 25200 | 25200 | 25200 | 25200 | 25200 | 25200 | 25200 | 25200 | 25200 | 25200 | 25200 | 25200 | 25200 | 25200 | 25200 | 25200 | 25200 | 25200 | 25200 | 25200 | 25200 | 25200 | 25200 | 25200 | 25200 | 25200 | 25200 | 25200 | 25200 | 25200 | 25200 | 25200 | 25200 | 25200 | 25200 | 25200 | 25200 | 25200 | 25200 | 25200 | 25200 | 25200 | 25200 | 25200 | 25200 | 25200 | 25200 | 25200 | 25200 | 25200 | 25200 | 25200 | 25200 | 25200 | 25200 | 25200 | 25200 | 25200 | 25200 | 25200 | 25200 | 25200 | 25200 | 25200 | 25200 | 25200 | 25200 | 25200 | 25200 | 25200 | 25200 | 25200 | 25200 | 25200 | 25200 | 25200 | 25200 | 25200 | 25200 | 25200 | 25200 | 25200 | 25200 | 25200 | 25200 | 25200 | 25200 | 25200 | 25200 | 25200 | 25200 | 25200 | 25200 | 25200 | 25200 | 25200 | 25200 | 25200 | 25200 | 25200 | 25200 | 25200 | 25200 | 25200 | 25200 | 25200 | 25200 | 25200 | 25200 | 25200 | 25200 | 25200 | 25200 | 25200 | 25200 | 25200 | 25200 | 25200 | 25200 | 25200 | 25200 | 25200 | 25200 | 25200 | 25200 | 25200 | 25200 | 25200 | 25200 | 25200 | 25200 | 25200 | 25200 | 25200 | 25200 | 25200 | 25200 | 25200 | 25200 | 25200 | 25200 | 25200 | 25200 | 25200 | 25200 | 25200 | 25200 | 25200 | 25200 | 25200 | 25200 | 25200 | 25200 | 25200 | 25200 | 25200 | 25200 | 25200 | 25200 | 25200 | 25200 | 25200 | 25200 | 25200 | 25200 | 25200 | 25200 | 25200 | 25200 | 25200 | 25200 | 25200 | 25200 | 25200 | 25200 | 25200 | 25200 | 25200 | 25200 | 25200 | 25200 | 25200 | 25200 | 25200 | 25200 | 25200 | 25200 | 25200 | 25200 | 25200 | 25200 | 25200 | 25200 | 25200 | 25200 | 25200 | 25200 | 25200 | 25200 | 25200 | 25200 | 25200 | 25200 | 25200 | 25200 | 25200 | 25200 | 25200 | 25200 | 25200 | 25200 | 25200 | 25200 | 25200 | 25200 | 25200 | 25200 | 25200 | 25200 | 25200 | 25200 | 25200 | 25200 | 25200 | 25200 | 25200 | 25200 | 25200 | 25200 | 25200 | 25200 | 25200 | 25200 | 25200 | 25200 | 25200 | 25200 | 25200 | 25200 | 25200 | 25200 | 25200 | 25200 | 25200 | 25200 | 25200 | 25200 | 25200 | 25200 | 25200 | 25200 | 25200 | 25200 | 25200 | 25200 | 25200 | 25200 | 25200 | 25200 | 25200 | 25200 | 25200 | 25200 | 25200 | 25200 | 25200 | 25200 | 25200 | 25200 | 25200 | 25200 | 25200 | 25200 | 25200 | 25200 | 25200 | 25200 | 25200 | 25200 | 25200 | 25200 | 25200 | 25200 | 25200 | 25200 | 25200 | 25200 | 25200 | 25200 | 25200 | 25200 | 25200 | 25200 | 25200 | 25200 | 25200 | 25200 | 25200 | 25200 | 25200 | 25200 | 25200 | 25200 | 25200 | 25200 | 25200 | 25200 | 25200 | 25200 | 25200 | 25200 | 25200 | 25200 | 25200 | 25200 | 25200 | 25200 | 25200 | 25200 | 25200 | 25200 | 25200 | 25200 | 25200 | 25200 | 25200 | 25200 | 25200 | 25200 | 25200 | 25200 | 25200 | 25200 | 25200 | 25200 | 25200 | 25200 | 25200 | 25200 | 25200 | 25200 | 25200 | 25200 | 25200 | 25200 | 25200 | 25200 | 25200 | 25200 | 25200 | 25200 | 25200 | 25200 | 25200 | 25200 | 25200 | 25200 | 25200 | 25200 | 25200 | 25200 | 25200 | 25200 | 25200 | 25200 | 25200 | 25200 | 25200 | 25200 | 25200 | 25200 | 25200 | 25200 | 25200 | 25200 | 25200 | 25200 | 25200 | 25200 | 25200 | 25200 | 25200 | 25200 | 25200 | 25200 | 25200 | 25200 | 25200 | 25200 | 25200 | 25200 | 25200 | 25200 | 25200 | 25200 | 25200 | 25200 | 25200 | 25200 | 25200 | 25200 | 25200 | 25200 | 25200 | 25200 | 25200 | 25200 | 25200 | 25200 | 25200 | 25200 | 25200 | 25200 | 25200 | 25200 | 25200 | 25200 | 25200 | 25200 | 25200 | 25200 | 25200 | 25200 | 25200 | 25200 | 25200 | 25200 | 25200 | 25200 | 25200 | 25200 | 25200 | 25200 | 25200 | 25200 | 25200 | 25200 | 25200 | 25200 | 25200 | 25200 | 25200 | 25200 | 25200 | 25200 | 25200 | 25200 | 25200 | 25200 | 25200 | 25200 | 25200 | 25200 | 25200 | 25200 | 25200 | 25200 | 25200 | 25200 | 25200 | 25200 | 25200 | 25200 | 25200 | 25200 | 25200 | 25200 | 25200 | 25200 | 25200 | 25200 | 25200 | 25200 | 25200 | 25200 | 25200 | 25200 | 25200 | 25200 | 25200 | 25200 | 25200 | 25200 | 25200 | 25200 | 25200 | 25200 | 25200 | 25200 | 25200 | 25200 | 25200 | 25200 | 25200 | 25200 | 25200 | 25200 | 25200 | 25200 | 25200 | 25200 | 25200 | 25200 | 25200 | 25200 | 25200 | 25200 | 25200 | 25200 | 25200 | 25200 | 25200 | 25200 | 25200 | 25200 | 25200 | 25200 | 25200 | 25200 | 25200 | 25200 | 25200 | 25200 | 25200 | 25200 | 25200 | 25200 | 25200 | 25200 | 25200 | 25200 | 25200 | 25200 | 25200 | 25200 | 25200 | 25200 | 25200 | 25200 | 25200 | 25200 | 25200 | 25200 | 25200 | 25200 | 25200 | 25200 | 25200 | 25200 | 25200 | 25200 | 25200 | 25200 | 25200 | 25200 | 25200 | 25200 | 25200 | 25200 | 25200 | 25200 | 25200 | 25200 | 25200 | 25200 | 25200 | 25200 | 25200 | 25200 | 25200 | 25200 | 25200 | 25200 | 25200 | 25200 | 25200 | 25200 | 25200 | 25200 | 25200 | 25200 | 25200 | 25200 | 25200 | 25200 | 25200 | 25200 | 25200 | 25200 | 25200 | 25200 | 25200 | 25200 | 25200 | 25200 | 25200 | 25200 | 25200 | 25200 | 25200 | 25200 | 25200 | 25200 | 25200 | 25200 | 25200 | 25200 | 25200 | 25200 | 25200 | 25200 | 25200 | 25200 | 25200 | 25200 | 25200 | 25200 | 25200 | 25200 | 25200 | 25200 | 25200 | 25200 | 25200 | 25200 | 25200 | 25200 | 25200 | 25200 | 25200 | 25200 | 25200 | 25200 | 25200 | 25200 | 25200 | 25200 | 25200 | 25200 | 25200 | 25200 | 25200 | 25200 | 25200 | 25200 | 25200 | 25200 | 25200 | 25200 | 25200 | 25200 | 25200 | 25200 | 25200 | 25200 | 25200 | 25200 | 25200 | 25200 | 25200 | 25200 | 25200 | 25200 | 25200 | 25200 | 25200 | 25200 | 25200 | 25200 | 25200 | 25200 | 25200 | 25200 | 25200 | 25200 | 25200 | 25200 | 25200 | 25200 | 25200 | 25200 | 25200 | 25200 | 25200 | 25200 | 25200 | 25200 | 25200 | 25200 | 25200 | 25200 | 25200 | 25200 | 25200 | 25200 | 25200 | 25200 | 25200 | 25200 | 25200 | 25200 | 25200 | 25200 | 25200 | 25200 | 25200 | 25200 | 25200 | 25200 | 25200 | 25200 | 25200 | 25200 | 25200 | 25200 | 25200 | 25200 | 25200 | 25200 | 25200 | 25200 | 25200 | 25200 | 25200 | 25200 | 25200 | 25200 | 25200 | 25200 | 25200 | 25200 | 25200 | 25200 | 25200 | 25200 | 25200 | 25200 | 25200 | 25200 | 25200 | 25200 | 25200 | 25200 | 25200 | 25200 | 25200 | 25200 | 25200 | 25200 | 25200 | 25200 | 25200 | 25200 | 25200 | 25200 | 25200 | 25200 | 25200 | 25200 | 25200 | 25200 | 25200 | 25200 | 25200 | 25200 | 25200 | 25200 | 25200 | 25200 | 25200 | 25200 | 25200 | 25200 | 25200 | 25200 | 25200 | 25200 | 25200 | 25200 | 25200 | 25200 | 25200 | 25200 | 25200 | 25200 | 25200 | 25200 | 25200 | 25200 | 25200 | 25200 | 25200 | 25200 | 25200 | 25200 | 25200 | 25200 | 25200 | 25200 | 25200 | 25200 | 25200 | 25200 | 25200 | 25200 | 25200 | 25200 | 25200 | 25200 | 25200 | 25200 | 25200 | 25200 | 25200 | 25200 | 25200 | 25200 | 25200 | 25200 | 25200 | 25200 | 25200 | 25200 | 25200 | 25200 | 25200 | 25200 | 25200 | 25200 | 25200 | 25200 | 25200 | 25200 | 25200 | 25200 | 25200 | 25200 | 25200 | 25200 | 25200 | 25200 | 25200 | 25200 | 25200 | 25200 | 25200 | 25200 | 25200 | 25200 | 25200 | 25200 | 25200 | 25200 | 25200 | 25200 | 25200 | 25200 | 25200 | 25200 | 25200 | 25200 | 25200 | 25200 | 25200 | 25200 | 25200 | 25200 | 25200 | 25200 | 25200 | 25200 | 25200 | 25200 | 25200 | 25200 | 25200 | 25200 | 25200 | 25200 | 25200 | 25200 | 25200 | 25200 | 25200 | 25200 | 25200 | 25200 | 25200 | 25200 | 25200 | 25200 | 25200 | 25200 | 25200 | 25200 | 25200 | 25200 | 25200 | 25200 | 25200 | 25200 | 25200 | 25200 | 25200 | 25200 | 25200 | 25200 | 25200 | 25200 | 25200 | 25200 | 25200 | 25200 | 25200 | 25200 | 25200 | 25200 | 25200 | 25200 | 25200 | 25200 | 25200 | 25200 | 25200 | 25200 | 25200 | 25200 | 25200 | 25200 | 25200 | 25200 | 25200 | 25200 | 25200 | 25200 | 25200 | 25200 | 25200 | 25200 | 25200 | 25200 | 25200 | 25200 | 25200 | 25200 | 25200 | 25200 | 25200 | 25200 | 25200 | 25200 | 25200 | 25200 | 25200 | 25200 | 25200 | 25200 | 25200 | 25200 | 25200 | 25200 | 25200 | 25200 | 25200 | 25200 | 25200 | 25200 | 25200 | 25200 | 25200 | 25200 | 25200 | 25200 | 25200 | 25200 | 25200 | 25200 | 25200 | 25200 | 25200 | 25200 | 25200 | 25200 | 25200 | 25200 | 25200 | 25200 | 25200 | 25200 | 25200 | 25200 | 25200 | 25200 | 25200 | 25200 | 25200 | 25200 | 25200 | 25200 | 25200 | 25200 | 25200 | 25200 | 25200 | 25200 | 25200 | 25200 | 25200 | 25200 | 25200 | 25200 | 25200 | 25200 | 25200 | 25200 | 25200 | 25200 | 25200 | 25200 | 25200 | 25200 | 25200 | 25200 | 25200 | 25200 | 25200 | 25200 | 25200 | 25200 | 25200 | 25200 | 25200 | 25200 | 25200 | 25200 | 25200 | 25200 | 25200 | 25200 | 25200 | 25200 | 25200 | 25200 | 25200 | 25200 | 25200 | 25200 | 25200 | 25200 | 25200 | 25200 | 25200 | 25200 | 25200 | 25200 | 25200 | 25200 | 25200 | 25200 | 25200 | 25200 | 25200 | 25200 | 25200 | 25200 | 25200 | 25200 | 25200 | 25200 | 25200 | 25200 | 25200 | 25200 | 25200 | 25200 | 25200 | 25200 | 25200 | 25200 | 25200 | 25200 | 25200 | 25200 | 25200 | 25200 | 25200 | 25200 | 25200 | 25200 | 25200 | 25200 | 25200 | 25200 | 25200 | 25200 | 25200 | 25200 | 25200 | 25200 | 25200 | 25200 | 25200 | 25200 | 25200 | 25200 | 25200 | 25200 | 25200 | 25200 | 25200 | 25200 | 25200 | 25200 | 25200 | 25200 | 25200 | 25200 | 25200 | 25200 | 25200 | 25200 | 25200 | 25200 | 25200 | 25200 | 25200 | 25200 | 25200 | 25200 | 25200 | 25200 | 25200 | 25200 | 25200 | 25200 | 25200 | 25200 | 25200 | 25200 | 25200 | 25200 | 25200 | 25200 | 25200 | 25200 | 25200 | 25200 | 25200 | 25200 | 25200 | 25200 | 25200 | 25200 | 25200 | 25200 | 25200 | 25200 | 25200 | 25200 | 25200 | 25200 | 25200 | 25200 | 25200 | 25200 | 25200 | 25200 | 25200 | 25200 | 25200 | 25200 | 25200 | 25200 | 25200 | 25200 | 25200 | 25200 | 25200 | 25200 | 25200 | 25200 | 25200 | 25200 | 25200 | 25200 | 25200 | 25200 | 25200 | 25200 | 25200 | 25200 | 25200 | 25200 | 25200 | 25200 | 25200 | 25200 | 25200 | 25200 | 25200 | 25200 | 25200 | 25200 | 25200 | 25200 | 25200 | 25200 | 25200 | 25200 | 25200 | 25200 | 25200 | 25200 | 25200 | 25200 | 25200 | 25200 | 25200 | 25200 | 25200 | 25200 | 25200 | 25200 | 25200 | 25200 | 25200 | 25200 | 25200 | 25200 | 25200 | 25200 | 25200 | 25200 | 25200 | 25200 | 25200 | 25200 | 25200 | 25200 | 25200 | 25200 | 25200 | 25200 | 25200 | 25200 | 25200 | 25200 | 25200 | 25200 | 25200 | 25200 | 25200 | 25200 | 25200 | 25200 | 25200 | 25200 | 25200 | 25200 | 25200 | 25200 | 25200 | 25200 | 25200 | 25200 | 25200 | 25200 | 25200 | 25200 | 25200 | 25200 | 25200 | 25200 | 25200 | 25200 | 25200 | 25200 | 25200 | 25200 | 25200 | 25200 | 25200 | 25200 | 25200 | 25200 | 25200 | 25200 | 25200 | 25200 | 25200 | 25200 | 25200 | 25200 | 25200 | 25200 | 25200 | 25200 | 25200 | 25200 | 25200 | 25200 | 25200 | 25200 | 25200 | 25200 | 25200 | 25200 | 25200 | 25200 | 25200 | 25200 | 25200 | 25200 | 25200 | 25200 | 25200 | 25200 | 25200 | 25200 | 25200 | 25200 | 25200 | 25200 | 25200 | 25200 | 25200 | 25200 | 25200 | 25200 | 25200 | 25200 | 25200 | 25200 | 25200 | 25200 | 25200 | 25200 | 25200 | 25200 | 25200 | 25200 | 25200 | 25200 | 25200 | 25200 | 25200 | 25200 | 25200 | 25200 | 25200 | 25200 | 25200 | 25200 | 25200 | 25200 | 25200 | 25200 | 25200 | 25200 | 25200 | 25200 | 25200 | 25200 | 25200 | 25200 | 25200 | 25200 | 25200 | 25200 | 25200 | 25200 | 25200 | 25200 | 25200 | 25200 | 25200 | 25200 | 25200 | 25200 | 25200 | 25200 | 25200 | 25200 | 25200 | 25200 | 25200 | 25200 | 25200 | 25200 | 25200 | 25200 | 25200 | 25200 | 25200 | 25200 | 25200 | 25200 | 25200 | 25200 | 25200 | 25200 | 25200 | 25200 | 25200 | 25200 | 25200 | 25200 | 25200 | 25200 | 25200 | 25200 | 25200 | 25200 | 25200 | 25200 | 25200 | 25200 | 25200 | 25200 | 25200 | 25200 | 25200 | 25200 | 25200 | 25200 | 25200 | 25200 | 25200 | 25200 | 25200 | 25200 | 25200 | 25200 | 25200 | 25200 | 25200 | 25200 | 25200 | 25200 | 25200 | 25200 | 25200 | 25200 | 25200 | 25200 | 25200 | 25200 | 25200 | 25200 | 25200 | 25200 | 25200 | 25200 | 25200 | 25200 | 25200 | 25200 | 25200 | 25200 | 25200 | 25200 | 25200 | 25200 | 25200 | 25200 | 25200 | 25200 | 25200 | 25200 | 25200 | 25200 | 25200 | 25200 | 25200 | 25200 | 25200 | 25200 | 25200 | 25200 | 25200 | 25200 | 25200 | 25200 | 25200 | 25200 | 25200 | 25200 | 25200 | 25200 | 25200 | 25200 | 25200 | 25200 | 25200 | 25200 | 25200 | 25200 | 25200 | 25200 | 25200 | 25200 | 25200 | 25200 | 25200 | 25200 | 25200 | 25200 | 25200 | 25200 | 25200 | 25200 | 25200 | 25200 | 25200 | 25200 | 25200 | 25200 | 25200 | 25200 | 25200 | 25200 | 25200 | 25200 | 25200 | 25200 | 25200 | 25200 | 25200 | 25200 | 25200 | 25200 | 25200 | 25200 | 25200 | 25200 | 25200 | 25200 | 25200 | 25200 | 25200 | 25200 | 25200 | 25200 | 25200 | 25200 | 25200 | 25200 | 25200 | 25200 | 25200 | 25200 | 25200 | 25200 | 25200 | 25200 | 25200 | 25200 | 25200 | 25200 | 25200 | 25200 | 25200 | 25200 | 25200 | 25200 | 25200 | 25200 | 25200 | 25200 | 25200 | 25200 | 25200 | 25200 | 25200 | 25200 | 25200 | 25200 | 25200 | 25200 | 25200 | 25200 | 25200 | 25200 | 25200 | 25200 | 25200 | 25200 | 25200 | 25200 | 25200 | 25200 | 25200 | 25200 | 25200 | 25200 | 25200 | 25200 | 25200 | 25200 | 25200 | 25200 | 25200 | 25200 | 25200 | 25200 | 25200 | 25200 | 25200 | 25200 | 25200 | 25200 | 25200 | 25200 | 25200 | 25200 | 25200 | 25200 | 25200 | 25200 | 25200 | 25200 | 25200 | 25200 | 25200 | 25200 | 25200 | 25200 | 25200 | 25200 | 25200 | 25200 | 25200 | 25200 | 25200 | 25200 | 25200 | 25200 | 25200 | 25200 | 25200 | 25200 | 25200 | 25200 | 25200 | 25200 | 25200 | 25200 | 25200 | 25200 | 25200 | 25200 | 25200 | 25200 | 25200 | 25200 | 25200 | 25200 | 25200 | 25200 | 25200 | 25200 | 25200 | 25200 | 25200 | 25200 | 25200 | 25200 | 25200 | 25200 | 25200 | 25200 | 25200 | 25200 | 25200 | 25200 | 25200 | 25200 | 25200 | 25200 | 25200 | 25200 | 25200 | 25200 | 25200 | 25200 | 25200 | 25200 | 25200 | 25200 | 25200 | 25200 | 25200 | 25200 | 25200 | 25200 | 25200 | 25200 | 25200 | 25200 | 25200 | 25200 | 25200 | 25200 | 25200 | 25200 | 25200 | 25200 | 25200 | 25200 | 25200 | 25200 | 25200 | 25200 | 25200 | 25200 | 25200 | 25200 | 25200 | 25200 | 25200 | 25200 | 25200 | 25200 | 25200 | 25200 | 25200 | 25200 | 25200 | 25200 | 25200 | 25200 | 25200 | 25200 | 25200 | 25200 | 25200 | 25200 | 25200 | 25200 | 25200 | 25200 | 25200 | 25200 | 25200 | 25200 | 25200 | 25200 | 25200 | 25200 | 25200 | 25200 | 25200 | 25200 | 25200 | 25200 | 25200 | 25200 | 25200 | 25200 | 25200 | 25200 | 25200 | 25200 | 25200 | 25200 | 25200 | 25200 | 25200 | 25200 | 25200 | 25200 | 25200 | 25200 | 25200 | 25200 | 25200 | 25200 | 25200 | 25200 | 25200 | 25200 | 25200 | 25200 | 25200 | 25200 | 25200 | 25200 | 25200 | 25200 | 25200 | 25200 | 25200 | 25200 | 25200 | 25200 | 25200 | 25200 | 25200 | 25200 | 25200 | 25200 | 25200 | 25200 | 25200 | 25200 | 25200 | 25200 | 25200 | 25200 | 25200 | 25200 | 25200 | 25200 | 25200 | 25200 | 25200 | 25200 | 25200 | 25200 | 25200 | 25200 | 25200 | 25200 | 25200 | 25200 | 25200 | 25200 | 25200 | 25200 | 25200 | 25200 | 25200 | 25200 | 25200 | 25200 | 25200 | 25200 | 25200 | 25200 | 25200 | 25200 | 25200 | 25200 | 25200 | 25200 | 25200 | 25200 | 25200 | 25200 | 25200 | 25200 | 25200 | 25200 | 25200 | 25200 | 25200 | 25200 | 25200 | 25200 | 25200 | 25200 | 25200 | 25200 | 25200 | 25200 | 25200 | 25200 | 25200 | 25200 | 25200 | 25200 | 25200 | 25200 | 25200 | 25200 | 25200 | 25200 | 25200 | 25200 | 25200 | 25200 | 25200 | 25200 | 25200 | 25200 | 25200 | 25200 | 25200 | 25200 | 25200 | 25200 | 25200 | 25200 | 25200 | 25200 | 25200 | 25200 | 25200 | 25200 | 25200 | 25200 | 25200 | 25200 | 25200 | 25200 | 25200 | 25200 | 25200 | 25200 | 25200 | 25200 | 25200 | 25200 | 25200 | 25200 | 25200 | 25200 | 25200 | 25200 | 25200 | 25200 | 25200 | 25200 | 25200 | 25200 | 25200 | 25200 | 25200 | 25200 | 25200 | 25200 | 25200 | 25200 | 25200 | 25200 | 25200 | 25200 | 25200 | 25200 | 25200 | 25200 | 25200 | 25200 | 25200 | 25200 | 25200 | 25200 | 25200 | 25200 | 25200 | 25200 | 25200 | 25200 | 25200 | 25200 | 25200 | 25200 | 25200 | 25200 | 25200 | 25200 | 25200 | 25200 | 25200 | 25200 | 25200 | 25200 | 25200 | 25200 | 25200 | 25200 | 25200 | 25200 | 25200 | 25200 | 25200 | 25200 | 25200 | 25200 | 25200 | 25200 | 25200 | 25200 | 25200 | 25200 | 25200 | 25200 | 25200 | 25200 | 25200 | 25200 | 25200 | 25200 | 25200 | 25200 | 25200 | 25200 | 25200 | 25200 | 25200 | 25200 | 25200 | 25200 | 25200 | 25200 | 25200 | 25200 | 25200 | 25200 | 25200 | 25200 | 25200 | 25200 | 25200 | 25200 | 25200 | 25200 | 25200 | 25200 | 25200 | 25200 | 25200 | 25200 | 25200 | 25200 | 25200 | 25200 | 25200 | 25200 | 25200 | 25200 | 25200 | 25200 | 25200 | 25200 | 25200 | 25200 | 25200 | 25200 | 25200 | 25200 | 25200 | 25200 | 25200 | 25200 | 25200 | 25200 | 25200 | 25200 | 25200 | 25200 | 25200 | 25200 | 25200 | 25200 | 25200 | 25200 | 25200 | 25200 | 25200 | 25200 | 25200 | 25200 | 25200 | 25200 | 25200 | 25200 | 25200 | 25200 | 25200 | 25200 | 25200 | 25200 | 25200 | 25200 | 25200 | 25200 | 25200 | 25200 | 25200 | 25200 | 25200 | 25200 | 25200 | 25200 | 25200 | 25200 | 25200 | 25200 | 25200 | 25200 | 25200 | 25200 | 25200 | 25200 | 25200 | 25200 | 25200 | 25200 | 25200 | 25200 | 25200 | 25200 | 25200 | 25200 | 25200 | 25200 | 25200 | 25200 | 25200 | 25200 | 25200 | 25200 | 25200 | 25200 | 25200 | 25200 | 25200 | 25200 | 25200 | 25200 | 25200 | 25200 | 25200 | 25200 | 25200 | 25200 | 25200 | 25200 | 25200 | 25200 | 25200 | 25200 | 25200 | 25200 | 25200 | 25200 | 25200 | 25200 | 25200 | 25200 | 25200 | 25200 | 25200 | 25200 | 25200 | 25200 | 25200 | 25200 | 25200 | 25200 | 25200 | 25200 | 25200 | 25200 | 25200 | 25200 | 25200 | 25200 | 25200 | 25200 | 25200 | 25200 | 25200 | 25200 | 25200 | 25200 | 25200 | 25200 | 25200 | 25200 | 25200 | 25200 | 25200 | 25200 | 25200 | 25200 | 25200 | 25200 | 25200 | 25200 | 25200 | 25200 | 25200 | 25200 | 25200 | 25200 | 25200 | 25200 | 25200 | 25200 | 25200 | 25200 | 25200 | 25200 | 25200 | 25200 | 25200 | 25200 | 25200 | 25200 | 25200 | 25200 | 25200 | 25200 | 25200 | 25200 | 25200 | 25200 | 25200 | 25200 | 25200 | 25200 | 25200 | 25200 | 25200 | 25200 | 25200 | 25200 | 25200 | 25200 | 25200 | 25200 | 25200 | 25200 | 25200 | 25200 | 25200 | 25200 | 25200 | 25200 | 25200 | 25200 | 25200 | 25200 | 25200 | 25200 | 25200 | 25200 | 25200 | 25200 | 25200 | 25200 | 25200 | 25200 | 25200 | 25200 | 25200 | 25200 | 25200 | 25200 | 25200 | 25200 | 25200 | 25200 | 25200 | 25200 | 25200 | 25200 | 25200 | 25200 | 25200 | 25200 | 25200 | 25200 | 25200 | 25200 | 25200 | 25200 | 25200 | 25200 | 25200 | 25200 | 25200 | 25200 | 25200 | 25200 | 25200 | 25200 | 25200 | 25200 | 25200 | 25200 | 25200 | 25200 | 25200 | 25200 | 25200 | 25200 | 25200 | 25200 | 25200 | 25200 | 25200 | 25200 | 25200 | 25200 | 25200 | 25200 | 25200 | 25200 | 25200 | 25200 | 25200 | 25200 | 25200 | 25200 | 25200 | 25200 | 25200 | 25200 | 25200 | 25200 | 25200 | 25200 | 25200 | 25200 | 25200 | 25200 | 25200 | 25200 | 25200 | 25200 | 25200 | 25200 | 25200 | 25200 | 25200 | 25200 | 25200 | 25200 | 25200 | 25200 | 25200 | 25200 | 25200 | 25200 | 25200 | 25200 | 25200 | 25200 | 25200 | 25200 | 25200 | 25200 | 25200 | 25200 | 25200 | 25200 | 25200 | 25200 | 25200 | 25200 | 25200 | 25200 | 25200 | 25200 | 25200 | 25200 | 25200 | 25200 | 25200 | 25200 | 25200 | 25200 | 25200 | 25200 | 25200 | 25200 | 25200 | 25200 | 25200 | 25200 | 25200 | 25200 | 25200 | 25200 | 25200 | 25200 | 25200 | 25200 | 25200 | 25200 | 25200 | 25200 | 25200 | 25200 | 25200 | 25200 | 25200 | 25200 | 25200 | 25200 | 25200 | 25200 | 25200 | 25200 | 25200 | 25200 | 25200 | 25200 | 25200 | 25200 | 25200 | 25200 | 25200 | 25200 | 25200 | 25200 | 25200 | 25200 | 25200 | 25200 | 25200 | 25200 | 25200 | 25200 | 25200 | 25200 | 25200 | 25200 | 25200 | 25200 | 25200 | 25200 | 25200 | 25200 | 25200 | 25200 | 25200 | 25200 | 25200 | 25200 | 25200 | 25200 | 25200 | 25200 | 25200 | 25200 | 25200 | 25200 | 25200 | 25200 | 25200 | 25200 | 25200 | 25200 | 25200 | 25200 | 25200 | 25200 | 25200 | 25200 | 25200 | 25200 | 25200 | 25200 | 25200 | 25200 | 25200 | 25200 | 25200 | 25200 | 25200 | 25200 | 25200 | 25200 | 25200 | 25200 | 25200 | 25200 | 25200 | 25200 | 25200 | 25200 | 25200 | 25200 | 25200 | 25200 | 25200 | 25200 | 25200 | 25200 | 25200 | 25200 | 25200 | 25200 | 25200 | 25200 | 25200 | 25200 | 25200 | 25200 | 25200 | 25200 | 25200 | 25200 | 25200 | 25200 | 25200 | 25200 | 25200 | 25200 | 25200 | 25200 | 25200 | 25200 | 25200 | 25200 | 25200 | 25200 | 25200 | 25200 | 25200 | 25200 | 25200 | 25200 | 25200 | 25200 | 25200 | 25200 | 25200 | 25200 | 25200 | 25200 | 25200 | 25200 | 25200 | 25200 | 25200 | 25200 | 25200 | 25200 | 25200 | 25200 | 25200 | 25200 | 25200 | 25200 | 25200 | 25200 | 25200 | 25200 | 25200 | 25200 | 25200 | 25200 | 25200 | 25200 | 25200 | 25200 | 25200 | 25200 | 25200 | 25200 | 25200 | 25200 | 25200 | 25200 | 25200 | 25200 | 25200 | 25200 | 25200 | 25200 | 25200 | 25200 | 25200 | 25200 | 25200 | 25200 | 25200 | 25200 | 25200 | 25200 | 25200 | 25200 | 25200 | 25200 | 25200 | 25200 | 25200 | 25200 | 25200 | 25200 | 25200 | 25200 | 25200 | 25200 | 25200 | 25200 | 25200 | 25200 | 25200 | 25200 | 25200 | 25200 | 25200 | 25200 | 25200 | 25200 | 25200 | 25200 | 25200 | 25200 | 25200 | 25200 | 25200 | 25200 | 25200 | 25200 | 25200 | 25200 | 25200 | 25200 | 25200 | 25200 | 25200 | 25200 | 25200 | 25200 | 25200 | 25200 | 25200 | 25200 | 25200 | 25200 | 25200 | 25200 | 25200 | 25200 | 25200 | 25200 | 25200 | 25200 | 25200 | 25200 | 25200 | 25200 | 25200 | 25200 | 25200 | 25200 | 25200 | 25200 | 25200 | 25200 | 25200 | 25200 | 25200 | 25200 | 25200 | 25200 | 25200 | 25200 | 25200 | 25200 | 25200 | 25200 | 25200 | 25200 | 25200 | 25200 | 25200 | 25200 | 25200 | 25200 | 25200 | 25200 | 25200 | 25200 | 25200 | 25200 | 25200 | 25200 | 25200 | 25200 | 25200 | 25200 | 25200 | 25200 | 25200 | 25200 | 25200 | 25200 | 25200 | 25200 | 25200 | 25200 | 25200 | 25200 | 25200 | 25200 | 25200 | 25200 | 25200 | 25200 | 25200 | 25200 | 25200 | 25200 | 25200 | 25200 | 25200 | 25200 | 25200 | 25200 | 25200 | 25200 | 25200 | 25200 | 25200 | 25200 | 25200 | 25200 | 25200 | 25200 | 25200 | 25200 | 25200 | 25200 | 25200 | 25200 | 25200 | 25200 | 25200 | 25200 | 25200 | 25200 | 25200 | 25200 | 25200 | 25200 | 25200 | 25200 | 25200 | 25200 | 25200 | 25200 | 25200 | 25200 | 25200 | 25200 | 25200 | 25200 | 25200 | 25200 | 25200 | 25200 | 25200 | 25200 | 25200 | 25200 | 25200 | 25200 | 25200 | 25200 | 25200 | 25200 | 25200 | 25200 | 25200 | 25200 | 25200 | 25200 | 25200 | 25200 | 25200 | 25200 | 25200 | 25200 | 25200 | 25200 | 25200 | 25200 | 25200 | 25200 | 25200 | 25200 | 25200 | 25200 | 25200 | 25200 | 25200 | 25200 | 25200 | 25200 | 25200 | 25200 | 25200 | 25200 | 25200 | 25200 | 25200 | 25200 | 25200 | 25200 | 25200 | 25200 | 25200 | 25200 | 25200 | 25200 | 25200 | 25200 | 25200 | 25200 | 25200 | 25200 | 25200 | 25200 | 25200 | 25200 | 25200 | 25200 | 25200 | 25200 | 25200 | 25200 | 25200 | 25200 | 25200 | 25200 | 25200 | 25200 | 25200 | 25200 | 25200 | 25200 | 25200 | 25200 | 25200 | 25200 | 25200 | 25200 | 25200 | 25200 | 25200 | 25200 | 25200 | 25200 | 25200 | 25200 | 25200 | 25200 | 25200 | 25200 | 25200 | 25200 | 25200 | 25200 | 25200 | 25200 | 25200 | 25200 | 25200 | 25200 | 25200 | 25200 | 25200 | 25200 | 25200 | 25200 | 25200 | 25200 | 25200 | 25200 | 25200 | 25200 | 25200 | 25200 | 25200 | 25200 | 25200 | 25200 | 25200 | 25200 | 25200 | 25200 | 25200 | 25200 | 25200 | 25200 | 25200 | 25200 | 25200 | 25200 | 25200 | 25200 | 25200 | 25200 | 25200 | 25200 | 25200 | 25200 | 25200 | 25200 | 25200 | 25200 | 25200 | 25200 | 25200 | 25200 | 25200 | 25200 | 25200 | 25200 | 25200 | 25200 | 25200 | 25200 | 25200 | 25200 | 25200 | 25200 | 25200 | 25200 | 25200 | 25200 | 25200 | 25200 | 25200 | 25200 | 25200 | 25200 | 25200 | 25200 | 25200 | 25200 | 25200 | 25200 | 25200 | 25200 | 25200 | 25200 | 25200 | 25200 | 25200 | 25200 | 25200 | 25200 | 25200 | 25200 | 25200 | 25200 | 25200 | 25200 | 25200 | 25200 | 25200 | 25200 | 25200 | 25200 | 25200 | 25200 | 25200 | 25200 | 25200 | 25200 | 25200 | 25200 | 25200 | 25200 | 25200 | 25200 | 25200 | 25200 | 25200 | 25200 | 25200 | 25200 | 25200 | 25200 | 25200 | 25200 | 25200 | 25200 | 25200 | 25200 | 25200 | 25200 | 25200 | 25200 | 25200 | 25200 | 25200 | 25200 | 25200 | 25200 | 25200 | 25200 | 25200 | 25200 | 25200 | 25200 | 25200 | 25200 | 25200 | 25200 | 25200 | 25200 | 25200 | 25200 | 25200 | 25200 | 25200 | 25200 | 25200 | 25200 | 25200 | 25200 | 25200 | 25200 | 25200 | 25200 | 25200 | 25200 | 25200 | 25200 | 25200 | 25200 | 25200 | 25200 | 25200 | 25200 | 25200 | 25200 | 25200 | 25200 | 25200 | 25200 | 25200 | 25200 | 25200 | 25200 | 25200 | 25200 | 25200 | 25200 | 25200 | 25200 | 25200 | 25200 | 25200 | 25200 | 25200 | 25200 | 25200 | 25200 | 25200 | 25200 | 25200 | 25200 | 25200 | 25200 | 25200 | 25200 | 25200 | 25200 | 25200 | 25200 | 25200 | 25200 | 25200 | 25200 | 25200 | 25200 | 25200 | 25200 | 25200 | 25200 | 25200 | 25200 | 25200 | 25200 | 25200 | 25200 | 25200 | 25200 | 25200 | 25200 | 25200 | 25200 | 25200 | 25200 | 25200 | 25200 | 25200 | 25200 | 25200 | 25200 | 25200 | 25200 | 25200 | 25200 | 25200 | 25200 | 25200 | 25200 | 25200 | 25200 | 25200 | 25200 | 25200 | 25200 | 25200 | 25200 | 25200 | 25200 | 25200 | 25200 | 25200 | 25200 | 25200 | 25200 | 25200 | 25200 | 25200 | 25200 | 25200 | 25200 | 25200 | 25200 | 25200 | 25200 | 25200 | 25200 | 25200 | 25200 | 25200 | 25200 | 25200 | 25200 | 25200 | 25200 | 25200 | 25200 | 25200 | 25200 | 25200 | 25200 | 25200 | 25200 | 25200 | 25200 | 25200 | 25200 | 25200 | 25200 | 25200 | 25200 | 25200 | 25200 | 25200 | 25200 | 25200 | 25200 | 25200 | 25200 | 25200 | 25200 | 25200 | 25200 | 25200 | 25200 | 25200 | 25200 | 25200 | 25200 | 25200 | 25200 | 25200 | 25200 | 25200 | 25200 | 25200 | 25200 | 25200 | 25200 | 25200 | 25200 | 25200 | 25200 | 25200 | 25200 | 25200 | 25200 | 25200 | 25200 | 25200 | 25200 | 25200 | 25200 | 25200 | 25200 | 25200 | 25200 | 25200 | 25200 | 25200 | 25200 | 25200 | 25200 | 25200 | 25200 | 25200 | 25200 | 25200 | 25200 | 25200 | 25200 | 25200 | 25200 | 25200 | 25200 | 25200 | 25200 | 25200 | 25200 | 25200 | 25200 | 25200 | 25200 | 25200 | 25200 | 25200 | 25200 | 25200 | 25200 | 25200 | 25200 | 25200 | 25200 | 25200 | 25200 | 25200 | 25200 | 25200 | 25200 | 25200 | 25200 | 25200 | 25200 | 25200 | 25200 | 25200 | 25200 | 25200 | 25200 | 25200 | 25200 | 25200 | 25200 | 25200 | 25200 | 25200 | 25200 | 25200 | 25200 | 25200 | 25200 | 25200 | 25200 | 25200 | 25200 | 25200 | 25200 | 25200 | 25200 | 25200 | 25200 | 25200 | 25200 | 25200 | 25200 | 25200 | 25200 | 25200 | 25200 | 25200 | 25200 | 25200 | 25200 | 25200 | 25200 | 25200 | 25200 | 25200 | 25200 | 25200 | 25200 | 25200 | 25200 | 25200 | 25200 | 25200 | 25200 | 25200 | 25200 | 25200 | 25200 | 25200 | 25200 | 25200 | 25200 | 25200 | 25200 | 25200 | 25200 | 25200 | 25200 | 25200 | 25200 | 25200 | 25200 | 25200 | 25200 | 25200 | 25200 | 25200 | 25200 | 25200 | 25200 | 25200 | 25200 | 25200 | 25200 | 25200 | 25200 | 25200 | 25200 | 25200 | 25200 | 25200 | 25200 | 25200 | 25200 | 25200 | 25200 | 25200 | 25200 | 25200 | 25200 | 25200 | 25200 | 25200 | 25200 | 25200 | 25200 | 25200 | 25200 | 25200 | 25200 | 25200 | 25200 | 25200 | 25200 | 25200 | 25200 | 25200 | 25200 | 25200 | 25200 | 25200 | 25200 | 25200 | 25200 | 25200 | 25200 | 25200 | 25200 | 25200 | 25200 | 25200 | 25200 | 25200 | 25200 | 25200 | 25200 | 25200 | 25200 | 25200 | 25200 | 25200 | 25200 | 25200 | 25200 | 25200 | 25200 | 25200 | 25200 | 25200 | 25200 | 25200 | 25200 | 25200 | 25200 | 25200 | 25200 | 25200 | 25200 | 25200 | 25200 | 25200 | 25200 | 25200 | 25200 | 25200 | 25200 | 25200 | 25200 | 25200 | 25200 | 25200 | 25200 | 25200 | 25200 | 25200 | 25200 | 25200 | 25200 | 25200 | 25200 | 25200 | 25200 | 25200 | 25200 | 25200 | 25200 | 25200 | 25200 | 25200 | 25200 | 25200 | 25200 | 25200 | 25200 | 25200 | 25200 | 25200 | 25200 | 25200 | 25200 | 25200 | 25200 | 25200 | 25200 | 25200 | 25200 | 25200 | 25200 | 25200 | 25200 | 25200 | 25200 | 25200 | 25200 | 25200 | 25200 | 25200 | 25200 | 25200 | 25200 | 25200 | 25200 | 25200 | 25200 | 25200 | 25200 | 25200 | 25200 | 25200 | 25200 | 25200 | 25200 | 25200 | 25200 | 25200 | 25200 | 25200 | 25200 | 25200 | 25200 | 25200 | 25200 | 25200 | 25200 | 25200 | 25200 | 25200 | 25200 | 25200 | 25200 | 25200 | 25200 | 25200 | 25200 | 25200 | 25200 | 25200 | 25200 | 25200 | 25200 | 25200 | 25200 | 25200 | 25200 | 25200 | 25200 | 25200 | 25200 | 25200 | 25200 | 25200 | 25200 | 25200 | 25200 | 25200 | 25200 | 25200 | 25200 | 25200 | 25200 | 25200 | 25200 | 25200 | 25200 | 25200 | 25200 | 25200 | 25200 | 25200 | 25200 | 25200 | 25200 | 25200 | 25200 | 25200 | 25200 | 25200 | 25200 | 25200 | 25200 | 25200 | 25200 | 25200 | 25200 | 25200 | 25200 | 25200 | 25200 | 25200 | 25200 | 25200 | 25200 | 25200 | 25200 | 25200 | 25200 | 25200 | 25200 | 25200 | 25200 | 25200 | 25200 | 25200 | 25200 | 25200 | 25200 | 25200 | 25200 | 25200 | 25200 | 25200 | 25200 | 25200 | 25200 | 25200 | 25200 | 25200 | 25200 | 25200 | 25200 | 25200 | 25200 | 25200 | 25200 | 25200 | 25200 | 25200 | 25200 | 25200 | 25200 | 25200 | 25200 | 25200 | 25200 | 25200 | 25200 | 25200 | 25200 | 25200 | 25200 | 25200 | 25200 | 25200 | 25200 | 25200 | 25200 | 25200 | 25200 | 25200 | 25200 | 25200 | 25200 | 25200 | 25200 | 25200 | 25200 | 25200 | 25200 | 25200 | 25200 | 25200 | 25200 | 25200 | 25200 | 25200 | 25200 | 25200 | 25200 | 25200 | 25200 | 25200 | 25200 | 25200 | 25200 | 25200 | 25200 | 25200 | 25200 | 25200 | 25200 | 25200 | 25200 | 25200 | 25200 | 25200 | 25200 | 25200 | 25200 | 25200 | 25200 | 25200 | 25200 | 25200 | 25200 | 25200 | 25200 | 25200 | 25200 | 25200 | 25200 | 25200 | 25200 | 25200 | 25200 | 25200 | 25200 | 25200 | 25200 | 25200 | 25200 | 25200 | 25200 | 25200 | 25200 | 25200 | 25200 | 25200 | 25200 | 25200 | 25200 | 25200 | 25200 | 25200 | 25200 | 25200 | 25200 | 25200 | 25200 | 25200 | 25200 | 25200 | 25200 | 25200 | 25200 | 25200 | 25200 | 25200 | 25200 | 25200 | 25200 | 25200 | 25200 | 25200 | 25200 | 25200 | 25200 | 25200 | 25200 | 25200 | 25200 | 25200 | 25200 | 25200 | 25200 | 25200 | 25200 | 25200 | 25200 | 25200 | 25200 | 25200 | 25200 | 25200 | 25200 | 25200 | 25200 | 25200 | 25200 | 25200 | 25200 | 25200 | 25200 | 25200 | 25200 | 25200 | 25200 | 25200 | 25200 | 25200 | 25200 | 25200 | 25200 | 25200 | 25200 | 25200 | 25200 | 25200 | 25200 | 25200 | 25200 | 25200 | 25200 | 25200 | 25200 | 25200 | 25200 | 25200 | 25200 | 25200 | 25200 | 25200 | 25200 | 25200 | 25200 | 25200 | 25200 | 25200 | 25200 | 25200 | 25200 | 25200 | 25200 | 25200 | 25200 | 25200 | 25200 | 25200 | 25200 | 25200 | 25200 | 25200 | 25200 | 25200 | 25200 | 25200 | 25200 | 25200 | 25200 | 25200 | 25200 | 25200 | 25200 | 25200 | 25200 | 25200 | 25200 | 25200 | 25200 | 25200 | 25200 | 25200 | 25200 | 25200 | 25200 | 25200 | 25200 | 25200 | 25200 | 25200 | 25200 | 25200 | 25200 | 25200 | 25200 | 25200 | 25200 | 25200 | 25200 | 25200 | 25200 | 25200 | 25200 | 25200 | 25200 | 25200 | 25200 | 25200 | 25200 | 25200 | 25200 | 25200 | 25200 | 25200 | 25200 | 25200 | 25200 | 25200 | 25200 | 25200 | 25200 | 25200 | 25200 | 25200 | 25200 | 25200 | 25200 | 25200 | 25200 | 25200 | 25200 | 25200 | 25200 | 25200 | 25200 | 25200 | 25200 | 25200 | 25200 | 25200 | 25200 | 25200 | 25200 | 25200 | 25200 | 25200 | 25200 | 25200 | 25200 | 25200 | 25200 | 25200 | 25200 | 25200 | 25200 | 25200 | 25200 | 25200 | 25200 | 25200 | 25200 | 25200 | 25200 | 25200 | 25200 | 25200 | 25200 | 25200 | 25200 | 25200 | 25200 | 25200 | 25200 | 25200 | 25200 | 25200 | 25200 | 25200 | 25200 | 25200 | 25200 | 25200 | 25200 | 25200 | 25200 | 25200 | 25200 | 25200 | 25200 | 25200 | 25200 | 25200 | 25200 | 25200 | 25200 | 25200 | 25200 | 25200 | 25200 | 25200 | 25200 | 25200 | 25200 | 25200 | 25200 | 25200 | 25200 | 25200 | 25200 | 25200 | 25200 | 25200 | 25200 | 25200 | 25200 | 25200 | 25200 | 25200 | 25200 | 25200 | 25200 | 25200 | 25200 | 25200 | 25200 | 25200 | 25200 | 25200 | 25200 | 25200 | 25200 | 25200 | 25200 | 25200 | 25200 | 25200 | 25200 | 25200 | 25200 | 25200 | 25200 | 25200 | 25200 | 25200 | 25200 | 25200 | 25200 | 25200 | 25200 | 25200 | 25200 | 25200 | 25200 | 25200 | 25200 | 25200 | 25200 | 25200 | 25200 | 25200 | 25200 | 25200 | 25200 | 25200 | 25200 | 25200 | 25200 | 25200 | 25200 | 25200 | 25200 | 25200 | 25200 | 25200 | 25200 | 25200 | 25200 | 25200 | 25200 | 25200 | 25200 | 25200 | 25200 | 25200 | 25200 | 25200 | 25200 | 25200 | 25200 | 25200 | 25200 | 25200 | 25200 | 25200 | 25200 | 25200 | 25200 | 25200 | 25200 | 25200 | 25200 | 25200 | 25200 | 25200 | 25200 | 25200 | 25200 | 25200 | 25200 | 25200 | 25200 | 25200 | 25200 | 25200 | 25200 | 25200 | 25200 | 25200 | 25200 | 25200 | 25200 | 25200 | 25200 | 25200 | 25200 | 25200 | 25200 | 25200 | 25200 | 25200 | 25200 | 25200 | 25200 | 25200 | 25200 | 25200 | 25200 | 25200 | 25200 | 25200 | 25200 | 25200 | 25200 | 25200 | 25200 | 25200 | 25200 | 25200 | 25200 | 25200 | 25200 | 25200 | 25200 | 25200 | 25200 | 25200 | 25200 | 25200 | 25200 | 25200 | 25200 | 25200 | 25200 | 25200 | 25200 | 25200 | 25200 | 25200 | 25200 | 25200 | 25200 | 25200 | 25200 | 25200 | 25200 | 25200 | 25200 | 25200 | 25200 | 25200 | 25200 | 25200 | 25200 | 25200 | 25200 | 25200 | 25200 | 25200 | 25200 | 25200 | 25200 | 25200 | 25200 | 25200 | 25200 | 25200 | 25200 | 25200 | 25200 | 25200 | 25200 | 25200 | 25200 | 25200 | 25200 | 25200 | 25200 | 25200 | 25200 | 25200 | 25200 | 25200 | 25200 | 25200 | 25200 | 25200 | 25200 | 25200 | 25200 | 25200 | 25200 | 25200 | 25200 | 25200 | 25200 | 25200 | 25200 | 25200 | 25200 | 25200 | 25200 | 25200 | 25200 | 25200 | 25200 | 25200 | 25200 | 25200 | 25200 | 25200 | 25200 | 25200 | 25200 | 25200 | 25200 | 25200 | 25200 | 25200 | 25200 | 25200 | 25200 | 25200 | 25200 | 25200 | 25200 | 25200 | 25200 | 25200 | 25200 | 25200 | 25200 | 25200 | 25200 | 25200 | 25200 | 25200 | 25200 | 25200 | 25200 | 25200 | 25200 | 25200 | 25200 | 25200 | 25200 | 25200 | 25200 | 25200 | 25200 | 25200 | 25200 | 25200 | 25200 | 25200 | 25200 | 25200 | 25200 | 25200 | 25200 | 25200 | 25200 | 25200 | 25200 | 25200 | 25200 | 25200 | 25200 | 25200 | 25200 | 25200 | 25200 | 25200 | 25200 | 25200 | 25200 | 25200 | 25200 | 25200 | 25200 | 25200 | 25200 | 25200 | 25200 | 25200 | 25200 | 25200 | 25200 | 25200 | 25200 | 25200 | 25200 | 25200 | 25200 | 25200 | 25200 | 25200 | 25200 | 25200 | 25200 | 25200 | 25200 | 25200 | 25200 | 25200 | 25200 | 25200 | 25200 | 25200 | 25200 | 25200 | 25200 | 25200 | 25200 | 25200 | 25200 | 25200 | 25200 | 25200 | 25200 | 25200 | 25200 | 25200 | 25200 | 25200 | 25200 | 25200 | 25200 | 25200 | 25200 | 25200 | 25200 | 25200 | 25200 | 25200 | 25200 | 25200 | 25200 | 25200 | 25200 | 25200 | 25200 | 25200 | 25200 | 25200 | 25200 | 25200 | 25200 | 25200 | 25200 | 25200 | 25200 | 25200 | 25200 | 25200 | 25200 | 25200 | 25200 | 25200 | 25200 | 25200 | 25200 | 25200 | 25200 | 25200 | 25200 | 25200 | 25200 | 25200 | 25200 | 25200 | 25200 | 25200 | 25200 | 25200 | 25200 | 25200 | 25200 | 25200 | 25200 | 25200 | 25200 | 25200 | 25200 | 25200 | 25200 | 25200 | 25200 | 25200 | 25200 | 25200 | 25200 | 25200 | 25200 | 25200 | 25200 | 25200 | 25200 | 25200 | 25200 | 25200 | 25200 | 25200 | 25200 | 25200 | 25200 | 25200 | 25200 | 25200 | 25200 | 25200 | 25200 | 25200 | 25200 | 25200 | 25200 | 25200 | 25200 | 25200 | 25200 | 25200 | 25200 | 25200 | 25200 | 25200 | 25200 | 25200 | 25200 | 25200 | 25200 | 25200 | 25200 | 25200 | 25200 | 25200 | 25200 | 25200 | 25200 | 25200 | 25200 | 25200 | 25200 | 25200 | 25200 | 25200 | 25200 | 25200 | 25200 | 25200 | 25200 | 25200 | 25200 | 25200 | 25200 | 25200 | 25200 | 25200 | 25200 | 25200 | 25200 | 25200 | 25200 | 25200 | 25200 | 25200 | 25200 | 25200 | 25200 | 25200 | 25200 | 25200 | 25200 | 25200 | 25200 | 25200 | 25200 | 25200 | 25200 | 25200 | 25200 | 25200 | 25200 | 25200 | 25200 | 25200 | 25200 | 25200 | 25200 | 25200 | 25200 | 25200 | 25200 | 25200 | 25200 | 25200 | 25200 | 25200 | 25200 | 25200 | 25200 | 25200 | 25200 | 25200 | 25200 | 25200 | 25200 | 25200 | 25200 | 25200 | 25200 | 25200 | 25200 | 25200 | 25200 | 25200 | 25200 | 25200 | 25200 | 25200 | 25200 | 25200 | 25200 | 25200 | 25200 | 25200 | 25200 | 25200 | 25200 | 25200 | 25200 | 25200 | 25200 | 25200 | 25200 | 25200 | 25200 | 25200 | 25200 | 25200 | 25200 | 25200 | 25200 | 25200 | 25200 | 25200 | 25200 | 25200 | 25200 | 25200 | 25200 | 25200 | 25200 | 25200 | 25200 | 25200 | 25200 | 25200 | 25200 | 25200 | 25200 | 25200 | 25200 | 25200 | 25200 | 25200 | 25200 | 25200 | 25200 | 25200 | 25200 | 25200 | 25200 | 25200 | 25200 | 25200 | 25200 | 25200 | 25200 | 25200 | 25200 | 25200 | 25200 | 25200 | 25200 | 25200 | 25200 | 25200 | 25200 | 25200 | 25200 | 25200 | 25200 | 25200 | 25200 | 25200 | 25200 | 25200 | 25200 | 25200 | 25200 | 25200 | 25200 | 25200 | 25200 | 25200 | 25200 | 25200 | 25200 | 25200 | 25200 | 25200 | 25200 | 25200 | 25200 | 25200 | 25200 | 25200 | 25200 | 25200 | 25200 | 25200 | 25200 | 25200 | 25200 | 25200 | 25200 | 25200 | 25200 | 25200 | 25200 | 25200 | 25200 | 25200 | 25200 | 25200 | 25200 | 25200 | 25200 | 25200 | 25200 | 25200 | 25200 | 25200 | 25200 | 25200 | 25200 | 25200 | 25200 | 25200 | 25200 | 25200 | 25200 | 25200 | 25200 | 25200 | 25200 | 25200 | 25200 | 25200 | 25200 | 25200 | 25200 | 25200 | 25200 | 25200 | 25200 | 25200 | 25200 | 25200 | 25200 | 25200 | 25200 | 25200 | 25200 | 25200 | 25200 | 25200 | 25200 | 25200 | 25200 | 25200 | 25200 | 25200 | 25200 | 25200 | 25200 | 25200 | 25200 | 25200 | 25200 | 25200 | 25200 | 25200 | 25200 | 25200 | 25200 | 25200 | 25200 | 25200 | 25200 | 25200 | 25200 | 25200 | 25200 | 25200 | 25200 | 25200 | 25200 | 25200 | 25200 | 25200 | 25200 | 25200 | 25200 | 25200 | 25200 | 25200 | 25200 | 25200 | 25200 | 25200 | 25200 | 25200 | 25200 | 25200 | 25200 | 25200 | 25200 | 25200 | 25200 | 25200 | 25200 | 25200 | 25200 | 25200 | 25200 | 25200 | 25200 | 25200 | 25200 | 25200 | 25200 | 25200 | 25200 | 25200 | 25200 | 25200 | 25200 | 25200 | 25200 | 25200 | 25200 | 25200 | 25200 | 25200 | 25200 | 25200 | 25200 | 25200 | 25200 | 25200 | 25200 | 25200 | 25200 | 25200 | 25200 | 25200 | 25200 | 25200 | 25200 | 25200 | 25200 | 25200 | 25200 | 25200 | 25200 | 25200 | 25200 | 25200 | 25200 | 25200 | 25200 | 25200 | 25200 | 25200 | 25200 | 25200 | 25200 | 25200 | 25200 | 25200 | 25200 | 25200 | 25200 | 25200 | 25200 | 25200 | 25200 | 25200 | 25200 | 25200 | 25200 | 25200 | 25200 | 25200 | 25200 | 25200 | 25200 | 25200 | 25200 | 25200 | 25200 | 25200 | 25200 | 25200 | 25200 | 25200 | 25200 | 25200 | 25200 | 25200 | 25200 | 25200 | 25200 | 25200 | 25200 | 25200 | 25200 | 25200 | 25200 | 25200 | 25200 | 25200 | 25200 | 25200 | 25200 | 25200 | 25200 | 25200 | 25200 | 25200 | 25200 | 25200 | 25200 | 25200 | 25200 | 25200 | 25200 | 25200 | 25200 | 25200 | 25200 | 25200 | 25200 | 25200 | 25200 | 25200 | 25200 | 25200 | 25200 | 25200 | 25200 | 25200 | 25200 | 25200 | 25200 | 25200 | 25200 | 25200 | 25200 | 25200 | 25200 | 25200 | 25200 | 25200 | 25200 | 25200 | 25200 | 25200 | 25200 | 25200 | 25200 | 25200 | 25200 | 25200 | 25200 | 25200 | 25200 | 25200 | 25200 | 25200 | 25200 | 25200 | 25200 | 25200 | 25200 | 25200 | 25200 | 25200 | 25200 | 25200 | 25200 | 25200 | 25200 | 25200 | 25200 | 25200 | 25200 | 25200 | 25200 | 25200 | 25200 | 25200 | 25200 | 25200 | 25200 | 25200 | 25200 | 25200 | 25200 | 25200 | 25200 | 25200 | 25200 | 25200 | 25200 | 25200 | 25200 | 25200 | 25200 | 25200 | 25200 | 25200 | 25200 | 25200 | 25200 | 25200 | 25200 | 25200 | 25200 | 25200 | 25200 | 25200 | 25200 | 25200 | 25200 | 25200 | 25200 | 25200 | 25200 | 25200 | 25200 | 25200 | 25200 | 25200 | 25200 | 25200 | 25200 | 25200 | 25200 | 25200 | 25200 | 25200 | 25200 | 25200 | 25200 | 25200 | 25200 | 25200 | 25200 | 25200 | 25200 | 25200 | 25200 | 25200 | 25200 | 25200 | 25200 | 25200 | 25200 | 25200 | 25200 | 25200 | 25200 | 25200 | 25200 | 25200 | 25200 | 25200 | 25200 | 25200 | 25200 | 25200 | 25200 | 25200 | 25200 | 25200 | 25200 | 25200 | 25200 | 25200 | 25200 | 25200 | 25200 | 25200 | 25200 | 25200 | 25200 | 25200 | 25200 | 25200 | 25200 | 25200 | 25200 | 25200 | 25200 | 25200 | 25200 | 25200 | 25200 | 25200 | 25200 | 25200 | 25200 | 25200 | 25200 | 25200 | 25200 | 25200 | 25200 | 25200 | 25200 | 25200 | 25200 | 25200 | 25200 | 25200 | 25200 | 25200 | 25200 | 25200 | 25200 | 25200 | 25200 | 25200 | 25200 | 25200 | 25200 | 25200 | 25200 | 25200 | 25200 | 25200 | 25200 | 25200 | 25200 | 25200 | 25200 | 25200 | 25200 | 25200 | 25200 | 25200 | 25200 | 25200 | 25200 | 25200 | 25200 | 25200 | 25200 | 25200 | 25200 | 25200 | 25200 | 25200 | 25200 | 25200 | 25200 | 25200 | 25200 | 25200 | 25200 | 25200 | 25200 | 25200 | 25200 | 25200 | 25200 | 25200 | 25200 | 25200 | 25200 | 25200 | 25200 | 25200 | 25200 | 25200 | 25200 | 25200 | 25200 | 25200 | 25200 | 25200 | 25200 | 25200 | 25200 | 25200 | 25200 | 25200 | 25200 | 25200 | 25200 | 25200 | 25200 | 25200 | 25200 | 25200 | 25200 | 25200 | 25200 | 25200 | 25200 | 25200 | 25200 | 25200 | 25200 | 25200 | 25200 | 25200 | 25200 | 25200 | 25200 | 25200 | 25200 | 25200 | 25200 | 25200 | 25200 | 25200 | 25200 | 25200 | 25200 | 25200 | 25200 | 25200 | 25200 | 25200 | 25200 | 25200 | 25200 | 25200 | 25200 | 25200 | 25200 | 25200 | 25200 | 25200 | 25200 | 25200 | 25200 | 25200 | 25200 | 25200 | 25200 | 25200 | 25200 | 25200 | 25200 | 25200 | 25200 | 25200 | 25200 | 25200 | 25200 | 25200 | 25200 | 25200 | 25200 | 25200 | 25200 | 25200 | 25200 | 25200 | 25200 | 25200 | 25200 | 25200 | 25200 | 25200 | 25200 | 25200 | 25200 | 25200 | 25200 | 25200 | 25200 | 25200 | 25200 | 25200 | 25200 | 25200 | 25200 | 25200 | 25200 | 25200 | 25200 | 25200 | 25200 | 25200 | 25200 | 25200 | 25200 | 25200 | 25200 | 25200 | 25200 | 25200 | 25200 | 25200 | 25200 | 25200 | 25200 | 25200 | 25200 | 25200 | 25200 | 25200 | 25200 | 25200 | 25200 | 25200 | 25200 | 25200 | 25200 | 25200 | 25200 | 25200 | 25200 | 25200 | 25200 | 25200 | 25200 | 25200 | 25200 | 25200 | 25200 | 25200 | 25200 | 25200 | 25200 | 25200 | 25200 | 25200 | 25200 | 25200 | 25200 | 25200 | 25200 | 25200 | 25200 | 25200 | 25200 | 25200 | 25200 | 25200 | 25200 | 25200 | 25200 | 25200 | 25200 | 25200 | 25200 | 25200 | 25200 | 25200 | 25200 | 25200 | 25200 | 25200 | 25200 | 25200 | 25200 | 25200 | 25200 | 25200 | 25200 | 25200 | 25200 | 25200 | 25200 | 25200 | 25200 | 25200 | 25200 | 25200 | 25200 | 25200 | 25200 | 25200 | 25200 | 25200 | 25200 | 25200 | 25200 | 25200 | 25200 | 25200 | 25200 | 25200 | 25200 | 25200 | 25200 | 25200 | 25200 | 25200 | 25200 | 25200 | 25200 | 25200 | 25200 | 25200 | 25200 | 25200 | 25200 | 25200 | 25200 | 25200 | 25200 | 25200 | 25200 | 25200 | 25200 | 25200 | 25200 | 25200 | 25200 | 25200 | 25200 | 25200 | 25200 | 25200 | 25200 | 25200 | 25200 | 25200 | 25200 | 25200 | 25200 | 25200 | 25200 | 25200 | 25200 | 25200 | 25200 | 25200 | 25200 | 25200 | 25200 | 25200 | 25200 | 25200 | 25200 | 25200 | 25200 | 25200 | 25200 | 25200 | 25200 | 25200 | 25200 | 25200 | 25200 | 25200 | 25200 | 25200 | 25200 | 25200 | 25200 | 25200 | 25200 | 25200 | 25200 | 25200 | 25200 | 25200 | 25200 | 25200 | 25200 | 25200 | 25200 | 25200 | 25200 | 25200 | 25200 | 25200 | 25200 | 25200 | 25200 | 25200 | 25200 | 25200 | 25200 | 25200 | 25200 | 25200 | 25200 | 25200 | 25200 | 25200 | 25200 | 25200 | 25200 | 25200 | 25200 | 25200 | 25200 | 25200 | 25200 | 25200 | 25200 | 25200 | 25200 | 25200 | 25200 | 25200 | 25200 | 25200 | 25200 | 25200 | 25200 | 25200 | 25200 | 25200 | 25200 | 25200 | 25200 | 25200 | 25200 | 25200 | 25200 | 25200 | 25200 | 25200 | 25200 | 25200 | 25200 | 25200 | 25200 | 25200 | 25200 | 25200 | 25200 | 25200 | 25200 | 25200 | 25200 | 25200 | 25200 | 25200 | 25200 | 25200 | 25200 | 25200 | 25200 | 25200 | 25200 | 25200 | 25200 | 25200 | 25200 | 25200 | 25200 | 25200 | 25200 | 25200 | 25200 | 25200 | 25200 | 25200 | 25200 | 25200 | 25200 | 25200 | 25200 | 25200 | 25200 | 25200 | 25200 | 25200 | 25200 | 25200 | 25200 | 25200 | 25200 | 25200 | 25200 | 25200 | 25200 | 25200 | 25200 | 25200 | 25200 | 25200 | 25200 | 25200 | 25200 | 25200 | 25200 | 25200 | 25200 | 25200 | 25200 | 25200 | 25200 | 25200 | 25200 | 25200 | 25200 | 25200 | 25200 | 25200 | 25200 | 25200 | 25200 | 25200 | 25200 | 25200 | 25200 | 25200 | 25200 | 25200 | 25200 | 25200 | 25200 | 25200 | 25200 | 25200 | 25200 | 25200 | 25200 | 25200 | 25200 | 25200 | 25200 | 25200 | 25200 | 25200 | 25200 | 25200 | 25200 | 25200 | 25200 | 25200 | 25200 | 25200 | 25200 | 25200 | 25200 | 25200 | 25200 | 25200 | 25200 | 25200 | 25200 | 25200 | 25200 | 25200 | 25200 | 25200 | 25200 | 25200 | 25200 | 25200 | 25200 | 25200 | 25200 | 25200 | 25200 | 25200 | 25200 | 25200 | 25200 | 25200 | 25200 | 25200 | 25200 | 25200 | 25200 | 25200 | 25200 | 25200 | 25200 | 25200 | 25200 | 25200 | 25200 | 25200 | 25200 | 25200 | 25200 | 25200 | 25200 | 25200 | 25200 | 25200 | 25200 | 25200 | 25200 | 25200 | 25200 | 25200 | 25200 | 25200 | 25200 | 25200 | 25200 | 25200 | 25200 | 25200 | 25200 | 25200 | 25200 | 25200 | 25200 | 25200 | 25200 | 25200 | 25200 | 25200 | 25200 | 25200 | 25200 | 25200 | 25200 | 25200 | 25200 | 25200 | 25200 | 25200 | 25200 | 25200 | 25200 | 25200 | 25200 | 25200 | 25200 | 25200 | 25200 | 25200 | 25200 | 25200 | 25200 | 25200 | 25200 | 25200 | 25200 | 25200 | 25200 | 25200 | 25200 | 25200 | 25200 | 25200 | 25200 | 25200 | 25200 | 25200 | 25200 | 25200 | 25200 | 25200 | 25200 | 25200 | 25200 | 25200 | 25200 | 25200 | 25200 | 25200 | 25200 | 25200 | 25200 | 25200 | 25200 | 25200 | 25200 | 25200 | 25200 | 25200 | 25200 | 25200 | 25200 | 25200 | 25200 | 25200 | 25200 | 25200 | 25200 | 25200 | 25200 | 25200 | 25200 | 25200 | 25200 | 25200 | 25200 | 25200 | 25200 | 25200 | 25200 | 25200 | 25200 | 25200 | 25200 | 25200 | 25200 | 25200 | 25200 | 25200 | 25200 | 25200 | 25200 | 25200 | 25200 | 25200 | 25200 | 25200 | 25200 | 25200 | 25200 | 25200 | 25200 | 25200 | 25200 | 25200 | 25200 | 25200 | 25200 | 25200 | 25200 | 25200 | 25200 | 25200 | 25200 | 25200 | 25200 | 25200 | 25200 | 25200 | 25200 | 25200 | 25200 | 25200 | 25200 | 25200 | 25200 | 25200 | 25200 | 25200 | 25200 | 25200 | 25200 | 25200 | 25200 | 25200 | 25200 | 25200 | 25200 | 25200 | 25200 | 25200 | 25200 | 25200 | 25200 | 25200 | 25200 | 25200 | 25200 | 25200 | 25200 | 25200 | 25200 | 25200 | 25200 | 25200 | 25200 | 25200 | 25200 | 25200 | 25200 | 25200 | 25200 | 25200 | 25200 | 25200 | 25200 | 25200 | 25200 | 25200 | 25200 | 25200 | 25200 | 25200 | 25200 | 25200 | 25200 | 25200 | 25200 | 25200 | 25200 | 25200 | 25200 | 25200 | 25200 | 25200 | 25200 | 25200 | 25200 | 25200 | 25200 | 25200 | 25200 | 25200 | 25200 | 25200 | 25200 | 25200 | 25200 | 25200 | 25200 | 25200 | 25200 | 25200 | 25200 | 25200 | 25200 | 25200 | 25200 | 25200 | 25200 | 25200 | 25200 | 25200 | 25200 | 25200 | 25200 | 25200 | 25200 | 25200 | 25200 | 25200 | 25200 | 25200 | 25200 | 25200 | 25200 | 25200 | 25200 | 25200 | 25200 | 25200 | 25200 | 25200 | 25200 | 25200 | 25200 | 25200 | 25200 | 25200 | 25200 | 25200 | 25200 | 25200 | 25200 | 25200 | 25200 | 25200 | 25200 | 25200 | 25200 | 25200 | 25200 | 25200 | 25200 | 25200 | 25200 | 25200 | 25200 | 25200 | 25200 | 25200 | 25200 | 25200 | 25200 | 25200 | 25200 | 25200 | 25200 | 25200 | 25200 | 25200 | 25200 | 25200 | 25200 | 25200 | 25200 | 25200 | 25200 | 25200 | 25200 | 25200 | 25200 | 25200 | 25200 | 25200 | 25200 | 25200 | 25200 | 25200 | 25200 | 25200 | 25200 | 25200 | 25200 | 25200 | 25200 | 25200 | 25200 | 25200 | 25200 | 25200 | 25200 | 25200 | 25200 | 25200 | 25200 | 25200 | 25200 | 25200 | 25200 | 25200 | 25200 | 25200 | 25200 | 25200 | 25200 | 25200 | 25200 | 25200 | 25200 | 25200 | 25200 | 25200 | 25200 | 25200 | 25200 | 25200 | 25200 | 25200 | 25200 | 25200 | 25200 | 25200 | 25200 | 25200 | 25200 | 25200 | 25200 | 25200 | 25200 | 25200 | 25200 | 25200 | 25200 | 25200 | 25200 | 25200 | 25200 | 25200 | 25200 | 25200 | 25200 | 25200 | 25200 | 25200 | 25200 | 25200 | 25200 | 25200 | 25200 | 25200 | 25200 | 25200 | 25200 | 25200 | 25200 | 25200 | 25200 | 25200 | 25200 | 25200 | 25200 | 25200 | 25200 | 25200 | 25200 | 25200 | 25200 | 25200 | 25200 | 25200 | 25200 | 25200 | 25200 | 25200 | 25200 | 25200 | 25200 | 25200 | 25200 | 25200 | 25200 | 25200 | 25200 | 25200 | 25200 | 25200 | 25200 | 25200 | 25200 | 25200 | 25200 | 25200 | 25200 | 25200 | 25200 | 25200 | 25200 | 25200 | 25200 | 25200 | 25200 | 25200 | 25200 | 25200 | 25200 | 25200 | 25200 | 25200 | 25200 | 25200 | 25200 | 25200 | 25200 | 25200 | 25200 | 25200 | 25200 | 25200 | 25200 | 25200 | 25200 | 25200 | 25200 | 25200 | 25200 | 25200 | 25200 | 25200 | 25200 | 25200 | 25200 | 25200 | 25200 | 25200 | 25200 | 25200 | 25200 | 25200 | 25200 | 25200 | 25200 | 25200 | 25200 | 25200 | 25200 | 25200 | 25200 | 25200 | 25200 | 25200 | 25200 | 25200 | 25200 | 25200 | 25200 | 25200 | 25200 | 25200 | 25200 | 25200 | 25200 | 25200 | 25200 | 25200 | 25200 | 25200 | 25200 | 25200 | 25200 | 25200 | 25200 | 25200 | 25200 | 25200 | 25200 | 25200 | 25200 | 25200 | 25200 | 25200 | 25200 | 25200 | 25200 | 25200 | 25200 | 25200 | 25200 | 25200 | 25200 | 25200 | 25200 | 25200 | 25200 | 25200 | 25200 | 25200 | 25200 | 25200 | 25200 | 25200 | 25200 | 25200 | 25200 | 25200 | 25200 | 25200 | 25200 | 25200 | 25200 | 25200 | 25200 | 25200 | 25200 | 25200 | 25200 | 25200 | 25200 | 25200 | 25200 | 25200 | 25200 | 25200 | 25200 | 25200 | 25200 | 25200 | 25200 | 25200 | 25200 | 25200 | 25200 | 25200 | 25200 | 25200 | 25200 | 25200 | 25200 | 25200 | 25200 | 25200 | 25200 | 25200 | 25200 | 25200 | 25200 | 25200 | 25200 | 25200 | 25200 | 25200 | 25200 | 25200 | 25200 | 25200 | 25200 | 25200 | 25200 | 25200 | 25200 | 25200 | 25200 | 25200 | 25200 | 25200 | 25200 | 25200 | 25200 | 25200 | 25200 | 25200 | 25200 | 25200 | 25200 | 25200 | 25200 | 25200 | 25200 | 25200 | 25200 | 25200 | 25200 | 25200 | 25200 | 25200 | 25200 | 25200 | 25200 | 25200 | 25200 | 25200 | 25200 | 25200 | 25200 | 25200 | 25200 | 25200 | 25200 | 25200 | 25200 | 25200 | 25200 | 25200 | 25200 | 25200 | 25200 | 25200 | 25200 | 25200 | 25200 | 25200 | 25200 | 25200 | 25200 | 25200 | 25200 | 25200 | 25200 | 25200 | 25200 | 25200 | 25200 | 25200 | 25200 | 25200 | 25200 | 25200 | 25200 | 25200 | 25200 | 25200 | 25200 | 25200 | 25200 | 25200 | 25200 | 25200 | 25200 | 25200 | 25200 | 25200 | 25200 | 25200 | 25200 | 25200 | 25200 | 25200 | 25200 | 25200 | 25200 | 25200 | 25200 | 25200 | 25200 | 25200 | 25200 | 25200 | 25200 | 25200 | 25200 | 25200 | 25200 | 25200 | 25200 | 25200 | 25200 | 25200 | 25200 | 25200 | 25200 | 25200 | 25200
Time since infected person left the space | T_D | constant | 0 |  | s | These values are not used by this model | T_D | 0 | 0 | 0 | 0 | 0 | 0 | 0 | 0 | 0 | 0 | 0 | 0 | 0 | 0 | 0 | 0 | 0 | 0 | 0 | 0 | 0 | 0 | 0 | 0 | 0 | 0 | 0 | 0 | 0 | 0 | 0 | 0 | 0 | 0 | 0 | 0 | 0 | 0 | 0 | 0 | 0 | 0 | 0 | 0 | 0 | 0 | 0 | 0 | 0 | 0 | 0 | 0 | 0 | 0 | 0 | 0 | 0 | 0 | 0 | 0 | 0 | 0 | 0 | 0 | 0 | 0 | 0 | 0 | 0 | 0 | 0 | 0 | 0 | 0 | 0 | 0 | 0 | 0 | 0 | 0 | 0 | 0 | 0 | 0 | 0 | 0 | 0 | 0 | 0 | 0 | 0 | 0 | 0 | 0 | 0 | 0 | 0 | 0 | 0 | 0 | 0 | 0 | 0 | 0 | 0 | 0 | 0 | 0 | 0 | 0 | 0 | 0 | 0 | 0 | 0 | 0 | 0 | 0 | 0 | 0 | 0 | 0 | 0 | 0 | 0 | 0 | 0 | 0 | 0 | 0 | 0 | 0 | 0 | 0 | 0 | 0 | 0 | 0 | 0 | 0 | 0 | 0 | 0 | 0 | 0 | 0 | 0 | 0 | 0 | 0 | 0 | 0 | 0 | 0 | 0 | 0 | 0 | 0 | 0 | 0 | 0 | 0 | 0 | 0 | 0 | 0 | 0 | 0 | 0 | 0 | 0 | 0 | 0 | 0 | 0 | 0 | 0 | 0 | 0 | 0 | 0 | 0 | 0 | 0 | 0 | 0 | 0 | 0 | 0 | 0 | 0 | 0 | 0 | 0 | 0 | 0 | 0 | 0 | 0 | 0 | 0 | 0 | 0 | 0 | 0 | 0 | 0 | 0 | 0 | 0 | 0 | 0 | 0 | 0 | 0 | 0 | 0 | 0 | 0 | 0 | 0 | 0 | 0 | 0 | 0 | 0 | 0 | 0 | 0 | 0 | 0 | 0 | 0 | 0 | 0 | 0 | 0 | 0 | 0 | 0 | 0 | 0 | 0 | 0 | 0 | 0 | 0 | 0 | 0 | 0 | 0 | 0 | 0 | 0 | 0 | 0 | 0 | 0 | 0 | 0 | 0 | 0 | 0 | 0 | 0 | 0 | 0 | 0 | 0 | 0 | 0 | 0 | 0 | 0 | 0 | 0 | 0 | 0 | 0 | 0 | 0 | 0 | 0 | 0 | 0 | 0 | 0 | 0 | 0 | 0 | 0 | 0 | 0 | 0 | 0 | 0 | 0 | 0 | 0 | 0 | 0 | 0 | 0 | 0 | 0 | 0 | 0 | 0 | 0 | 0 | 0 | 0 | 0 | 0 | 0 | 0 | 0 | 0 | 0 | 0 | 0 | 0 | 0 | 0 | 0 | 0 | 0 | 0 | 0 | 0 | 0 | 0 | 0 | 0 | 0 | 0 | 0 | 0 | 0 | 0 | 0 | 0 | 0 | 0 | 0 | 0 | 0 | 0 | 0 | 0 | 0 | 0 | 0 | 0 | 0 | 0 | 0 | 0 | 0 | 0 | 0 | 0 | 0 | 0 | 0 | 0 | 0 | 0 | 0 | 0 | 0 | 0 | 0 | 0 | 0 | 0 | 0 | 0 | 0 | 0 | 0 | 0 | 0 | 0 | 0 | 0 | 0 | 0 | 0 | 0 | 0 | 0 | 0 | 0 | 0 | 0 | 0 | 0 | 0 | 0 | 0 | 0 | 0 | 0 | 0 | 0 | 0 | 0 | 0 | 0 | 0 | 0 | 0 | 0 | 0 | 0 | 0 | 0 | 0 | 0 | 0 | 0 | 0 | 0 | 0 | 0 | 0 | 0 | 0 | 0 | 0 | 0 | 0 | 0 | 0 | 0 | 0 | 0 | 0 | 0 | 0 | 0 | 0 | 0 | 0 | 0 | 0 | 0 | 0 | 0 | 0 | 0 | 0 | 0 | 0 | 0 | 0 | 0 | 0 | 0 | 0 | 0 | 0 | 0 | 0 | 0 | 0 | 0 | 0 | 0 | 0 | 0 | 0 | 0 | 0 | 0 | 0 | 0 | 0 | 0 | 0 | 0 | 0 | 0 | 0 | 0 | 0 | 0 | 0 | 0 | 0 | 0 | 0 | 0 | 0 | 0 | 0 | 0 | 0 | 0 | 0 | 0 | 0 | 0 | 0 | 0 | 0 | 0 | 0 | 0 | 0 | 0 | 0 | 0 | 0 | 0 | 0 | 0 | 0 | 0 | 0 | 0 | 0 | 0 | 0 | 0 | 0 | 0 | 0 | 0 | 0 | 0 | 0 | 0 | 0 | 0 | 0 | 0 | 0 | 0 | 0 | 0 | 0 | 0 | 0 | 0 | 0 | 0 | 0 | 0 | 0 | 0 | 0 | 0 | 0 | 0 | 0 | 0 | 0 | 0 | 0 | 0 | 0 | 0 | 0 | 0 | 0 | 0 | 0 | 0 | 0 | 0 | 0 | 0 | 0 | 0 | 0 | 0 | 0 | 0 | 0 | 0 | 0 | 0 | 0 | 0 | 0 | 0 | 0 | 0 | 0 | 0 | 0 | 0 | 0 | 0 | 0 | 0 | 0 | 0 | 0 | 0 | 0 | 0 | 0 | 0 | 0 | 0 | 0 | 0 | 0 | 0 | 0 | 0 | 0 | 0 | 0 | 0 | 0 | 0 | 0 | 0 | 0 | 0 | 0 | 0 | 0 | 0 | 0 | 0 | 0 | 0 | 0 | 0 | 0 | 0 | 0 | 0 | 0 | 0 | 0 | 0 | 0 | 0 | 0 | 0 | 0 | 0 | 0 | 0 | 0 | 0 | 0 | 0 | 0 | 0 | 0 | 0 | 0 | 0 | 0 | 0 | 0 | 0 | 0 | 0 | 0 | 0 | 0 | 0 | 0 | 0 | 0 | 0 | 0 | 0 | 0 | 0 | 0 | 0 | 0 | 0 | 0 | 0 | 0 | 0 | 0 | 0 | 0 | 0 | 0 | 0 | 0 | 0 | 0 | 0 | 0 | 0 | 0 | 0 | 0 | 0 | 0 | 0 | 0 | 0 | 0 | 0 | 0 | 0 | 0 | 0 | 0 | 0 | 0 | 0 | 0 | 0 | 0 | 0 | 0 | 0 | 0 | 0 | 0 | 0 | 0 | 0 | 0 | 0 | 0 | 0 | 0 | 0 | 0 | 0 | 0 | 0 | 0 | 0 | 0 | 0 | 0 | 0 | 0 | 0 | 0 | 0 | 0 | 0 | 0 | 0 | 0 | 0 | 0 | 0 | 0 | 0 | 0 | 0 | 0 | 0 | 0 | 0 | 0 | 0 | 0 | 0 | 0 | 0 | 0 | 0 | 0 | 0 | 0 | 0 | 0 | 0 | 0 | 0 | 0 | 0 | 0 | 0 | 0 | 0 | 0 | 0 | 0 | 0 | 0 | 0 | 0 | 0 | 0 | 0 | 0 | 0 | 0 | 0 | 0 | 0 | 0 | 0 | 0 | 0 | 0 | 0 | 0 | 0 | 0 | 0 | 0 | 0 | 0 | 0 | 0 | 0 | 0 | 0 | 0 | 0 | 0 | 0 | 0 | 0 | 0 | 0 | 0 | 0 | 0 | 0 | 0 | 0 | 0 | 0 | 0 | 0 | 0 | 0 | 0 | 0 | 0 | 0 | 0 | 0 | 0 | 0 | 0 | 0 | 0 | 0 | 0 | 0 | 0 | 0 | 0 | 0 | 0 | 0 | 0 | 0 | 0 | 0 | 0 | 0 | 0 | 0 | 0 | 0 | 0 | 0 | 0 | 0 | 0 | 0 | 0 | 0 | 0 | 0 | 0 | 0 | 0 | 0 | 0 | 0 | 0 | 0 | 0 | 0 | 0 | 0 | 0 | 0 | 0 | 0 | 0 | 0 | 0 | 0 | 0 | 0 | 0 | 0 | 0 | 0 | 0 | 0 | 0 | 0 | 0 | 0 | 0 | 0 | 0 | 0 | 0 | 0 | 0 | 0 | 0 | 0 | 0 | 0 | 0 | 0 | 0 | 0 | 0 | 0 | 0 | 0 | 0 | 0 | 0 | 0 | 0 | 0 | 0 | 0 | 0 | 0 | 0 | 0 | 0 | 0 | 0 | 0 | 0 | 0 | 0 | 0 | 0 | 0 | 0 | 0 | 0 | 0 | 0 | 0 | 0 | 0 | 0 | 0 | 0 | 0 | 0 | 0 | 0 | 0 | 0 | 0 | 0 | 0 | 0 | 0 | 0 | 0 | 0 | 0 | 0 | 0 | 0 | 0 | 0 | 0 | 0 | 0 | 0 | 0 | 0 | 0 | 0 | 0 | 0 | 0 | 0 | 0 | 0 | 0 | 0 | 0 | 0 | 0 | 0 | 0 | 0 | 0 | 0 | 0 | 0 | 0 | 0 | 0 | 0 | 0 | 0 | 0 | 0 | 0 | 0 | 0 | 0 | 0 | 0 | 0 | 0 | 0 | 0 | 0 | 0 | 0 | 0 | 0 | 0 | 0 | 0 | 0 | 0 | 0 | 0 | 0 | 0 | 0 | 0 | 0 | 0 | 0 | 0 | 0 | 0 | 0 | 0 | 0 | 0 | 0 | 0 | 0 | 0 | 0 | 0 | 0 | 0 | 0 | 0 | 0 | 0 | 0 | 0 | 0 | 0 | 0 | 0 | 0 | 0 | 0 | 0 | 0 | 0 | 0 | 0 | 0 | 0 | 0 | 0 | 0 | 0 | 0 | 0 | 0 | 0 | 0 | 0 | 0 | 0 | 0 | 0 | 0 | 0 | 0 | 0 | 0 | 0 | 0 | 0 | 0 | 0 | 0 | 0 | 0 | 0 | 0 | 0 | 0 | 0 | 0 | 0 | 0 | 0 | 0 | 0 | 0 | 0 | 0 | 0 | 0 | 0 | 0 | 0 | 0 | 0 | 0 | 0 | 0 | 0 | 0 | 0 | 0 | 0 | 0 | 0 | 0 | 0 | 0 | 0 | 0 | 0 | 0 | 0 | 0 | 0 | 0 | 0 | 0 | 0 | 0 | 0 | 0 | 0 | 0 | 0 | 0 | 0 | 0 | 0 | 0 | 0 | 0 | 0 | 0 | 0 | 0 | 0 | 0 | 0 | 0 | 0 | 0 | 0 | 0 | 0 | 0 | 0 | 0 | 0 | 0 | 0 | 0 | 0 | 0 | 0 | 0 | 0 | 0 | 0 | 0 | 0 | 0 | 0 | 0 | 0 | 0 | 0 | 0 | 0 | 0 | 0 | 0 | 0 | 0 | 0 | 0 | 0 | 0 | 0 | 0 | 0 | 0 | 0 | 0 | 0 | 0 | 0 | 0 | 0 | 0 | 0 | 0 | 0 | 0 | 0 | 0 | 0 | 0 | 0 | 0 | 0 | 0 | 0 | 0 | 0 | 0 | 0 | 0 | 0 | 0 | 0 | 0 | 0 | 0 | 0 | 0 | 0 | 0 | 0 | 0 | 0 | 0 | 0 | 0 | 0 | 0 | 0 | 0 | 0 | 0 | 0 | 0 | 0 | 0 | 0 | 0 | 0 | 0 | 0 | 0 | 0 | 0 | 0 | 0 | 0 | 0 | 0 | 0 | 0 | 0 | 0 | 0 | 0 | 0 | 0 | 0 | 0 | 0 | 0 | 0 | 0 | 0 | 0 | 0 | 0 | 0 | 0 | 0 | 0 | 0 | 0 | 0 | 0 | 0 | 0 | 0 | 0 | 0 | 0 | 0 | 0 | 0 | 0 | 0 | 0 | 0 | 0 | 0 | 0 | 0 | 0 | 0 | 0 | 0 | 0 | 0 | 0 | 0 | 0 | 0 | 0 | 0 | 0 | 0 | 0 | 0 | 0 | 0 | 0 | 0 | 0 | 0 | 0 | 0 | 0 | 0 | 0 | 0 | 0 | 0 | 0 | 0 | 0 | 0 | 0 | 0 | 0 | 0 | 0 | 0 | 0 | 0 | 0 | 0 | 0 | 0 | 0 | 0 | 0 | 0 | 0 | 0 | 0 | 0 | 0 | 0 | 0 | 0 | 0 | 0 | 0 | 0 | 0 | 0 | 0 | 0 | 0 | 0 | 0 | 0 | 0 | 0 | 0 | 0 | 0 | 0 | 0 | 0 | 0 | 0 | 0 | 0 | 0 | 0 | 0 | 0 | 0 | 0 | 0 | 0 | 0 | 0 | 0 | 0 | 0 | 0 | 0 | 0 | 0 | 0 | 0 | 0 | 0 | 0 | 0 | 0 | 0 | 0 | 0 | 0 | 0 | 0 | 0 | 0 | 0 | 0 | 0 | 0 | 0 | 0 | 0 | 0 | 0 | 0 | 0 | 0 | 0 | 0 | 0 | 0 | 0 | 0 | 0 | 0 | 0 | 0 | 0 | 0 | 0 | 0 | 0 | 0 | 0 | 0 | 0 | 0 | 0 | 0 | 0 | 0 | 0 | 0 | 0 | 0 | 0 | 0 | 0 | 0 | 0 | 0 | 0 | 0 | 0 | 0 | 0 | 0 | 0 | 0 | 0 | 0 | 0 | 0 | 0 | 0 | 0 | 0 | 0 | 0 | 0 | 0 | 0 | 0 | 0 | 0 | 0 | 0 | 0 | 0 | 0 | 0 | 0 | 0 | 0 | 0 | 0 | 0 | 0 | 0 | 0 | 0 | 0 | 0 | 0 | 0 | 0 | 0 | 0 | 0 | 0 | 0 | 0 | 0 | 0 | 0 | 0 | 0 | 0 | 0 | 0 | 0 | 0 | 0 | 0 | 0 | 0 | 0 | 0 | 0 | 0 | 0 | 0 | 0 | 0 | 0 | 0 | 0 | 0 | 0 | 0 | 0 | 0 | 0 | 0 | 0 | 0 | 0 | 0 | 0 | 0 | 0 | 0 | 0 | 0 | 0 | 0 | 0 | 0 | 0 | 0 | 0 | 0 | 0 | 0 | 0 | 0 | 0 | 0 | 0 | 0 | 0 | 0 | 0 | 0 | 0 | 0 | 0 | 0 | 0 | 0 | 0 | 0 | 0 | 0 | 0 | 0 | 0 | 0 | 0 | 0 | 0 | 0 | 0 | 0 | 0 | 0 | 0 | 0 | 0 | 0 | 0 | 0 | 0 | 0 | 0 | 0 | 0 | 0 | 0 | 0 | 0 | 0 | 0 | 0 | 0 | 0 | 0 | 0 | 0 | 0 | 0 | 0 | 0 | 0 | 0 | 0 | 0 | 0 | 0 | 0 | 0 | 0 | 0 | 0 | 0 | 0 | 0 | 0 | 0 | 0 | 0 | 0 | 0 | 0 | 0 | 0 | 0 | 0 | 0 | 0 | 0 | 0 | 0 | 0 | 0 | 0 | 0 | 0 | 0 | 0 | 0 | 0 | 0 | 0 | 0 | 0 | 0 | 0 | 0 | 0 | 0 | 0 | 0 | 0 | 0 | 0 | 0 | 0 | 0 | 0 | 0 | 0 | 0 | 0 | 0 | 0 | 0 | 0 | 0 | 0 | 0 | 0 | 0 | 0 | 0 | 0 | 0 | 0 | 0 | 0 | 0 | 0 | 0 | 0 | 0 | 0 | 0 | 0 | 0 | 0 | 0 | 0 | 0 | 0 | 0 | 0 | 0 | 0 | 0 | 0 | 0 | 0 | 0 | 0 | 0 | 0 | 0 | 0 | 0 | 0 | 0 | 0 | 0 | 0 | 0 | 0 | 0 | 0 | 0 | 0 | 0 | 0 | 0 | 0 | 0 | 0 | 0 | 0 | 0 | 0 | 0 | 0 | 0 | 0 | 0 | 0 | 0 | 0 | 0 | 0 | 0 | 0 | 0 | 0 | 0 | 0 | 0 | 0 | 0 | 0 | 0 | 0 | 0 | 0 | 0 | 0 | 0 | 0 | 0 | 0 | 0 | 0 | 0 | 0 | 0 | 0 | 0 | 0 | 0 | 0 | 0 | 0 | 0 | 0 | 0 | 0 | 0 | 0 | 0 | 0 | 0 | 0 | 0 | 0 | 0 | 0 | 0 | 0 | 0 | 0 | 0 | 0 | 0 | 0 | 0 | 0 | 0 | 0 | 0 | 0 | 0 | 0 | 0 | 0 | 0 | 0 | 0 | 0 | 0 | 0 | 0 | 0 | 0 | 0 | 0 | 0 | 0 | 0 | 0 | 0 | 0 | 0 | 0 | 0 | 0 | 0 | 0 | 0 | 0 | 0 | 0 | 0 | 0 | 0 | 0 | 0 | 0 | 0 | 0 | 0 | 0 | 0 | 0 | 0 | 0 | 0 | 0 | 0 | 0 | 0 | 0 | 0 | 0 | 0 | 0 | 0 | 0 | 0 | 0 | 0 | 0 | 0 | 0 | 0 | 0 | 0 | 0 | 0 | 0 | 0 | 0 | 0 | 0 | 0 | 0 | 0 | 0 | 0 | 0 | 0 | 0 | 0 | 0 | 0 | 0 | 0 | 0 | 0 | 0 | 0 | 0 | 0 | 0 | 0 | 0 | 0 | 0 | 0 | 0 | 0 | 0 | 0 | 0 | 0 | 0 | 0 | 0 | 0 | 0 | 0 | 0 | 0 | 0 | 0 | 0 | 0 | 0 | 0 | 0 | 0 | 0 | 0 | 0 | 0 | 0 | 0 | 0 | 0 | 0 | 0 | 0 | 0 | 0 | 0 | 0 | 0 | 0 | 0 | 0 | 0 | 0 | 0 | 0 | 0 | 0 | 0 | 0 | 0 | 0 | 0 | 0 | 0 | 0 | 0 | 0 | 0 | 0 | 0 | 0 | 0 | 0 | 0 | 0 | 0 | 0 | 0 | 0 | 0 | 0 | 0 | 0 | 0 | 0 | 0 | 0 | 0 | 0 | 0 | 0 | 0 | 0 | 0 | 0 | 0 | 0 | 0 | 0 | 0 | 0 | 0 | 0 | 0 | 0 | 0 | 0 | 0 | 0 | 0 | 0 | 0 | 0 | 0 | 0 | 0 | 0 | 0 | 0 | 0 | 0 | 0 | 0 | 0 | 0 | 0 | 0 | 0 | 0 | 0 | 0 | 0 | 0 | 0 | 0 | 0 | 0 | 0 | 0 | 0 | 0 | 0 | 0 | 0 | 0 | 0 | 0 | 0 | 0 | 0 | 0 | 0 | 0 | 0 | 0 | 0 | 0 | 0 | 0 | 0 | 0 | 0 | 0 | 0 | 0 | 0 | 0 | 0 | 0 | 0 | 0 | 0 | 0 | 0 | 0 | 0 | 0 | 0 | 0 | 0 | 0 | 0 | 0 | 0 | 0 | 0 | 0 | 0 | 0 | 0 | 0 | 0 | 0 | 0 | 0 | 0 | 0 | 0 | 0 | 0 | 0 | 0 | 0 | 0 | 0 | 0 | 0 | 0 | 0 | 0 | 0 | 0 | 0 | 0 | 0 | 0 | 0 | 0 | 0 | 0 | 0 | 0 | 0 | 0 | 0 | 0 | 0 | 0 | 0 | 0 | 0 | 0 | 0 | 0 | 0 | 0 | 0 | 0 | 0 | 0 | 0 | 0 | 0 | 0 | 0 | 0 | 0 | 0 | 0 | 0 | 0 | 0 | 0 | 0 | 0 | 0 | 0 | 0 | 0 | 0 | 0 | 0 | 0 | 0 | 0 | 0 | 0 | 0 | 0 | 0 | 0 | 0 | 0 | 0 | 0 | 0 | 0 | 0 | 0 | 0 | 0 | 0 | 0 | 0 | 0 | 0 | 0 | 0 | 0 | 0 | 0 | 0 | 0 | 0 | 0 | 0 | 0 | 0 | 0 | 0 | 0 | 0 | 0 | 0 | 0 | 0 | 0 | 0 | 0 | 0 | 0 | 0 | 0 | 0 | 0 | 0 | 0 | 0 | 0 | 0 | 0 | 0 | 0 | 0 | 0 | 0 | 0 | 0 | 0 | 0 | 0 | 0 | 0 | 0 | 0 | 0 | 0 | 0 | 0 | 0 | 0 | 0 | 0 | 0 | 0 | 0 | 0 | 0 | 0 | 0 | 0 | 0 | 0 | 0 | 0 | 0 | 0 | 0 | 0 | 0 | 0 | 0 | 0 | 0 | 0 | 0 | 0 | 0 | 0 | 0 | 0 | 0 | 0 | 0 | 0 | 0 | 0 | 0 | 0 | 0 | 0 | 0 | 0 | 0 | 0 | 0 | 0 | 0 | 0 | 0 | 0 | 0 | 0 | 0 | 0 | 0 | 0 | 0 | 0 | 0 | 0 | 0 | 0 | 0 | 0 | 0 | 0 | 0 | 0 | 0 | 0 | 0 | 0 | 0 | 0 | 0 | 0 | 0 | 0 | 0 | 0 | 0 | 0 | 0 | 0 | 0 | 0 | 0 | 0 | 0 | 0 | 0 | 0 | 0 | 0 | 0 | 0 | 0 | 0 | 0 | 0 | 0 | 0 | 0 | 0 | 0 | 0 | 0 | 0 | 0 | 0 | 0 | 0 | 0 | 0 | 0 | 0 | 0 | 0 | 0 | 0 | 0 | 0 | 0 | 0 | 0 | 0 | 0 | 0 | 0 | 0 | 0 | 0 | 0 | 0 | 0 | 0 | 0 | 0 | 0 | 0 | 0 | 0 | 0 | 0 | 0 | 0 | 0 | 0 | 0 | 0 | 0 | 0 | 0 | 0 | 0 | 0 | 0 | 0 | 0 | 0 | 0 | 0 | 0 | 0 | 0 | 0 | 0 | 0 | 0 | 0 | 0 | 0 | 0 | 0 | 0 | 0 | 0 | 0 | 0 | 0 | 0 | 0 | 0 | 0 | 0 | 0 | 0 | 0 | 0 | 0 | 0 | 0 | 0 | 0 | 0 | 0 | 0 | 0 | 0 | 0 | 0 | 0 | 0 | 0 | 0 | 0 | 0 | 0 | 0 | 0 | 0 | 0 | 0 | 0 | 0 | 0 | 0 | 0 | 0 | 0 | 0 | 0 | 0 | 0 | 0 | 0 | 0 | 0 | 0 | 0 | 0 | 0 | 0 | 0 | 0 | 0 | 0 | 0 | 0 | 0 | 0 | 0 | 0 | 0 | 0 | 0 | 0 | 0 | 0 | 0 | 0 | 0 | 0 | 0 | 0 | 0 | 0 | 0 | 0 | 0 | 0 | 0 | 0 | 0 | 0 | 0 | 0 | 0 | 0 | 0 | 0 | 0 | 0 | 0 | 0 | 0 | 0 | 0 | 0 | 0 | 0 | 0 | 0 | 0 | 0 | 0 | 0 | 0 | 0 | 0 | 0 | 0 | 0 | 0 | 0 | 0 | 0 | 0 | 0 | 0 | 0 | 0 | 0 | 0 | 0 | 0 | 0 | 0 | 0 | 0 | 0 | 0 | 0 | 0 | 0 | 0 | 0 | 0 | 0 | 0 | 0 | 0 | 0 | 0 | 0 | 0 | 0 | 0 | 0 | 0 | 0 | 0 | 0 | 0 | 0 | 0 | 0 | 0 | 0 | 0 | 0 | 0 | 0 | 0 | 0 | 0 | 0 | 0 | 0 | 0 | 0 | 0 | 0 | 0 | 0 | 0 | 0 | 0 | 0 | 0 | 0 | 0 | 0 | 0 | 0 | 0 | 0 | 0 | 0 | 0 | 0 | 0 | 0 | 0 | 0 | 0 | 0 | 0 | 0 | 0 | 0 | 0 | 0 | 0 | 0 | 0 | 0 | 0 | 0 | 0 | 0 | 0 | 0 | 0 | 0 | 0 | 0 | 0 | 0 | 0 | 0 | 0 | 0 | 0 | 0 | 0 | 0 | 0 | 0 | 0 | 0 | 0 | 0 | 0 | 0 | 0 | 0 | 0 | 0 | 0 | 0 | 0 | 0 | 0 | 0 | 0 | 0 | 0 | 0 | 0 | 0 | 0 | 0 | 0 | 0 | 0 | 0 | 0 | 0 | 0 | 0 | 0 | 0 | 0 | 0 | 0 | 0 | 0 | 0 | 0 | 0 | 0 | 0 | 0 | 0 | 0 | 0 | 0 | 0 | 0 | 0 | 0 | 0 | 0 | 0 | 0 | 0 | 0 | 0 | 0 | 0 | 0 | 0 | 0 | 0 | 0 | 0 | 0 | 0 | 0 | 0 | 0 | 0 | 0 | 0 | 0 | 0 | 0 | 0 | 0 | 0 | 0 | 0 | 0 | 0 | 0 | 0 | 0 | 0 | 0 | 0 | 0 | 0 | 0 | 0 | 0 | 0 | 0 | 0 | 0 | 0 | 0 | 0 | 0 | 0 | 0 | 0 | 0 | 0 | 0 | 0 | 0 | 0 | 0 | 0 | 0 | 0 | 0 | 0 | 0 | 0 | 0 | 0 | 0 | 0 | 0 | 0 | 0 | 0 | 0 | 0 | 0 | 0 | 0 | 0 | 0 | 0 | 0 | 0 | 0 | 0 | 0 | 0 | 0 | 0 | 0 | 0 | 0 | 0 | 0 | 0 | 0 | 0 | 0 | 0 | 0 | 0 | 0 | 0 | 0 | 0 | 0 | 0 | 0 | 0 | 0 | 0 | 0 | 0 | 0 | 0 | 0 | 0 | 0 | 0 | 0 | 0 | 0 | 0 | 0 | 0 | 0 | 0 | 0 | 0 | 0 | 0 | 0 | 0 | 0 | 0 | 0 | 0 | 0 | 0 | 0 | 0 | 0 | 0 | 0 | 0 | 0 | 0 | 0 | 0 | 0 | 0 | 0 | 0 | 0 | 0 | 0 | 0 | 0 | 0 | 0 | 0 | 0 | 0 | 0 | 0 | 0 | 0 | 0 | 0 | 0 | 0 | 0 | 0 | 0 | 0 | 0 | 0 | 0 | 0 | 0 | 0 | 0 | 0 | 0 | 0 | 0 | 0 | 0 | 0 | 0 | 0 | 0 | 0 | 0 | 0 | 0 | 0 | 0 | 0 | 0 | 0 | 0 | 0 | 0 | 0 | 0 | 0 | 0 | 0 | 0 | 0 | 0 | 0 | 0 | 0 | 0 | 0 | 0 | 0 | 0 | 0 | 0 | 0 | 0 | 0 | 0 | 0 | 0 | 0 | 0 | 0 | 0 | 0 | 0 | 0 | 0 | 0 | 0 | 0 | 0 | 0 | 0 | 0 | 0 | 0 | 0 | 0 | 0 | 0 | 0 | 0 | 0 | 0 | 0 | 0 | 0 | 0 | 0 | 0 | 0 | 0 | 0 | 0 | 0 | 0 | 0 | 0 | 0 | 0 | 0 | 0 | 0 | 0 | 0 | 0 | 0 | 0 | 0 | 0 | 0 | 0 | 0 | 0 | 0 | 0 | 0 | 0 | 0 | 0 | 0 | 0 | 0 | 0 | 0 | 0 | 0 | 0 | 0 | 0 | 0 | 0 | 0 | 0 | 0 | 0 | 0 | 0 | 0 | 0 | 0 | 0 | 0 | 0 | 0 | 0 | 0 | 0 | 0 | 0 | 0 | 0 | 0 | 0 | 0 | 0 | 0 | 0 | 0 | 0 | 0 | 0 | 0 | 0 | 0 | 0 | 0 | 0 | 0 | 0 | 0 | 0 | 0 | 0 | 0 | 0 | 0 | 0 | 0 | 0 | 0 | 0 | 0 | 0 | 0 | 0 | 0 | 0 | 0 | 0 | 0 | 0 | 0 | 0 | 0 | 0 | 0 | 0 | 0 | 0 | 0 | 0 | 0 | 0 | 0 | 0 | 0 | 0 | 0 | 0 | 0 | 0 | 0 | 0 | 0 | 0 | 0 | 0 | 0 | 0 | 0 | 0 | 0 | 0 | 0 | 0 | 0 | 0 | 0 | 0 | 0 | 0 | 0 | 0 | 0 | 0 | 0 | 0 | 0 | 0 | 0 | 0 | 0 | 0 | 0 | 0 | 0 | 0 | 0 | 0 | 0 | 0 | 0 | 0 | 0 | 0 | 0 | 0 | 0 | 0 | 0 | 0 | 0 | 0 | 0 | 0 | 0 | 0 | 0 | 0 | 0 | 0 | 0 | 0 | 0 | 0 | 0 | 0 | 0 | 0 | 0 | 0 | 0 | 0 | 0 | 0 | 0 | 0 | 0 | 0 | 0 | 0 | 0 | 0 | 0 | 0 | 0 | 0 | 0 | 0 | 0 | 0 | 0 | 0 | 0 | 0 | 0 | 0 | 0 | 0 | 0 | 0 | 0 | 0 | 0 | 0 | 0 | 0 | 0 | 0 | 0 | 0 | 0 | 0 | 0 | 0 | 0 | 0 | 0 | 0 | 0 | 0 | 0 | 0 | 0 | 0 | 0 | 0 | 0 | 0 | 0 | 0 | 0 | 0 | 0 | 0 | 0 | 0 | 0 | 0 | 0 | 0 | 0 | 0 | 0 | 0 | 0 | 0 | 0 | 0 | 0 | 0 | 0 | 0 | 0 | 0 | 0 | 0 | 0 | 0 | 0 | 0 | 0 | 0 | 0 | 0 | 0 | 0 | 0 | 0 | 0 | 0 | 0 | 0 | 0 | 0 | 0 | 0 | 0 | 0 | 0 | 0 | 0 | 0 | 0 | 0 | 0 | 0 | 0 | 0 | 0 | 0 | 0 | 0 | 0 | 0 | 0 | 0 | 0 | 0 | 0 | 0 | 0 | 0 | 0 | 0 | 0 | 0 | 0 | 0 | 0 | 0 | 0 | 0 | 0 | 0 | 0 | 0 | 0 | 0 | 0 | 0 | 0 | 0 | 0 | 0 | 0 | 0 | 0 | 0 | 0 | 0 | 0 | 0 | 0 | 0 | 0 | 0 | 0 | 0 | 0 | 0 | 0 | 0 | 0 | 0 | 0 | 0 | 0 | 0 | 0 | 0 | 0 | 0 | 0 | 0 | 0 | 0 | 0 | 0 | 0 | 0 | 0 | 0 | 0 | 0 | 0 | 0 | 0 | 0 | 0 | 0 | 0 | 0 | 0 | 0 | 0 | 0 | 0 | 0 | 0 | 0 | 0 | 0 | 0 | 0 | 0 | 0 | 0 | 0 | 0 | 0 | 0 | 0 | 0 | 0 | 0 | 0 | 0 | 0 | 0 | 0 | 0 | 0 | 0 | 0 | 0 | 0 | 0 | 0 | 0 | 0 | 0 | 0 | 0 | 0 | 0 | 0 | 0 | 0 | 0 | 0 | 0 | 0 | 0 | 0 | 0 | 0 | 0 | 0 | 0 | 0 | 0 | 0 | 0 | 0 | 0 | 0 | 0 | 0 | 0 | 0 | 0 | 0 | 0 | 0 | 0 | 0 | 0 | 0 | 0 | 0 | 0 | 0 | 0 | 0 | 0 | 0 | 0 | 0 | 0 | 0 | 0 | 0 | 0 | 0 | 0 | 0 | 0 | 0 | 0 | 0 | 0 | 0 | 0 | 0 | 0 | 0 | 0 | 0 | 0 | 0 | 0 | 0 | 0 | 0 | 0 | 0 | 0 | 0 | 0 | 0 | 0 | 0 | 0 | 0 | 0 | 0 | 0 | 0 | 0 | 0 | 0 | 0 | 0 | 0 | 0 | 0 | 0 | 0 | 0 | 0 | 0 | 0 | 0 | 0 | 0 | 0 | 0 | 0 | 0 | 0 | 0 | 0 | 0 | 0 | 0 | 0 | 0 | 0 | 0 | 0 | 0 | 0 | 0 | 0 | 0 | 0 | 0 | 0 | 0 | 0 | 0 | 0 | 0 | 0 | 0 | 0 | 0 | 0 | 0 | 0 | 0 | 0 | 0 | 0 | 0 | 0 | 0 | 0 | 0 | 0 | 0 | 0 | 0 | 0 | 0 | 0 | 0 | 0 | 0 | 0 | 0 | 0 | 0 | 0 | 0 | 0 | 0 | 0 | 0 | 0 | 0 | 0 | 0 | 0 | 0 | 0 | 0 | 0 | 0 | 0 | 0 | 0 | 0 | 0 | 0 | 0 | 0 | 0 | 0 | 0 | 0 | 0 | 0 | 0 | 0 | 0 | 0 | 0 | 0 | 0 | 0 | 0 | 0 | 0 | 0 | 0 | 0 | 0 | 0 | 0 | 0 | 0 | 0 | 0 | 0 | 0 | 0 | 0 | 0 | 0 | 0 | 0 | 0 | 0 | 0 | 0 | 0 | 0 | 0 | 0 | 0 | 0 | 0 | 0 | 0 | 0 | 0 | 0 | 0 | 0 | 0 | 0 | 0 | 0 | 0 | 0 | 0 | 0 | 0 | 0 | 0 | 0 | 0 | 0 | 0 | 0 | 0 | 0 | 0 | 0 | 0 | 0 | 0 | 0 | 0 | 0 | 0 | 0 | 0 | 0 | 0 | 0 | 0 | 0 | 0 | 0 | 0 | 0 | 0 | 0 | 0 | 0 | 0 | 0 | 0 | 0 | 0 | 0 | 0 | 0 | 0 | 0 | 0 | 0 | 0 | 0 | 0 | 0 | 0 | 0 | 0 | 0 | 0 | 0 | 0 | 0 | 0 | 0 | 0 | 0 | 0 | 0 | 0 | 0 | 0 | 0 | 0 | 0 | 0 | 0 | 0 | 0 | 0 | 0 | 0 | 0 | 0 | 0 | 0 | 0 | 0 | 0 | 0 | 0 | 0 | 0 | 0 | 0 | 0 | 0 | 0 | 0 | 0 | 0 | 0 | 0 | 0 | 0 | 0 | 0 | 0 | 0 | 0 | 0 | 0 | 0 | 0 | 0 | 0 | 0 | 0 | 0 | 0 | 0 | 0 | 0 | 0 | 0 | 0 | 0 | 0 | 0 | 0 | 0 | 0 | 0 | 0 | 0 | 0 | 0 | 0 | 0 | 0 | 0 | 0 | 0 | 0 | 0 | 0 | 0 | 0 | 0 | 0 | 0 | 0 | 0 | 0 | 0 | 0 | 0 | 0 | 0 | 0 | 0 | 0 | 0 | 0 | 0 | 0 | 0 | 0 | 0 | 0 | 0 | 0 | 0 | 0 | 0 | 0 | 0 | 0 | 0 | 0 | 0 | 0 | 0 | 0 | 0 | 0 | 0 | 0 | 0 | 0 | 0 | 0 | 0 | 0 | 0 | 0 | 0 | 0 | 0 | 0 | 0 | 0 | 0 | 0 | 0 | 0 | 0 | 0 | 0 | 0 | 0 | 0 | 0 | 0 | 0 | 0 | 0 | 0 | 0 | 0 | 0 | 0 | 0 | 0 | 0 | 0 | 0 | 0 | 0 | 0 | 0 | 0 | 0 | 0 | 0 | 0 | 0 | 0 | 0 | 0 | 0 | 0 | 0 | 0 | 0 | 0 | 0 | 0 | 0 | 0 | 0 | 0 | 0 | 0 | 0 | 0 | 0 | 0 | 0 | 0 | 0 | 0 | 0 | 0 | 0 | 0 | 0 | 0 | 0 | 0 | 0 | 0 | 0 | 0 | 0 | 0 | 0 | 0 | 0 | 0 | 0 | 0 | 0 | 0 | 0 | 0 | 0 | 0 | 0 | 0 | 0 | 0 | 0 | 0 | 0 | 0 | 0 | 0 | 0 | 0 | 0 | 0 | 0 | 0 | 0 | 0 | 0 | 0 | 0 | 0 | 0 | 0 | 0 | 0 | 0 | 0 | 0 | 0 | 0 | 0 | 0 | 0 | 0 | 0 | 0 | 0 | 0 | 0 | 0 | 0 | 0 | 0 | 0 | 0 | 0 | 0 | 0 | 0 | 0 | 0 | 0 | 0 | 0 | 0 | 0 | 0 | 0 | 0 | 0 | 0 | 0 | 0 | 0 | 0 | 0 | 0 | 0 | 0 | 0 | 0 | 0 | 0 | 0 | 0 | 0 | 0 | 0 | 0 | 0 | 0 | 0 | 0 | 0 | 0 | 0 | 0 | 0 | 0 | 0 | 0 | 0 | 0 | 0 | 0 | 0 | 0 | 0 | 0 | 0 | 0 | 0 | 0 | 0 | 0 | 0 | 0 | 0 | 0 | 0 | 0 | 0 | 0 | 0 | 0 | 0 | 0 | 0 | 0 | 0 | 0 | 0 | 0 | 0 | 0 | 0 | 0 | 0 | 0 | 0 | 0 | 0 | 0 | 0 | 0 | 0 | 0 | 0 | 0 | 0 | 0 | 0 | 0 | 0 | 0 | 0 | 0 | 0 | 0 | 0 | 0 | 0 | 0 | 0 | 0 | 0 | 0 | 0 | 0 | 0 | 0 | 0 | 0 | 0 | 0 | 0 | 0 | 0 | 0 | 0 | 0 | 0 | 0 | 0 | 0 | 0 | 0 | 0 | 0 | 0 | 0 | 0 | 0 | 0 | 0 | 0 | 0 | 0 | 0 | 0 | 0 | 0 | 0 | 0 | 0 | 0 | 0 | 0 | 0 | 0 | 0 | 0 | 0 | 0 | 0 | 0 | 0 | 0 | 0 | 0 | 0 | 0 | 0 | 0 | 0 | 0 | 0 | 0 | 0 | 0 | 0 | 0 | 0 | 0 | 0 | 0 | 0 | 0 | 0 | 0 | 0 | 0 | 0 | 0 | 0 | 0 | 0 | 0 | 0 | 0 | 0 | 0 | 0 | 0 | 0 | 0 | 0 | 0 | 0 | 0 | 0 | 0 | 0 | 0 | 0 | 0 | 0 | 0 | 0 | 0 | 0 | 0 | 0 | 0 | 0 | 0 | 0 | 0 | 0 | 0 | 0 | 0 | 0 | 0 | 0 | 0 | 0 | 0 | 0 | 0 | 0 | 0 | 0 | 0 | 0 | 0 | 0 | 0 | 0 | 0 | 0 | 0 | 0 | 0 | 0 | 0 | 0 | 0 | 0 | 0 | 0 | 0 | 0 | 0 | 0 | 0 | 0 | 0 | 0 | 0 | 0 | 0 | 0 | 0 | 0 | 0 | 0 | 0 | 0 | 0 | 0 | 0 | 0 | 0 | 0 | 0 | 0 | 0 | 0 | 0 | 0 | 0 | 0 | 0 | 0 | 0 | 0 | 0 | 0 | 0 | 0 | 0 | 0 | 0 | 0 | 0 | 0 | 0 | 0 | 0 | 0 | 0 | 0 | 0 | 0 | 0 | 0 | 0 | 0 | 0 | 0 | 0 | 0 | 0 | 0 | 0 | 0 | 0 | 0 | 0 | 0 | 0 | 0 | 0 | 0 | 0 | 0 | 0 | 0 | 0 | 0 | 0 | 0 | 0 | 0 | 0 | 0 | 0 | 0 | 0 | 0 | 0 | 0 | 0 | 0 | 0 | 0 | 0 | 0 | 0 | 0 | 0 | 0 | 0 | 0 | 0 | 0 | 0 | 0 | 0 | 0 | 0 | 0 | 0 | 0 | 0 | 0 | 0 | 0 | 0 | 0 | 0 | 0 | 0 | 0 | 0 | 0 | 0 | 0 | 0 | 0 | 0 | 0 | 0 | 0 | 0 | 0 | 0 | 0 | 0 | 0 | 0 | 0 | 0 | 0 | 0 | 0 | 0 | 0 | 0 | 0 | 0 | 0 | 0 | 0 | 0 | 0 | 0 | 0 | 0 | 0 | 0 | 0 | 0 | 0 | 0 | 0 | 0 | 0 | 0 | 0 | 0 | 0 | 0 | 0 | 0 | 0 | 0 | 0 | 0 | 0 | 0 | 0 | 0 | 0 | 0 | 0 | 0 | 0 | 0 | 0 | 0 | 0 | 0 | 0 | 0 | 0 | 0 | 0 | 0 | 0 | 0 | 0 | 0 | 0 | 0 | 0 | 0 | 0 | 0 | 0 | 0 | 0 | 0 | 0 | 0 | 0 | 0 | 0 | 0 | 0 | 0 | 0 | 0 | 0 | 0 | 0 | 0 | 0 | 0 | 0 | 0 | 0 | 0 | 0 | 0 | 0 | 0 | 0 | 0 | 0 | 0 | 0 | 0 | 0 | 0 | 0 | 0 | 0 | 0 | 0 | 0 | 0 | 0 | 0 | 0 | 0 | 0 | 0 | 0 | 0 | 0 | 0 | 0 | 0 | 0 | 0 | 0 | 0 | 0 | 0 | 0 | 0 | 0 | 0 | 0 | 0 | 0 | 0 | 0 | 0 | 0 | 0 | 0 | 0 | 0 | 0 | 0 | 0 | 0 | 0 | 0 | 0 | 0 | 0 | 0 | 0 | 0 | 0 | 0 | 0 | 0 | 0 | 0 | 0 | 0 | 0 | 0 | 0 | 0 | 0 | 0 | 0 | 0 | 0 | 0 | 0 | 0 | 0 | 0 | 0 | 0 | 0 | 0 | 0 | 0 | 0 | 0 | 0 | 0 | 0 | 0 | 0 | 0 | 0 | 0 | 0 | 0 | 0 | 0 | 0 | 0 | 0 | 0 | 0 | 0 | 0 | 0 | 0 | 0 | 0 | 0 | 0 | 0 | 0 | 0 | 0 | 0 | 0 | 0 | 0 | 0 | 0 | 0 | 0 | 0 | 0 | 0 | 0 | 0 | 0 | 0 | 0 | 0 | 0 | 0 | 0 | 0 | 0 | 0 | 0 | 0 | 0 | 0 | 0 | 0 | 0 | 0 | 0 | 0 | 0 | 0 | 0 | 0 | 0 | 0 | 0 | 0 | 0 | 0 | 0 | 0 | 0 | 0 | 0 | 0 | 0 | 0 | 0 | 0 | 0 | 0 | 0 | 0 | 0 | 0 | 0 | 0 | 0 | 0 | 0 | 0 | 0 | 0 | 0 | 0 | 0 | 0 | 0 | 0 | 0 | 0 | 0 | 0 | 0 | 0 | 0 | 0 | 0 | 0 | 0 | 0 | 0 | 0 | 0 | 0 | 0 | 0 | 0 | 0 | 0 | 0 | 0 | 0 | 0 | 0 | 0 | 0 | 0 | 0 | 0 | 0 | 0 | 0 | 0 | 0 | 0 | 0 | 0 | 0 | 0 | 0 | 0 | 0 | 0 | 0 | 0 | 0 | 0 | 0 | 0 | 0 | 0 | 0 | 0 | 0 | 0 | 0 | 0 | 0 | 0 | 0 | 0 | 0 | 0 | 0 | 0 | 0 | 0 | 0 | 0 | 0 | 0 | 0 | 0 | 0 | 0 | 0 | 0 | 0 | 0 | 0 | 0 | 0 | 0 | 0 | 0 | 0 | 0 | 0 | 0 | 0 | 0 | 0 | 0 | 0 | 0 | 0 | 0 | 0 | 0 | 0 | 0 | 0 | 0 | 0 | 0 | 0 | 0 | 0 | 0 | 0 | 0 | 0 | 0 | 0 | 0 | 0 | 0 | 0 | 0 | 0 | 0 | 0 | 0 | 0 | 0 | 0 | 0 | 0 | 0 | 0 | 0 | 0 | 0 | 0 | 0 | 0 | 0 | 0 | 0 | 0 | 0 | 0 | 0 | 0 | 0 | 0 | 0 | 0 | 0 | 0 | 0 | 0 | 0 | 0 | 0 | 0 | 0 | 0 | 0 | 0 | 0 | 0 | 0 | 0 | 0 | 0 | 0 | 0 | 0 | 0 | 0 | 0 | 0 | 0 | 0 | 0 | 0 | 0 | 0 | 0 | 0 | 0 | 0 | 0 | 0 | 0 | 0 | 0 | 0 | 0 | 0 | 0 | 0 | 0 | 0 | 0 | 0 | 0 | 0 | 0 | 0 | 0 | 0 | 0 | 0 | 0 | 0 | 0 | 0 | 0 | 0 | 0 | 0 | 0 | 0 | 0 | 0 | 0 | 0 | 0 | 0 | 0 | 0 | 0 | 0 | 0 | 0 | 0 | 0 | 0 | 0 | 0 | 0 | 0 | 0 | 0 | 0 | 0 | 0 | 0 | 0 | 0 | 0 | 0 | 0 | 0 | 0 | 0 | 0 | 0 | 0 | 0 | 0 | 0 | 0 | 0 | 0 | 0 | 0 | 0 | 0 | 0 | 0 | 0 | 0 | 0 | 0 | 0 | 0 | 0 | 0 | 0 | 0 | 0 | 0 | 0 | 0 | 0 | 0 | 0 | 0 | 0 | 0 | 0 | 0 | 0 | 0 | 0 | 0 | 0 | 0 | 0 | 0 | 0 | 0 | 0 | 0 | 0 | 0 | 0 | 0 | 0 | 0 | 0 | 0 | 0 | 0 | 0 | 0 | 0 | 0 | 0 | 0 | 0 | 0 | 0 | 0 | 0 | 0 | 0 | 0 | 0 | 0 | 0 | 0 | 0 | 0 | 0 | 0 | 0 | 0 | 0 | 0 | 0 | 0 | 0 | 0 | 0 | 0 | 0 | 0 | 0 | 0 | 0 | 0 | 0 | 0 | 0 | 0 | 0 | 0 | 0 | 0 | 0 | 0 | 0 | 0 | 0 | 0 | 0 | 0 | 0 | 0 | 0 | 0 | 0 | 0 | 0 | 0 | 0 | 0 | 0 | 0 | 0 | 0 | 0 | 0 | 0 | 0 | 0 | 0 | 0 | 0 | 0 | 0 | 0 | 0 | 0 | 0 | 0 | 0 | 0 | 0 | 0 | 0 | 0 | 0 | 0 | 0 | 0 | 0 | 0 | 0 | 0 | 0 | 0 | 0 | 0 | 0 | 0 | 0 | 0 | 0 | 0 | 0 | 0 | 0 | 0 | 0 | 0 | 0 | 0 | 0 | 0 | 0 | 0 | 0 | 0 | 0 | 0 | 0 | 0 | 0 | 0 | 0 | 0 | 0 | 0 | 0 | 0 | 0 | 0 | 0 | 0 | 0 | 0 | 0 | 0 | 0 | 0 | 0 | 0 | 0 | 0 | 0 | 0 | 0 | 0 | 0 | 0 | 0 | 0 | 0 | 0 | 0 | 0 | 0 | 0 | 0 | 0 | 0 | 0 | 0 | 0 | 0 | 0 | 0 | 0 | 0 | 0 | 0 | 0 | 0 | 0 | 0 | 0 | 0 | 0 | 0 | 0 | 0 | 0 | 0 | 0 | 0 | 0 | 0 | 0 | 0 | 0 | 0 | 0 | 0 | 0 | 0 | 0 | 0 | 0 | 0 | 0 | 0 | 0 | 0 | 0 | 0 | 0 | 0 | 0 | 0 | 0 | 0 | 0 | 0 | 0 | 0 | 0 | 0 | 0 | 0 | 0 | 0 | 0 | 0 | 0 | 0 | 0 | 0 | 0 | 0 | 0 | 0 | 0 | 0 | 0 | 0 | 0 | 0 | 0 | 0 | 0 | 0 | 0 | 0 | 0 | 0 | 0 | 0 | 0 | 0 | 0 | 0 | 0 | 0 | 0 | 0 | 0 | 0 | 0 | 0 | 0 | 0 | 0 | 0 | 0 | 0 | 0 | 0 | 0 | 0 | 0 | 0 | 0 | 0 | 0 | 0 | 0 | 0 | 0 | 0 | 0 | 0 | 0 | 0 | 0 | 0 | 0 | 0 | 0 | 0 | 0 | 0 | 0 | 0 | 0 | 0 | 0 | 0 | 0 | 0 | 0 | 0 | 0 | 0 | 0 | 0 | 0 | 0 | 0 | 0 | 0 | 0 | 0 | 0 | 0 | 0 | 0 | 0 | 0 | 0 | 0 | 0 | 0 | 0 | 0 | 0 | 0 | 0 | 0 | 0 | 0 | 0 | 0 | 0 | 0 | 0 | 0 | 0 | 0 | 0 | 0 | 0 | 0 | 0 | 0 | 0 | 0 | 0 | 0 | 0 | 0 | 0 | 0 | 0 | 0 | 0 | 0 | 0 | 0 | 0 | 0 | 0 | 0 | 0 | 0 | 0 | 0 | 0 | 0 | 0 | 0 | 0 | 0 | 0 | 0 | 0 | 0 | 0 | 0 | 0 | 0 | 0 | 0 | 0 | 0 | 0 | 0 | 0 | 0 | 0 | 0 | 0 | 0 | 0 | 0 | 0 | 0 | 0 | 0 | 0 | 0 | 0 | 0 | 0 | 0 | 0 | 0 | 0 | 0 | 0 | 0 | 0 | 0 | 0 | 0 | 0 | 0 | 0 | 0 | 0 | 0 | 0 | 0 | 0 | 0 | 0 | 0 | 0 | 0 | 0 | 0 | 0 | 0 | 0 | 0 | 0 | 0 | 0 | 0 | 0 | 0 | 0 | 0 | 0 | 0 | 0 | 0 | 0 | 0 | 0 | 0 | 0 | 0 | 0 | 0 | 0 | 0 | 0 | 0 | 0 | 0 | 0 | 0 | 0 | 0 | 0 | 0 | 0 | 0 | 0 | 0 | 0 | 0 | 0 | 0 | 0 | 0 | 0 | 0 | 0 | 0 | 0 | 0 | 0 | 0 | 0 | 0 | 0 | 0 | 0 | 0 | 0 | 0 | 0 | 0 | 0 | 0 | 0 | 0 | 0 | 0 | 0 | 0 | 0 | 0 | 0 | 0 | 0 | 0 | 0 | 0 | 0 | 0 | 0 | 0 | 0 | 0 | 0 | 0 | 0 | 0 | 0 | 0 | 0 | 0 | 0 | 0 | 0 | 0 | 0 | 0 | 0 | 0 | 0 | 0 | 0 | 0 | 0 | 0 | 0 | 0 | 0 | 0 | 0 | 0 | 0 | 0 | 0 | 0 | 0 | 0 | 0 | 0 | 0 | 0 | 0 | 0 | 0 | 0 | 0 | 0 | 0 | 0 | 0 | 0 | 0 | 0 | 0 | 0 | 0 | 0 | 0 | 0 | 0 | 0 | 0 | 0 | 0 | 0 | 0 | 0 | 0 | 0 | 0 | 0 | 0 | 0 | 0 | 0 | 0 | 0 | 0 | 0 | 0 | 0 | 0 | 0 | 0 | 0 | 0 | 0 | 0 | 0 | 0 | 0 | 0 | 0 | 0 | 0 | 0 | 0 | 0 | 0 | 0 | 0 | 0 | 0 | 0 | 0 | 0 | 0 | 0 | 0 | 0 | 0 | 0 | 0 | 0 | 0 | 0 | 0 | 0 | 0 | 0 | 0 | 0 | 0 | 0 | 0 | 0 | 0 | 0 | 0 | 0 | 0 | 0 | 0 | 0 | 0 | 0 | 0 | 0 | 0 | 0 | 0 | 0 | 0 | 0 | 0 | 0 | 0 | 0 | 0 | 0 | 0 | 0 | 0 | 0 | 0 | 0 | 0 | 0 | 0 | 0 | 0 | 0 | 0 | 0 | 0 | 0 | 0 | 0 | 0 | 0 | 0 | 0 | 0 | 0 | 0 | 0 | 0 | 0 | 0 | 0 | 0 | 0 | 0 | 0 | 0 | 0 | 0 | 0 | 0 | 0 | 0 | 0 | 0 | 0 | 0 | 0 | 0 | 0 | 0 | 0 | 0 | 0 | 0 | 0 | 0 | 0 | 0 | 0 | 0 | 0 | 0 | 0 | 0 | 0 | 0 | 0 | 0 | 0 | 0 | 0 | 0 | 0 | 0 | 0 | 0 | 0 | 0 | 0 | 0 | 0 | 0 | 0 | 0 | 0 | 0 | 0 | 0 | 0 | 0 | 0 | 0 | 0 | 0 | 0 | 0 | 0 | 0 | 0 | 0 | 0 | 0 | 0 | 0 | 0 | 0 | 0 | 0 | 0 | 0 | 0 | 0 | 0 | 0 | 0 | 0 | 0 | 0 | 0 | 0 | 0 | 0 | 0 | 0 | 0 | 0 | 0 | 0 | 0 | 0 | 0 | 0 | 0 | 0 | 0 | 0 | 0 | 0 | 0 | 0 | 0 | 0 | 0 | 0 | 0 | 0 | 0 | 0 | 0 | 0 | 0 | 0 | 0 | 0 | 0 | 0 | 0 | 0 | 0 | 0 | 0 | 0 | 0 | 0 | 0 | 0 | 0 | 0 | 0 | 0 | 0 | 0 | 0 | 0 | 0 | 0 | 0 | 0 | 0 | 0 | 0 | 0 | 0 | 0 | 0 | 0 | 0 | 0 | 0 | 0 | 0 | 0 | 0 | 0 | 0 | 0 | 0 | 0 | 0 | 0 | 0 | 0 | 0 | 0 | 0 | 0 | 0 | 0 | 0 | 0 | 0 | 0 | 0 | 0 | 0 | 0 | 0 | 0 | 0 | 0 | 0 | 0 | 0 | 0 | 0 | 0 | 0 | 0 | 0 | 0 | 0 | 0 | 0 | 0 | 0 | 0 | 0 | 0 | 0 | 0 | 0 | 0 | 0 | 0 | 0 | 0 | 0 | 0 | 0 | 0 | 0 | 0 | 0 | 0 | 0 | 0 | 0 | 0 | 0 | 0 | 0 | 0 | 0 | 0 | 0 | 0 | 0 | 0 | 0 | 0 | 0 | 0 | 0 | 0 | 0 | 0 | 0 | 0 | 0 | 0 | 0 | 0 | 0 | 0 | 0 | 0 | 0 | 0 | 0 | 0 | 0 | 0 | 0 | 0 | 0 | 0 | 0 | 0 | 0 | 0 | 0 | 0 | 0 | 0 | 0 | 0 | 0 | 0 | 0 | 0 | 0 | 0 | 0 | 0 | 0 | 0 | 0 | 0 | 0 | 0 | 0 | 0 | 0 | 0 | 0 | 0 | 0 | 0 | 0 | 0 | 0 | 0 | 0 | 0 | 0 | 0 | 0 | 0 | 0 | 0 | 0 | 0 | 0 | 0 | 0 | 0 | 0 | 0 | 0 | 0 | 0 | 0 | 0 | 0 | 0 | 0 | 0 | 0 | 0 | 0 | 0 | 0 | 0 | 0 | 0 | 0 | 0 | 0 | 0 | 0 | 0 | 0 | 0 | 0 | 0 | 0 | 0 | 0 | 0 | 0 | 0 | 0 | 0 | 0 | 0 | 0 | 0 | 0 | 0 | 0 | 0 | 0 | 0 | 0 | 0 | 0 | 0 | 0 | 0 | 0 | 0 | 0 | 0 | 0 | 0 | 0 | 0 | 0 | 0 | 0 | 0 | 0 | 0 | 0 | 0 | 0 | 0 | 0 | 0 | 0 | 0 | 0 | 0 | 0 | 0 | 0 | 0 | 0 | 0 | 0 | 0 | 0 | 0 | 0 | 0 | 0 | 0 | 0 | 0 | 0 | 0 | 0 | 0 | 0 | 0 | 0 | 0 | 0 | 0 | 0 | 0 | 0 | 0 | 0 | 0 | 0 | 0 | 0 | 0 | 0 | 0 | 0 | 0 | 0 | 0 | 0 | 0 | 0 | 0 | 0 | 0 | 0 | 0 | 0 | 0 | 0 | 0 | 0 | 0 | 0 | 0 | 0 | 0 | 0 | 0 | 0 | 0 | 0 | 0 | 0 | 0 | 0 | 0 | 0 | 0 | 0 | 0 | 0 | 0 | 0 | 0 | 0 | 0 | 0 | 0 | 0 | 0 | 0 | 0 | 0 | 0 | 0 | 0 | 0 | 0 | 0 | 0 | 0 | 0 | 0 | 0 | 0 | 0 | 0 | 0 | 0 | 0 | 0 | 0 | 0 | 0 | 0 | 0 | 0 | 0 | 0 | 0 | 0 | 0 | 0 | 0 | 0 | 0 | 0 | 0 | 0 | 0 | 0 | 0 | 0 | 0 | 0 | 0 | 0 | 0 | 0 | 0 | 0 | 0 | 0 | 0 | 0 | 0 | 0 | 0 | 0 | 0 | 0 | 0 | 0 | 0 | 0 | 0 | 0 | 0 | 0 | 0 | 0 | 0 | 0 | 0 | 0 | 0 | 0 | 0 | 0 | 0 | 0 | 0 | 0 | 0 | 0 | 0 | 0 | 0 | 0 | 0 | 0 | 0 | 0 | 0 | 0 | 0 | 0 | 0 | 0 | 0 | 0 | 0 | 0 | 0 | 0 | 0 | 0 | 0 | 0 | 0 | 0 | 0 | 0 | 0 | 0 | 0 | 0 | 0 | 0 | 0 | 0 | 0 | 0 | 0 | 0 | 0 | 0 | 0 | 0 | 0 | 0 | 0 | 0 | 0 | 0 | 0 | 0 | 0 | 0 | 0 | 0 | 0 | 0 | 0 | 0 | 0 | 0 | 0 | 0 | 0 | 0 | 0 | 0 | 0 | 0 | 0 | 0 | 0 | 0 | 0 | 0 | 0 | 0 | 0 | 0 | 0 | 0 | 0 | 0 | 0 | 0 | 0 | 0 | 0 | 0 | 0 | 0 | 0 | 0 | 0 | 0 | 0 | 0 | 0 | 0 | 0 | 0 | 0 | 0 | 0 | 0 | 0 | 0 | 0 | 0 | 0 | 0 | 0 | 0 | 0 | 0 | 0 | 0 | 0 | 0 | 0 | 0 | 0 | 0 | 0 | 0 | 0 | 0 | 0 | 0 | 0 | 0 | 0 | 0 | 0 | 0 | 0 | 0 | 0 | 0 | 0 | 0 | 0 | 0 | 0 | 0 | 0 | 0 | 0 | 0 | 0 | 0 | 0 | 0 | 0 | 0 | 0 | 0 | 0 | 0 | 0 | 0 | 0 | 0 | 0 | 0 | 0 | 0 | 0 | 0 | 0 | 0 | 0 | 0 | 0 | 0 | 0 | 0 | 0 | 0 | 0 | 0 | 0 | 0 | 0 | 0 | 0 | 0 | 0 | 0 | 0 | 0 | 0 | 0 | 0 | 0 | 0 | 0 | 0 | 0 | 0 | 0 | 0 | 0 | 0 | 0 | 0 | 0 | 0 | 0 | 0 | 0 | 0 | 0 | 0 | 0 | 0 | 0 | 0 | 0 | 0 | 0 | 0 | 0 | 0 | 0 | 0 | 0 | 0 | 0 | 0 | 0 | 0 | 0 | 0 | 0 | 0 | 0 | 0 | 0 | 0 | 0 | 0 | 0 | 0 | 0 | 0 | 0 | 0 | 0 | 0 | 0 | 0 | 0 | 0 | 0 | 0 | 0 | 0 | 0 | 0 | 0 | 0 | 0 | 0 | 0 | 0 | 0 | 0 | 0 | 0 | 0 | 0 | 0 | 0 | 0 | 0 | 0 | 0 | 0 | 0 | 0 | 0 | 0 | 0 | 0 | 0 | 0 | 0 | 0 | 0 | 0 | 0 | 0 | 0 | 0 | 0 | 0 | 0 | 0 | 0 | 0 | 0 | 0 | 0 | 0 | 0 | 0 | 0 | 0 | 0 | 0 | 0 | 0 | 0 | 0 | 0 | 0 | 0 | 0 | 0 | 0 | 0 | 0 | 0 | 0 | 0 | 0 | 0 | 0 | 0 | 0 | 0 | 0 | 0 | 0 | 0 | 0 | 0 | 0 | 0 | 0 | 0 | 0 | 0 | 0 | 0 | 0 | 0 | 0 | 0 | 0 | 0 | 0 | 0 | 0 | 0 | 0 | 0 | 0 | 0 | 0 | 0 | 0 | 0 | 0 | 0 | 0 | 0 | 0 | 0 | 0 | 0 | 0 | 0 | 0 | 0 | 0 | 0 | 0 | 0 | 0 | 0 | 0 | 0 | 0 | 0 | 0 | 0 | 0 | 0 | 0 | 0 | 0 | 0 | 0 | 0 | 0 | 0 | 0 | 0 | 0 | 0 | 0 | 0 | 0 | 0 | 0 | 0 | 0 | 0 | 0 | 0 | 0 | 0 | 0 | 0 | 0 | 0 | 0 | 0 | 0 | 0 | 0 | 0 | 0 | 0 | 0 | 0 | 0 | 0 | 0 | 0 | 0 | 0 | 0 | 0 | 0 | 0 | 0 | 0 | 0 | 0 | 0 | 0 | 0 | 0 | 0 | 0 | 0 | 0 | 0 | 0 | 0 | 0 | 0 | 0 | 0 | 0 | 0 | 0 | 0 | 0 | 0 | 0 | 0 | 0 | 0 | 0 | 0 | 0 | 0 | 0 | 0 | 0 | 0 | 0 | 0 | 0 | 0 | 0 | 0 | 0 | 0 | 0 | 0 | 0 | 0 | 0 | 0 | 0 | 0 | 0 | 0 | 0 | 0 | 0 | 0 | 0 | 0 | 0 | 0 | 0 | 0 | 0 | 0 | 0 | 0 | 0 | 0 | 0 | 0 | 0 | 0 | 0 | 0 | 0 | 0 | 0 | 0 | 0 | 0 | 0 | 0 | 0 | 0 | 0 | 0 | 0 | 0 | 0 | 0 | 0 | 0 | 0 | 0 | 0 | 0 | 0 | 0 | 0 | 0 | 0 | 0 | 0 | 0 | 0 | 0 | 0 | 0 | 0 | 0 | 0 | 0 | 0 | 0 | 0 | 0 | 0 | 0 | 0 | 0 | 0 | 0 | 0 | 0 | 0 | 0 | 0 | 0 | 0 | 0 | 0 | 0 | 0 | 0 | 0 | 0 | 0 | 0 | 0 | 0 | 0 | 0 | 0 | 0 | 0 | 0 | 0 | 0 | 0 | 0 | 0 | 0 | 0 | 0 | 0 | 0 | 0 | 0 | 0 | 0 | 0 | 0 | 0 | 0 | 0 | 0 | 0 | 0 | 0 | 0 | 0 | 0 | 0 | 0 | 0 | 0 | 0 | 0 | 0 | 0 | 0 | 0 | 0 | 0 | 0 | 0 | 0 | 0 | 0 | 0 | 0 | 0 | 0 | 0 | 0 | 0 | 0 | 0 | 0 | 0 | 0 | 0 | 0 | 0 | 0 | 0 | 0 | 0 | 0 | 0 | 0 | 0 | 0 | 0 | 0 | 0 | 0 | 0 | 0 | 0 | 0 | 0 | 0 | 0 | 0 | 0 | 0 | 0 | 0 | 0 | 0 | 0 | 0 | 0 | 0 | 0 | 0 | 0 | 0 | 0 | 0 | 0 | 0 | 0 | 0 | 0 | 0 | 0 | 0 | 0 | 0 | 0 | 0 | 0 | 0 | 0 | 0 | 0 | 0 | 0 | 0 | 0 | 0 | 0 | 0 | 0 | 0 | 0 | 0 | 0 | 0 | 0 | 0 | 0 | 0 | 0 | 0 | 0 | 0 | 0 | 0 | 0 | 0 | 0 | 0 | 0 | 0 | 0 | 0 | 0 | 0 | 0 | 0 | 0 | 0 | 0 | 0 | 0 | 0 | 0 | 0 | 0 | 0 | 0 | 0 | 0 | 0 | 0 | 0 | 0 | 0 | 0 | 0 | 0 | 0 | 0 | 0 | 0 | 0 | 0 | 0 | 0 | 0 | 0 | 0 | 0 | 0 | 0 | 0 | 0 | 0 | 0 | 0 | 0 | 0 | 0 | 0 | 0 | 0 | 0 | 0 | 0 | 0 | 0 | 0 | 0 | 0 | 0 | 0 | 0 | 0 | 0 | 0 | 0 | 0 | 0 | 0 | 0 | 0 | 0 | 0 | 0 | 0 | 0 | 0 | 0 | 0 | 0 | 0 | 0 | 0 | 0 | 0 | 0 | 0 | 0 | 0 | 0 | 0 | 0 | 0 | 0 | 0 | 0 | 0 | 0 | 0 | 0 | 0 | 0 | 0 | 0 | 0 | 0 | 0 | 0 | 0 | 0 | 0 | 0 | 0 | 0 | 0 | 0 | 0 | 0 | 0 | 0 | 0 | 0 | 0 | 0 | 0 | 0 | 0 | 0 | 0 | 0 | 0 | 0 | 0 | 0 | 0 | 0 | 0 | 0 | 0 | 0 | 0 | 0 | 0 | 0 | 0 | 0 | 0 | 0 | 0 | 0 | 0 | 0 | 0 | 0 | 0 | 0 | 0 | 0 | 0 | 0 | 0 | 0 | 0 | 0 | 0 | 0 | 0 | 0 | 0 | 0 | 0 | 0 | 0 | 0 | 0 | 0 | 0 | 0 | 0 | 0 | 0 | 0 | 0 | 0 | 0 | 0 | 0 | 0 | 0 | 0 | 0 | 0 | 0 | 0 | 0 | 0 | 0 | 0 | 0 | 0 | 0 | 0 | 0 | 0 | 0 | 0 | 0 | 0 | 0 | 0 | 0 | 0 | 0 | 0 | 0 | 0 | 0 | 0 | 0 | 0 | 0 | 0 | 0 | 0 | 0 | 0 | 0 | 0 | 0 | 0 | 0 | 0 | 0 | 0 | 0 | 0 | 0 | 0 | 0 | 0 | 0 | 0 | 0 | 0 | 0 | 0 | 0 | 0 | 0 | 0 | 0 | 0 | 0 | 0 | 0 | 0 | 0 | 0 | 0 | 0 | 0 | 0 | 0 | 0 | 0 | 0 | 0 | 0 | 0 | 0 | 0 | 0 | 0 | 0 | 0 | 0 | 0 | 0 | 0 | 0 | 0 | 0 | 0 | 0 | 0 | 0 | 0 | 0 | 0 | 0 | 0 | 0 | 0 | 0 | 0 | 0 | 0 | 0 | 0 | 0 | 0 | 0 | 0 | 0 | 0 | 0 | 0 | 0 | 0 | 0 | 0 | 0 | 0 | 0 | 0 | 0 | 0 | 0 | 0 | 0 | 0 | 0 | 0 | 0 | 0 | 0 | 0 | 0 | 0 | 0 | 0 | 0 | 0 | 0 | 0 | 0 | 0 | 0 | 0 | 0 | 0 | 0 | 0 | 0 | 0 | 0 | 0 | 0 | 0 | 0 | 0 | 0 | 0 | 0 | 0 | 0 | 0 | 0 | 0 | 0 | 0 | 0 | 0 | 0 | 0 | 0 | 0 | 0 | 0 | 0 | 0 | 0 | 0 | 0 | 0 | 0 | 0 | 0 | 0 | 0 | 0 | 0 | 0 | 0 | 0 | 0 | 0 | 0 | 0 | 0 | 0 | 0 | 0 | 0 | 0 | 0 | 0 | 0 | 0 | 0 | 0 | 0 | 0 | 0 | 0 | 0 | 0 | 0 | 0 | 0 | 0 | 0 | 0 | 0 | 0 | 0 | 0 | 0 | 0 | 0 | 0 | 0 | 0 | 0 | 0 | 0 | 0 | 0 | 0 | 0 | 0 | 0 | 0 | 0 | 0 | 0 | 0 | 0 | 0 | 0 | 0 | 0 | 0 | 0 | 0 | 0 | 0 | 0 | 0 | 0 | 0 | 0 | 0 | 0 | 0 | 0 | 0 | 0 | 0 | 0 | 0 | 0 | 0 | 0 | 0 | 0 | 0 | 0 | 0 | 0 | 0 | 0 | 0 | 0 | 0 | 0 | 0 | 0 | 0 | 0 | 0 | 0 | 0 | 0 | 0 | 0 | 0 | 0 | 0 | 0 | 0 | 0 | 0 | 0 | 0 | 0 | 0 | 0 | 0 | 0 | 0 | 0 | 0 | 0 | 0 | 0 | 0 | 0 | 0 | 0 | 0 | 0 | 0 | 0 | 0 | 0 | 0 | 0 | 0 | 0 | 0 | 0 | 0 | 0 | 0 | 0 | 0 | 0 | 0 | 0 | 0 | 0 | 0 | 0 | 0 | 0 | 0 | 0 | 0 | 0 | 0 | 0 | 0 | 0 | 0 | 0 | 0 | 0 | 0 | 0 | 0 | 0 | 0 | 0 | 0 | 0 | 0 | 0 | 0 | 0 | 0 | 0 | 0 | 0 | 0 | 0 | 0 | 0 | 0 | 0 | 0 | 0 | 0 | 0 | 0 | 0 | 0 | 0 | 0 | 0 | 0 | 0 | 0 | 0 | 0 | 0 | 0 | 0 | 0 | 0 | 0 | 0 | 0 | 0 | 0 | 0 | 0 | 0 | 0 | 0 | 0 | 0 | 0 | 0 | 0 | 0 | 0 | 0 | 0 | 0 | 0 | 0 | 0 | 0 | 0 | 0 | 0 | 0 | 0 | 0 | 0 | 0 | 0 | 0 | 0 | 0 | 0 | 0 | 0 | 0 | 0 | 0 | 0 | 0 | 0 | 0 | 0 | 0 | 0 | 0 | 0 | 0 | 0 | 0 | 0 | 0 | 0 | 0 | 0 | 0 | 0 | 0 | 0 | 0 | 0 | 0 | 0 | 0 | 0 | 0 | 0 | 0 | 0 | 0 | 0 | 0 | 0 | 0 | 0 | 0 | 0 | 0 | 0 | 0 | 0 | 0 | 0 | 0 | 0 | 0 | 0 | 0 | 0 | 0 | 0 | 0 | 0 | 0 | 0 | 0 | 0 | 0 | 0 | 0 | 0 | 0 | 0 | 0 | 0 | 0 | 0 | 0 | 0 | 0 | 0 | 0 | 0 | 0 | 0 | 0 | 0 | 0 | 0 | 0 | 0 | 0 | 0 | 0 | 0 | 0 | 0 | 0 | 0 | 0 | 0 | 0 | 0 | 0 | 0 | 0 | 0 | 0 | 0 | 0 | 0 | 0 | 0 | 0 | 0 | 0 | 0 | 0 | 0 | 0 | 0 | 0 | 0 | 0 | 0 | 0 | 0 | 0 | 0 | 0 | 0 | 0 | 0 | 0 | 0 | 0 | 0 | 0 | 0 | 0 | 0 | 0 | 0 | 0 | 0 | 0 | 0 | 0 | 0 | 0 | 0 | 0 | 0 | 0 | 0 | 0 | 0 | 0 | 0 | 0 | 0 | 0 | 0 | 0 | 0 | 0 | 0 | 0 | 0 | 0 | 0 | 0 | 0 | 0 | 0 | 0 | 0 | 0 | 0 | 0 | 0 | 0 | 0 | 0 | 0 | 0 | 0 | 0 | 0 | 0 | 0 | 0 | 0 | 0 | 0 | 0 | 0 | 0 | 0 | 0 | 0 | 0 | 0 | 0 | 0 | 0 | 0 | 0 | 0 | 0 | 0 | 0 | 0 | 0 | 0 | 0 | 0 | 0 | 0 | 0 | 0 | 0 | 0 | 0 | 0 | 0 | 0 | 0 | 0 | 0 | 0 | 0 | 0 | 0 | 0 | 0 | 0 | 0 | 0 | 0 | 0 | 0 | 0 | 0 | 0 | 0 | 0 | 0 | 0 | 0 | 0 | 0 | 0 | 0 | 0 | 0 | 0 | 0 | 0 | 0 | 0 | 0 | 0 | 0 | 0 | 0 | 0 | 0 | 0 | 0 | 0 | 0 | 0 | 0 | 0 | 0 | 0 | 0 | 0 | 0 | 0 | 0 | 0 | 0 | 0 | 0 | 0 | 0 | 0 | 0 | 0 | 0 | 0 | 0 | 0 | 0 | 0 | 0 | 0 | 0 | 0 | 0 | 0 | 0 | 0 | 0 | 0 | 0 | 0 | 0 | 0 | 0 | 0 | 0 | 0 | 0 | 0 | 0 | 0 | 0 | 0 | 0 | 0 | 0 | 0 | 0 | 0 | 0 | 0 | 0 | 0 | 0 | 0 | 0 | 0 | 0 | 0 | 0 | 0 | 0 | 0 | 0 | 0 | 0 | 0 | 0 | 0 | 0 | 0 | 0 | 0 | 0 | 0 | 0 | 0 | 0 | 0 | 0 | 0 | 0 | 0 | 0 | 0 | 0 | 0 | 0 | 0 | 0 | 0 | 0 | 0 | 0 | 0 | 0 | 0 | 0 | 0 | 0 | 0 | 0 | 0 | 0 | 0 | 0 | 0 | 0 | 0 | 0 | 0 | 0 | 0 | 0 | 0 | 0 | 0 | 0 | 0 | 0 | 0 | 0 | 0 | 0 | 0 | 0 | 0 | 0 | 0 | 0 | 0 | 0 | 0 | 0 | 0 | 0 | 0 | 0 | 0 | 0 | 0 | 0 | 0 | 0 | 0 | 0 | 0 | 0 | 0 | 0 | 0 | 0 | 0 | 0 | 0 | 0 | 0 | 0 | 0 | 0 | 0 | 0 | 0 | 0 | 0 | 0 | 0 | 0 | 0 | 0 | 0 | 0 | 0 | 0 | 0 | 0 | 0 | 0 | 0 | 0 | 0 | 0 | 0 | 0 | 0 | 0 | 0 | 0 | 0 | 0 | 0 | 0 | 0 | 0 | 0 | 0 | 0 | 0 | 0 | 0 | 0 | 0 | 0 | 0 | 0 | 0 | 0 | 0 | 0 | 0 | 0 | 0 | 0 | 0 | 0 | 0 | 0 | 0 | 0 | 0 | 0 | 0 | 0 | 0 | 0 | 0 | 0 | 0 | 0 | 0 | 0 | 0 | 0 | 0 | 0 | 0 | 0 | 0 | 0 | 0 | 0 | 0 | 0 | 0 | 0 | 0 | 0 | 0 | 0 | 0 | 0 | 0 | 0 | 0 | 0 | 0 | 0 | 0 | 0 | 0 | 0 | 0 | 0 | 0 | 0 | 0 | 0 | 0 | 0 | 0 | 0 | 0 | 0 | 0 | 0 | 0 | 0 | 0 | 0 | 0 | 0 | 0 | 0 | 0 | 0 | 0 | 0 | 0 | 0 | 0 | 0 | 0 | 0 | 0 | 0 | 0 | 0 | 0 | 0 | 0 | 0 | 0 | 0 | 0 | 0 | 0 | 0 | 0 | 0 | 0 | 0 | 0 | 0 | 0 | 0 | 0 | 0 | 0 | 0 | 0 | 0 | 0 | 0 | 0 | 0 | 0 | 0 | 0 | 0 | 0 | 0 | 0 | 0 | 0 | 0 | 0 | 0 | 0 | 0 | 0 | 0 | 0 | 0 | 0 | 0 | 0 | 0 | 0 | 0 | 0 | 0 | 0 | 0 | 0 | 0 | 0 | 0 | 0 | 0 | 0 | 0 | 0 | 0 | 0 | 0 | 0 | 0 | 0 | 0 | 0 | 0 | 0 | 0 | 0 | 0 | 0 | 0 | 0 | 0 | 0 | 0 | 0 | 0 | 0 | 0 | 0 | 0 | 0 | 0 | 0 | 0 | 0 | 0 | 0 | 0 | 0 | 0 | 0 | 0 | 0 | 0 | 0 | 0 | 0 | 0 | 0 | 0 | 0 | 0 | 0 | 0 | 0 | 0 | 0 | 0 | 0 | 0 | 0 | 0 | 0 | 0 | 0 | 0 | 0 | 0 | 0 | 0 | 0 | 0 | 0 | 0 | 0 | 0 | 0 | 0 | 0 | 0 | 0 | 0 | 0 | 0 | 0 | 0 | 0 | 0 | 0 | 0 | 0 | 0 | 0 | 0 | 0 | 0 | 0 | 0 | 0 | 0 | 0 | 0 | 0 | 0 | 0 | 0 | 0 | 0 | 0 | 0 | 0 | 0 | 0 | 0 | 0 | 0 | 0 | 0 | 0 | 0 | 0 | 0 | 0 | 0 | 0 | 0 | 0 | 0 | 0 | 0 | 0 | 0 | 0 | 0 | 0 | 0 | 0 | 0 | 0 | 0 | 0 | 0 | 0 | 0 | 0 | 0 | 0 | 0 | 0 | 0 | 0 | 0 | 0 | 0 | 0 | 0 | 0 | 0 | 0 | 0 | 0 | 0 | 0 | 0 | 0 | 0 | 0 | 0 | 0 | 0 | 0 | 0 | 0 | 0 | 0 | 0 | 0 | 0 | 0 | 0 | 0 | 0 | 0 | 0 | 0 | 0 | 0 | 0 | 0 | 0 | 0 | 0 | 0 | 0 | 0 | 0 | 0 | 0 | 0 | 0 | 0 | 0 | 0 | 0 | 0 | 0 | 0 | 0 | 0 | 0 | 0 | 0 | 0 | 0 | 0 | 0 | 0 | 0 | 0 | 0 | 0 | 0 | 0 | 0 | 0 | 0 | 0 | 0 | 0 | 0 | 0 | 0 | 0 | 0 | 0 | 0 | 0 | 0 | 0 | 0 | 0 | 0 | 0 | 0 | 0 | 0 | 0 | 0 | 0 | 0 | 0 | 0 | 0 | 0 | 0 | 0 | 0 | 0 | 0 | 0 | 0 | 0 | 0 | 0 | 0 | 0 | 0 | 0 | 0 | 0 | 0 | 0 | 0 | 0 | 0 | 0 | 0 | 0 | 0 | 0 | 0 | 0 | 0 | 0 | 0 | 0 | 0 | 0 | 0 | 0 | 0 | 0 | 0 | 0 | 0 | 0 | 0 | 0 | 0 | 0 | 0 | 0 | 0 | 0 | 0 | 0 | 0 | 0 | 0 | 0 | 0 | 0 | 0 | 0 | 0 | 0 | 0 | 0 | 0 | 0 | 0 | 0 | 0 | 0 | 0 | 0 | 0 | 0 | 0 | 0 | 0 | 0 | 0 | 0 | 0 | 0 | 0 | 0 | 0 | 0 | 0 | 0 | 0 | 0 | 0 | 0 | 0 | 0 | 0 | 0 | 0 | 0 | 0 | 0 | 0 | 0 | 0 | 0 | 0 | 0 | 0 | 0 | 0 | 0 | 0 | 0 | 0 | 0 | 0 | 0 | 0 | 0 | 0 | 0 | 0 | 0 | 0 | 0 | 0 | 0 | 0 | 0 | 0 | 0 | 0 | 0 | 0 | 0 | 0 | 0 | 0 | 0 | 0 | 0 | 0 | 0 | 0 | 0 | 0 | 0 | 0 | 0 | 0 | 0 | 0 | 0 | 0 | 0 | 0 | 0 | 0 | 0 | 0 | 0 | 0 | 0 | 0 | 0 | 0 | 0 | 0 | 0 | 0 | 0 | 0 | 0 | 0 | 0 | 0 | 0 | 0 | 0 | 0 | 0 | 0 | 0 | 0 | 0 | 0 | 0 | 0 | 0 | 0 | 0 | 0 | 0 | 0 | 0 | 0 | 0 | 0 | 0 | 0 | 0 | 0 | 0 | 0 | 0 | 0 | 0 | 0 | 0 | 0 | 0 | 0 | 0 | 0 | 0 | 0 | 0 | 0 | 0 | 0 | 0 | 0 | 0 | 0 | 0 | 0 | 0 | 0 | 0 | 0 | 0 | 0 | 0 | 0 | 0 | 0 | 0 | 0 | 0 | 0 | 0 | 0 | 0 | 0 | 0 | 0 | 0 | 0 | 0 | 0 | 0 | 0 | 0 | 0 | 0 | 0 | 0 | 0 | 0 | 0 | 0 | 0 | 0 | 0 | 0 | 0 | 0 | 0 | 0 | 0 | 0 | 0 | 0 | 0 | 0 | 0 | 0 | 0 | 0 | 0 | 0 | 0 | 0 | 0 | 0 | 0 | 0 | 0 | 0 | 0 | 0 | 0 | 0 | 0 | 0 | 0 | 0 | 0 | 0 | 0 | 0 | 0 | 0 | 0 | 0 | 0 | 0 | 0 | 0 | 0 | 0 | 0 | 0 | 0 | 0 | 0 | 0 | 0 | 0 | 0 | 0 | 0 | 0 | 0 | 0 | 0 | 0 | 0 | 0 | 0 | 0 | 0 | 0 | 0 | 0 | 0 | 0 | 0 | 0 | 0 | 0 | 0 | 0 | 0 | 0 | 0 | 0 | 0 | 0 | 0 | 0 | 0 | 0 | 0 | 0 | 0 | 0 | 0 | 0 | 0 | 0 | 0 | 0 | 0 | 0 | 0 | 0 | 0 | 0 | 0 | 0 | 0 | 0 | 0 | 0 | 0 | 0 | 0 | 0 | 0 | 0 | 0 | 0 | 0 | 0 | 0 | 0 | 0 | 0 | 0 | 0 | 0 | 0 | 0 | 0 | 0 | 0 | 0 | 0 | 0 | 0 | 0 | 0 | 0 | 0 | 0 | 0 | 0 | 0 | 0 | 0 | 0 | 0 | 0 | 0 | 0 | 0 | 0 | 0 | 0 | 0 | 0 | 0 | 0 | 0 | 0 | 0 | 0 | 0 | 0 | 0 | 0 | 0 | 0 | 0 | 0 | 0 | 0 | 0 | 0 | 0 | 0 | 0 | 0 | 0 | 0 | 0 | 0 | 0 | 0 | 0 | 0 | 0 | 0 | 0 | 0 | 0 | 0 | 0 | 0 | 0 | 0 | 0 | 0 | 0 | 0 | 0 | 0 | 0 | 0 | 0 | 0 | 0 | 0 | 0 | 0 | 0 | 0 | 0 | 0 | 0 | 0 | 0 | 0 | 0 | 0 | 0 | 0 | 0 | 0 | 0 | 0 | 0 | 0 | 0 | 0 | 0 | 0 | 0 | 0 | 0 | 0 | 0 | 0 | 0 | 0 | 0 | 0 | 0 | 0 | 0 | 0 | 0 | 0 | 0 | 0 | 0 | 0 | 0 | 0 | 0 | 0 | 0 | 0 | 0 | 0 | 0 | 0 | 0 | 0 | 0 | 0 | 0 | 0 | 0 | 0 | 0 | 0 | 0 | 0 | 0 | 0 | 0 | 0 | 0 | 0 | 0 | 0 | 0 | 0 | 0 | 0 | 0 | 0 | 0 | 0 | 0 | 0 | 0 | 0 | 0 | 0 | 0 | 0 | 0 | 0 | 0 | 0 | 0 | 0 | 0 | 0 | 0 | 0 | 0 | 0 | 0 | 0 | 0 | 0 | 0 | 0 | 0 | 0 | 0 | 0 | 0 | 0 | 0 | 0 | 0 | 0 | 0 | 0 | 0 | 0 | 0 | 0 | 0 | 0 | 0 | 0 | 0 | 0 | 0 | 0 | 0 | 0 | 0 | 0 | 0 | 0 | 0 | 0 | 0 | 0 | 0 | 0 | 0 | 0 | 0 | 0 | 0 | 0 | 0 | 0 | 0 | 0 | 0 | 0 | 0 | 0 | 0 | 0 | 0 | 0 | 0 | 0 | 0 | 0 | 0 | 0 | 0 | 0 | 0 | 0 | 0 | 0 | 0 | 0 | 0 | 0 | 0 | 0 | 0 | 0 | 0 | 0 | 0 | 0 | 0 | 0 | 0 | 0 | 0 | 0 | 0 | 0 | 0 | 0 | 0 | 0 | 0 | 0 | 0 | 0 | 0 | 0 | 0 | 0 | 0 | 0 | 0 | 0 | 0 | 0 | 0 | 0 | 0 | 0 | 0 | 0 | 0 | 0 | 0 | 0 | 0 | 0 | 0 | 0 | 0 | 0 | 0 | 0 | 0 | 0 | 0 | 0 | 0 | 0 | 0 | 0 | 0 | 0 | 0 | 0 | 0 | 0 | 0 | 0 | 0 | 0 | 0 | 0 | 0 | 0 | 0 | 0 | 0 | 0 | 0 | 0 | 0 | 0 | 0 | 0 | 0 | 0 | 0 | 0 | 0 | 0 | 0 | 0 | 0 | 0 | 0 | 0 | 0 | 0 | 0 | 0 | 0 | 0 | 0 | 0 | 0 | 0 | 0 | 0 | 0 | 0 | 0 | 0 | 0 | 0 | 0 | 0 | 0 | 0 | 0 | 0 | 0 | 0 | 0 | 0 | 0 | 0 | 0 | 0 | 0 | 0 | 0 | 0 | 0 | 0 | 0 | 0 | 0 | 0 | 0 | 0 | 0 | 0 | 0 | 0 | 0 | 0 | 0 | 0 | 0 | 0 | 0 | 0 | 0 | 0 | 0 | 0 | 0 | 0 | 0 | 0 | 0 | 0 | 0 | 0 | 0 | 0 | 0 | 0 | 0 | 0 | 0 | 0 | 0 | 0 | 0 | 0 | 0 | 0 | 0 | 0 | 0 | 0 | 0 | 0 | 0 | 0 | 0 | 0 | 0 | 0 | 0 | 0 | 0 | 0 | 0 | 0 | 0 | 0 | 0 | 0 | 0 | 0 | 0 | 0 | 0 | 0 | 0 | 0 | 0 | 0 | 0 | 0 | 0 | 0 | 0 | 0 | 0 | 0 | 0 | 0 | 0 | 0 | 0 | 0 | 0 | 0 | 0 | 0 | 0 | 0 | 0 | 0 | 0 | 0 | 0 | 0 | 0 | 0 | 0 | 0 | 0 | 0 | 0 | 0 | 0 | 0 | 0 | 0 | 0 | 0 | 0 | 0 | 0 | 0 | 0 | 0 | 0 | 0 | 0 | 0 | 0 | 0 | 0 | 0 | 0 | 0 | 0 | 0 | 0 | 0 | 0 | 0 | 0 | 0 | 0 | 0 | 0 | 0 | 0 | 0 | 0 | 0 | 0 | 0 | 0 | 0 | 0 | 0 | 0 | 0 | 0 | 0 | 0 | 0 | 0 | 0 | 0 | 0 | 0 | 0 | 0 | 0 | 0 | 0 | 0 | 0 | 0 | 0 | 0 | 0 | 0 | 0 | 0 | 0 | 0 | 0 | 0 | 0 | 0 | 0 | 0 | 0 | 0 | 0 | 0 | 0 | 0 | 0 | 0 | 0 | 0 | 0 | 0 | 0 | 0 | 0 | 0 | 0 | 0 | 0 | 0 | 0 | 0 | 0 | 0 | 0 | 0 | 0 | 0 | 0 | 0 | 0 | 0 | 0 | 0 | 0 | 0 | 0 | 0 | 0 | 0 | 0 | 0 | 0 | 0 | 0 | 0 | 0 | 0 | 0 | 0 | 0 | 0 | 0 | 0 | 0 | 0 | 0 | 0 | 0 | 0 | 0 | 0 | 0 | 0 | 0 | 0 | 0 | 0 | 0 | 0 | 0 | 0 | 0 | 0 | 0 | 0 | 0 | 0 | 0 | 0 | 0 | 0 | 0 | 0 | 0 | 0 | 0 | 0 | 0 | 0 | 0 | 0 | 0 | 0 | 0 | 0 | 0 | 0 | 0 | 0 | 0 | 0 | 0 | 0 | 0 | 0 | 0 | 0 | 0 | 0 | 0 | 0 | 0 | 0 | 0 | 0 | 0 | 0 | 0 | 0 | 0 | 0 | 0 | 0 | 0 | 0 | 0 | 0 | 0 | 0 | 0 | 0 | 0 | 0 | 0 | 0 | 0 | 0 | 0 | 0 | 0 | 0 | 0 | 0 | 0 | 0 | 0 | 0 | 0 | 0 | 0 | 0 | 0 | 0 | 0 | 0 | 0 | 0 | 0 | 0 | 0 | 0 | 0 | 0 | 0 | 0 | 0 | 0 | 0 | 0 | 0 | 0 | 0 | 0 | 0 | 0 | 0 | 0 | 0 | 0 | 0 | 0 | 0 | 0 | 0 | 0 | 0 | 0 | 0 | 0 | 0 | 0 | 0 | 0 | 0 | 0 | 0 | 0 | 0 | 0 | 0 | 0 | 0 | 0 | 0 | 0 | 0 | 0 | 0 | 0 | 0 | 0 | 0 | 0 | 0 | 0 | 0 | 0 | 0 | 0 | 0 | 0 | 0 | 0 | 0 | 0 | 0 | 0 | 0 | 0 | 0 | 0 | 0 | 0 | 0 | 0 | 0 | 0 | 0 | 0 | 0 | 0 | 0 | 0 | 0 | 0 | 0 | 0 | 0 | 0 | 0 | 0 | 0 | 0 | 0 | 0 | 0 | 0 | 0 | 0 | 0 | 0 | 0 | 0 | 0 | 0 | 0 | 0 | 0 | 0 | 0 | 0 | 0 | 0 | 0 | 0 | 0 | 0 | 0 | 0 | 0 | 0 | 0 | 0 | 0 | 0 | 0 | 0 | 0 | 0 | 0 | 0 | 0 | 0 | 0 | 0 | 0 | 0 | 0 | 0 | 0 | 0 | 0 | 0 | 0 | 0 | 0 | 0 | 0 | 0 | 0 | 0 | 0 | 0 | 0 | 0 | 0 | 0 | 0 | 0 | 0 | 0 | 0 | 0 | 0 | 0 | 0 | 0 | 0 | 0 | 0 | 0 | 0 | 0 | 0 | 0 | 0 | 0 | 0 | 0 | 0 | 0 | 0 | 0 | 0 | 0 | 0 | 0 | 0 | 0 | 0 | 0 | 0 | 0 | 0 | 0 | 0 | 0 | 0 | 0 | 0 | 0 | 0 | 0 | 0 | 0 | 0 | 0 | 0 | 0 | 0 | 0 | 0 | 0 | 0 | 0 | 0 | 0 | 0 | 0 | 0 | 0 | 0 | 0 | 0 | 0 | 0 | 0 | 0 | 0 | 0 | 0 | 0 | 0 | 0 | 0 | 0 | 0 | 0 | 0 | 0 | 0 | 0 | 0 | 0 | 0 | 0 | 0 | 0 | 0 | 0 | 0 | 0 | 0 | 0 | 0 | 0 | 0 | 0 | 0 | 0 | 0 | 0 | 0 | 0 | 0 | 0 | 0 | 0 | 0 | 0 | 0 | 0 | 0 | 0 | 0 | 0 | 0 | 0 | 0 | 0 | 0 | 0 | 0 | 0 | 0 | 0 | 0 | 0 | 0 | 0 | 0 | 0 | 0 | 0 | 0 | 0 | 0 | 0 | 0 | 0 | 0 | 0 | 0 | 0 | 0 | 0 | 0 | 0 | 0 | 0 | 0 | 0 | 0 | 0 | 0 | 0 | 0 | 0 | 0 | 0 | 0 | 0 | 0 | 0 | 0 | 0 | 0 | 0 | 0 | 0 | 0 | 0 | 0 | 0 | 0 | 0 | 0 | 0 | 0 | 0 | 0 | 0 | 0 | 0 | 0 | 0 | 0 | 0 | 0 | 0 | 0 | 0 | 0 | 0 | 0 | 0 | 0 | 0 | 0 | 0 | 0 | 0 | 0 | 0 | 0
lung deposition fraction k | k | uniform | 0.43 | 0.65 | - | The fraction of inhaled aerosols that deposit in the respiratory tract of a susceptible individual | k | 0.55315 | 0.43597 | 0.55341 | 0.45658 | 0.47435 | 0.47225 | 0.5693 | 0.4803 | 0.64141 | 0.56332 | 0.56486 | 0.43937 | 0.628 | 0.52405 | 0.45501 | 0.55966 | 0.56307 | 0.48656 | 0.49659 | 0.46258 | 0.54921 | 0.46884 | 0.57758 | 0.44344 | 0.45895 | 0.46337 | 0.58919 | 0.51476 | 0.44686 | 0.52454 | 0.44602 | 0.59432 | 0.52035 | 0.62522 | 0.54669 | 0.45763 | 0.4356 | 0.49997 | 0.59656 | 0.51215 | 0.49653 | 0.50716 | 0.45343 | 0.62134 | 0.50967 | 0.52609 | 0.54428 | 0.43786 | 0.53973 | 0.45216 | 0.63174 | 0.54905 | 0.5122 | 0.64298 | 0.54532 | 0.51354 | 0.51702 | 0.63258 | 0.64454 | 0.60637 | 0.4939 | 0.54642 | 0.56784 | 0.49812 | 0.43136 | 0.513 | 0.54618 | 0.46757 | 0.55966 | 0.56606 | 0.49997 | 0.49093 | 0.58638 | 0.62816 | 0.5014 | 0.59867 | 0.46301 | 0.53145 | 0.44646 | 0.47466 | 0.572 | 0.49574 | 0.56652 | 0.56918 | 0.61762 | 0.51245 | 0.58675 | 0.61718 | 0.56089 | 0.63047 | 0.52022 | 0.52083 | 0.54745 | 0.63606 | 0.55523 | 0.50001 | 0.47338 | 0.60463 | 0.50491 | 0.52901 | 0.53553 | 0.46275 | 0.59512 | 0.53144 | 0.48994 | 0.58733 | 0.5374 | 0.56323 | 0.52833 | 0.48385 | 0.62329 | 0.60591 | 0.58907 | 0.51034 | 0.58304 | 0.57041 | 0.51173 | 0.62693 | 0.46093 | 0.43084 | 0.49905 | 0.52632 | 0.5739 | 0.45675 | 0.48602 | 0.62752 | 0.56528 | 0.64793 | 0.47566 | 0.51218 | 0.45701 | 0.59916 | 0.64897 | 0.43749 | 0.55563 | 0.58903 | 0.63287 | 0.52067 | 0.46504 | 0.50399 | 0.5126 | 0.43045 | 0.55435 | 0.5356 | 0.56038 | 0.48402 | 0.61526 | 0.5116 | 0.62208 | 0.58819 | 0.64006 | 0.53226 | 0.567 | 0.49956 | 0.60867 | 0.47213 | 0.52122 | 0.61416 | 0.50763 | 0.5774 | 0.56918 | 0.62538 | 0.54595 | 0.44824 | 0.48907 | 0.60603 | 0.64673 | 0.62537 | 0.46039 | 0.47415 | 0.59229 | 0.4311 | 0.48893 | 0.45844 | 0.5184 | 0.43654 | 0.4426 | 0.56478 | 0.52208 | 0.5097 | 0.48396 | 0.63632 | 0.47578 | 0.4412 | 0.53756 | 0.48365 | 0.6493 | 0.61889 | 0.5063 | 0.52509 | 0.45222 | 0.4962 | 0.57598 | 0.59331 | 0.55309 | 0.56628 | 0.56666 | 0.57675 | 0.54894 | 0.56686 | 0.63049 | 0.48527 | 0.44611 | 0.63581 | 0.54666 | 0.59281 | 0.44202 | 0.5259 | 0.508 | 0.47369 | 0.5489 | 0.52172 | 0.4853 | 0.47994 | 0.59079 | 0.49948 | 0.43405 | 0.47534 | 0.47669 | 0.49619 | 0.45383 | 0.58543 | 0.46833 | 0.64811 | 0.53916 | 0.49249 | 0.45651 | 0.4456 | 0.61072 | 0.45665 | 0.5714 | 0.64361 | 0.54637 | 0.51968 | 0.47525 | 0.63035 | 0.62839 | 0.45879 | 0.47513 | 0.63401 | 0.54596 | 0.61596 | 0.46423 | 0.49988 | 0.53867 | 0.60229 | 0.64851 | 0.62691 | 0.58437 | 0.46917 | 0.53113 | 0.60021 | 0.63225 | 0.58036 | 0.44982 | 0.51507 | 0.61779 | 0.47571 | 0.59614 | 0.47417 | 0.46122 | 0.54422 | 0.55034 | 0.53058 | 0.56549 | 0.64709 | 0.59315 | 0.5774 | 0.47979 | 0.56771 | 0.61164 | 0.49157 | 0.63803 | 0.50407 | 0.48814 | 0.52539 | 0.62318 | 0.43911 | 0.44324 | 0.64527 | 0.63601 | 0.57314 | 0.60983 | 0.64118 | 0.61691 | 0.60173 | 0.58252 | 0.52379 | 0.44531 | 0.49879 | 0.58819 | 0.4754 | 0.57061 | 0.48195 | 0.43927 | 0.5645 | 0.55321 | 0.5231 | 0.58377 | 0.57218 | 0.43936 | 0.47325 | 0.4417 | 0.58641 | 0.53269 | 0.49702 | 0.64534 | 0.63777 | 0.61851 | 0.60022 | 0.43417 | 0.60988 | 0.56985 | 0.63136 | 0.48513 | 0.4956 | 0.59167 | 0.50973 | 0.5713 | 0.55959 | 0.50854 | 0.51379 | 0.52371 | 0.60638 | 0.46773 | 0.63286 | 0.44299 | 0.64876 | 0.57586 | 0.56189 | 0.62606 | 0.63588 | 0.50426 | 0.6061 | 0.45591 | 0.49341 | 0.52713 | 0.6162 | 0.50083 | 0.55733 | 0.52311 | 0.54685 | 0.4389 | 0.60904 | 0.44681 | 0.59266 | 0.44662 | 0.62542 | 0.59225 | 0.59539 | 0.48961 | 0.61788 | 0.54903 | 0.52827 | 0.55829 | 0.64426 | 0.55709 | 0.50272 | 0.44448 | 0.53603 | 0.62564 | 0.603 | 0.64241 | 0.52638 | 0.57777 | 0.53007 | 0.44377 | 0.53507 | 0.45821 | 0.47018 | 0.44687 | 0.46244 | 0.614 | 0.45169 | 0.54544 | 0.44345 | 0.61732 | 0.64663 | 0.55186 | 0.45181 | 0.4597 | 0.59923 | 0.50424 | 0.57127 | 0.64027 | 0.54429 | 0.47417 | 0.51385 | 0.60299 | 0.51251 | 0.55865 | 0.63458 | 0.56571 | 0.62956 | 0.52871 | 0.48301 | 0.59113 | 0.45429 | 0.60108 | 0.46742 | 0.63241 | 0.57783 | 0.60455 | 0.54969 | 0.44592 | 0.49845 | 0.53084 | 0.57802 | 0.44467 | 0.49458 | 0.52721 | 0.48365 | 0.43721 | 0.47333 | 0.63748 | 0.44905 | 0.48187 | 0.61755 | 0.48125 | 0.43076 | 0.55067 | 0.44545 | 0.60221 | 0.63978 | 0.62528 | 0.44147 | 0.47907 | 0.58177 | 0.49465 | 0.6412 | 0.5404 | 0.52644 | 0.57289 | 0.46514 | 0.46513 | 0.54376 | 0.55442 | 0.45146 | 0.49598 | 0.64903 | 0.45655 | 0.44205 | 0.54591 | 0.64751 | 0.47312 | 0.55803 | 0.63527 | 0.4551 | 0.48244 | 0.49541 | 0.53398 | 0.60349 | 0.62138 | 0.47127 | 0.60641 | 0.48113 | 0.5009 | 0.63195 | 0.50632 | 0.51246 | 0.6399 | 0.62087 | 0.48553 | 0.43743 | 0.43901 | 0.50799 | 0.43156 | 0.48881 | 0.55413 | 0.63435 | 0.46058 | 0.56225 | 0.4861 | 0.44868 | 0.63428 | 0.44498 | 0.625 | 0.5296 | 0.63184 | 0.50964 | 0.62145 | 0.58545 | 0.43627 | 0.56308 | 0.60064 | 0.49939 | 0.52927 | 0.64645 | 0.59464 | 0.52906 | 0.64409 | 0.4583 | 0.54128 | 0.51769 | 0.54947 | 0.4647 | 0.48704 | 0.55421 | 0.54021 | 0.55971 | 0.45786 | 0.44698 | 0.5979 | 0.53615 | 0.45419 | 0.5952 | 0.59922 | 0.57172 | 0.52515 | 0.53912 | 0.6294 | 0.60023 | 0.47595 | 0.45058 | 0.45526 | 0.47999 | 0.60995 | 0.62243 | 0.50156 | 0.46727 | 0.47325 | 0.51 | 0.49853 | 0.48261 | 0.5371 | 0.51689 | 0.51314 | 0.56476 | 0.64679 | 0.60107 | 0.60134 | 0.57137 | 0.61075 | 0.52826 | 0.5292 | 0.4341 | 0.58073 | 0.46089 | 0.64939 | 0.58997 | 0.58718 | 0.47226 | 0.47448 | 0.62007 | 0.51142 | 0.52999 | 0.5728 | 0.62853 | 0.56412 | 0.56312 | 0.56941 | 0.56096 | 0.60557 | 0.44558 | 0.62482 | 0.60961 | 0.44657 | 0.57423 | 0.56795 | 0.62474 | 0.59334 | 0.62987 | 0.62116 | 0.50272 | 0.55449 | 0.4447 | 0.44719 | 0.52448 | 0.53643 | 0.47653 | 0.62222 | 0.55813 | 0.51169 | 0.54437 | 0.58804 | 0.6427 | 0.46813 | 0.48794 | 0.64361 | 0.57842 | 0.58495 | 0.56071 | 0.63391 | 0.47012 | 0.64832 | 0.47581 | 0.50645 | 0.50573 | 0.55631 | 0.53363 | 0.57899 | 0.49494 | 0.55134 | 0.5291 | 0.50216 | 0.49342 | 0.57284 | 0.53709 | 0.44895 | 0.43296 | 0.49241 | 0.45351 | 0.48031 | 0.54674 | 0.52688 | 0.4992 | 0.55479 | 0.43891 | 0.44044 | 0.47561 | 0.52626 | 0.55818 | 0.56307 | 0.54211 | 0.62355 | 0.5821 | 0.43145 | 0.50275 | 0.60511 | 0.53098 | 0.57586 | 0.45895 | 0.58082 | 0.59014 | 0.5342 | 0.56813 | 0.50523 | 0.64424 | 0.62976 | 0.50636 | 0.45973 | 0.44693 | 0.48525 | 0.54994 | 0.47179 | 0.55707 | 0.64596 | 0.64376 | 0.4903 | 0.43777 | 0.57092 | 0.55236 | 0.44 | 0.58972 | 0.47029 | 0.45152 | 0.63693 | 0.54205 | 0.4815 | 0.47272 | 0.53956 | 0.4751 | 0.63455 | 0.56638 | 0.514 | 0.55253 | 0.56167 | 0.5231 | 0.48558 | 0.55084 | 0.57665 | 0.57354 | 0.46427 | 0.58865 | 0.48031 | 0.48189 | 0.55727 | 0.50181 | 0.63518 | 0.55186 | 0.45543 | 0.5141 | 0.60166 | 0.61954 | 0.64045 | 0.46772 | 0.46749 | 0.61575 | 0.56519 | 0.46045 | 0.54958 | 0.52133 | 0.54051 | 0.51278 | 0.61265 | 0.53807 | 0.6195 | 0.62986 | 0.50347 | 0.49544 | 0.54681 | 0.43905 | 0.4964 | 0.43531 | 0.43385 | 0.51699 | 0.45241 | 0.47575 | 0.50039 | 0.62762 | 0.63171 | 0.57644 | 0.6389 | 0.52837 | 0.56974 | 0.43453 | 0.59673 | 0.45266 | 0.54339 | 0.57161 | 0.59042 | 0.44687 | 0.47292 | 0.56061 | 0.56916 | 0.44083 | 0.495 | 0.62338 | 0.6252 | 0.43109 | 0.58091 | 0.43133 | 0.48608 | 0.47616 | 0.49415 | 0.61284 | 0.52477 | 0.43704 | 0.62232 | 0.51038 | 0.47823 | 0.52071 | 0.50043 | 0.50987 | 0.57668 | 0.59488 | 0.64203 | 0.54185 | 0.48097 | 0.44678 | 0.55062 | 0.52104 | 0.4624 | 0.54463 | 0.53364 | 0.56236 | 0.63015 | 0.57382 | 0.57131 | 0.51941 | 0.48926 | 0.47119 | 0.47848 | 0.60113 | 0.43594 | 0.47403 | 0.58431 | 0.63725 | 0.46018 | 0.46601 | 0.48759 | 0.5543 | 0.43977 | 0.47763 | 0.56926 | 0.54545 | 0.45436 | 0.64016 | 0.44469 | 0.6171 | 0.58844 | 0.51488 | 0.61289 | 0.56132 | 0.60095 | 0.56494 | 0.56676 | 0.58731 | 0.63302 | 0.50913 | 0.44022 | 0.59727 | 0.50935 | 0.62197 | 0.57033 | 0.61047 | 0.64707 | 0.57347 | 0.49045 | 0.45972 | 0.55426 | 0.58687 | 0.61019 | 0.55476 | 0.46085 | 0.47853 | 0.57483 | 0.52231 | 0.49264 | 0.45415 | 0.58155 | 0.45186 | 0.56557 | 0.57303 | 0.54787 | 0.5716 | 0.50981 | 0.48881 | 0.57253 | 0.49083 | 0.55934 | 0.61796 | 0.55876 | 0.64497 | 0.51881 | 0.4973 | 0.51661 | 0.58839 | 0.61462 | 0.52055 | 0.58598 | 0.45373 | 0.64736 | 0.45436 | 0.60881 | 0.50166 | 0.50096 | 0.61268 | 0.50237 | 0.59021 | 0.55069 | 0.55168 | 0.45824 | 0.64324 | 0.5814 | 0.5466 | 0.47464 | 0.4386 | 0.54185 | 0.60922 | 0.63274 | 0.48182 | 0.46122 | 0.47196 | 0.64288 | 0.45882 | 0.51181 | 0.51047 | 0.48901 | 0.54931 | 0.59725 | 0.6392 | 0.48611 | 0.61798 | 0.481 | 0.54744 | 0.60843 | 0.47606 | 0.52986 | 0.53632 | 0.49766 | 0.49868 | 0.48106 | 0.59526 | 0.45681 | 0.51593 | 0.56011 | 0.56514 | 0.55824 | 0.44479 | 0.5856 | 0.56449 | 0.48238 | 0.55927 | 0.45243 | 0.56984 | 0.56572 | 0.53875 | 0.5184 | 0.58793 | 0.55557 | 0.57811 | 0.5942 | 0.64057 | 0.56358 | 0.44958 | 0.52113 | 0.52559 | 0.59377 | 0.61031 | 0.52388 | 0.43567 | 0.45207 | 0.49126 | 0.53434 | 0.58153 | 0.50458 | 0.47715 | 0.45776 | 0.51238 | 0.47636 | 0.63142 | 0.61758 | 0.50314 | 0.45954 | 0.56056 | 0.47302 | 0.59628 | 0.50799 | 0.62001 | 0.61741 | 0.58058 | 0.64986 | 0.44691 | 0.55059 | 0.55015 | 0.59395 | 0.4909 | 0.58903 | 0.59324 | 0.54741 | 0.56793 | 0.5407 | 0.6071 | 0.62441 | 0.52504 | 0.47308 | 0.49003 | 0.59811 | 0.62309 | 0.55869 | 0.43925 | 0.46272 | 0.44451 | 0.60658 | 0.56173 | 0.59055 | 0.44995 | 0.43151 | 0.59805 | 0.57694 | 0.5365 | 0.64484 | 0.5785 | 0.53483 | 0.46947 | 0.55669 | 0.61193 | 0.48201 | 0.56031 | 0.52118 | 0.62034 | 0.50129 | 0.63091 | 0.48018 | 0.50019 | 0.59647 | 0.45226 | 0.58648 | 0.48717 | 0.47849 | 0.59604 | 0.49771 | 0.58756 | 0.55409 | 0.58727 | 0.59282 | 0.45807 | 0.60276 | 0.49505 | 0.43236 | 0.5032 | 0.52064 | 0.45708 | 0.55492 | 0.61081 | 0.63773 | 0.56149 | 0.49544 | 0.52284 | 0.51027 | 0.44221 | 0.52249 | 0.43307 | 0.54847 | 0.46493 | 0.63274 | 0.55454 | 0.50938 | 0.59563 | 0.61797 | 0.45853 | 0.45343 | 0.46396 | 0.50049 | 0.62647 | 0.63618 | 0.56744 | 0.61159 | 0.58949 | 0.52508 | 0.6428 | 0.52852 | 0.54518 | 0.56912 | 0.61805 | 0.57342 | 0.54158 | 0.53639 | 0.43729 | 0.55097 | 0.50471 | 0.48743 | 0.63684 | 0.5119 | 0.64269 | 0.63795 | 0.61895 | 0.57336 | 0.47368 | 0.59713 | 0.60436 | 0.46383 | 0.64396 | 0.606 | 0.60737 | 0.46204 | 0.52017 | 0.4628 | 0.45221 | 0.63013 | 0.59596 | 0.58107 | 0.48457 | 0.6158 | 0.60149 | 0.53103 | 0.51677 | 0.46688 | 0.53244 | 0.57726 | 0.43234 | 0.52415 | 0.50355 | 0.62487 | 0.58112 | 0.51022 | 0.64491 | 0.54024 | 0.4638 | 0.57263 | 0.62033 | 0.47957 | 0.58412 | 0.54976 | 0.52554 | 0.52999 | 0.43216 | 0.63518 | 0.57034 | 0.64197 | 0.5583 | 0.54825 | 0.61832 | 0.62505 | 0.52405 | 0.51583 | 0.45954 | 0.49596 | 0.43878 | 0.56881 | 0.45861 | 0.47991 | 0.48527 | 0.51259 | 0.50446 | 0.56182 | 0.45287 | 0.47168 | 0.46818 | 0.51486 | 0.46134 | 0.49409 | 0.46296 | 0.47274 | 0.6079 | 0.50278 | 0.43674 | 0.63353 | 0.56961 | 0.62381 | 0.45574 | 0.49979 | 0.56653 | 0.4663 | 0.45037 | 0.64855 | 0.54893 | 0.45091 | 0.4501 | 0.52317 | 0.46165 | 0.59006 | 0.43296 | 0.44159 | 0.5955 | 0.47512 | 0.62692 | 0.48719 | 0.52622 | 0.46551 | 0.45737 | 0.58809 | 0.53081 | 0.62101 | 0.48173 | 0.5764 | 0.45055 | 0.43113 | 0.45324 | 0.615 | 0.59232 | 0.60375 | 0.63063 | 0.46963 | 0.63825 | 0.64089 | 0.63899 | 0.49243 | 0.64855 | 0.50323 | 0.55629 | 0.46446 | 0.62405 | 0.61488 | 0.64862 | 0.44884 | 0.4725 | 0.53933 | 0.62284 | 0.59603 | 0.63552 | 0.47188 | 0.59999 | 0.60971 | 0.54951 | 0.55567 | 0.6392 | 0.58558 | 0.56924 | 0.46538 | 0.6386 | 0.43144 | 0.46448 | 0.47478 | 0.5349 | 0.48646 | 0.46676 | 0.44535 | 0.57411 | 0.55073 | 0.50848 | 0.61434 | 0.45557 | 0.59655 | 0.56486 | 0.49588 | 0.48199 | 0.53097 | 0.55956 | 0.64763 | 0.44705 | 0.48894 | 0.50694 | 0.5413 | 0.45025 | 0.48494 | 0.5062 | 0.62759 | 0.52751 | 0.50291 | 0.64895 | 0.46025 | 0.64922 | 0.59113 | 0.6497 | 0.59932 | 0.52135 | 0.43995 | 0.48195 | 0.63863 | 0.56256 | 0.46531 | 0.44817 | 0.64038 | 0.52212 | 0.4812 | 0.62378 | 0.56606 | 0.43756 | 0.44146 | 0.49378 | 0.49914 | 0.55923 | 0.61348 | 0.57307 | 0.50357 | 0.60699 | 0.50805 | 0.44852 | 0.4432 | 0.61247 | 0.48045 | 0.45811 | 0.49041 | 0.47084 | 0.62518 | 0.54386 | 0.51339 | 0.59839 | 0.60641 | 0.47787 | 0.48921 | 0.44005 | 0.52981 | 0.47373 | 0.50242 | 0.45627 | 0.58044 | 0.59786 | 0.52079 | 0.45885 | 0.61804 | 0.55146 | 0.55244 | 0.56563 | 0.4447 | 0.63483 | 0.51318 | 0.43376 | 0.53327 | 0.56352 | 0.48199 | 0.48646 | 0.44528 | 0.61059 | 0.60106 | 0.52842 | 0.56629 | 0.60079 | 0.61169 | 0.48716 | 0.55041 | 0.63774 | 0.58304 | 0.47543 | 0.53541 | 0.52384 | 0.47934 | 0.47449 | 0.51016 | 0.6007 | 0.58621 | 0.6023 | 0.4416 | 0.5312 | 0.64933 | 0.54396 | 0.62723 | 0.63327 | 0.60722 | 0.46797 | 0.52087 | 0.62528 | 0.62301 | 0.6096 | 0.5021 | 0.57816 | 0.4671 | 0.44004 | 0.61639 | 0.55356 | 0.47949 | 0.52347 | 0.63571 | 0.46452 | 0.50955 | 0.57906 | 0.60662 | 0.47644 | 0.63303 | 0.60941 | 0.45808 | 0.48863 | 0.61508 | 0.53319 | 0.51129 | 0.52237 | 0.60124 | 0.59876 | 0.51523 | 0.61709 | 0.64154 | 0.47763 | 0.61415 | 0.52742 | 0.51336 | 0.59949 | 0.58597 | 0.45106 | 0.53713 | 0.4584 | 0.49218 | 0.52431 | 0.59562 | 0.48215 | 0.53064 | 0.53588 | 0.46099 | 0.45633 | 0.62188 | 0.61614 | 0.62124 | 0.48458 | 0.51366 | 0.54007 | 0.45851 | 0.57071 | 0.51059 | 0.60516 | 0.58878 | 0.50868 | 0.46074 | 0.51394 | 0.46468 | 0.55686 | 0.51382 | 0.44641 | 0.64442 | 0.61599 | 0.45164 | 0.48492 | 0.5232 | 0.49476 | 0.64472 | 0.45873 | 0.53391 | 0.54473 | 0.64378 | 0.50153 | 0.48118 | 0.47455 | 0.62714 | 0.54527 | 0.47815 | 0.5576 | 0.44256 | 0.59855 | 0.45558 | 0.61345 | 0.45861 | 0.60276 | 0.47078 | 0.44835 | 0.48178 | 0.55097 | 0.59983 | 0.55254 | 0.45209 | 0.5463 | 0.62696 | 0.62496 | 0.48367 | 0.49396 | 0.45495 | 0.55321 | 0.59529 | 0.62685 | 0.54638 | 0.55336 | 0.5716 | 0.60588 | 0.54959 | 0.46312 | 0.43359 | 0.51534 | 0.50849 | 0.53677 | 0.64691 | 0.48866 | 0.46229 | 0.52913 | 0.44851 | 0.64947 | 0.48849 | 0.54907 | 0.53713 | 0.55722 | 0.47176 | 0.46478 | 0.57375 | 0.64539 | 0.4577 | 0.50604 | 0.61545 | 0.56563 | 0.53548 | 0.51553 | 0.54294 | 0.59593 | 0.55479 | 0.45307 | 0.60078 | 0.62599 | 0.55019 | 0.52416 | 0.53071 | 0.60459 | 0.47978 | 0.61867 | 0.63935 | 0.46255 | 0.47145 | 0.57466 | 0.54255 | 0.50666 | 0.48062 | 0.63928 | 0.61011 | 0.51284 | 0.52457 | 0.44755 | 0.53417 | 0.60708 | 0.50775 | 0.51224 | 0.61071 | 0.60884 | 0.6213 | 0.56148 | 0.46679 | 0.52732 | 0.62197 | 0.57967 | 0.5932 | 0.53448 | 0.59171 | 0.49309 | 0.60547 | 0.49876 | 0.58901 | 0.4986 | 0.49011 | 0.50541 | 0.63303 | 0.59582 | 0.53963 | 0.53995 | 0.5803 | 0.61401 | 0.50324 | 0.45427 | 0.62557 | 0.55931 | 0.61665 | 0.47141 | 0.57842 | 0.4333 | 0.62052 | 0.47293 | 0.57401 | 0.52787 | 0.51211 | 0.44443 | 0.50703 | 0.48987 | 0.48844 | 0.57493 | 0.48451 | 0.54434 | 0.55571 | 0.46549 | 0.51387 | 0.44539 | 0.63166 | 0.51559 | 0.5065 | 0.53166 | 0.45185 | 0.61841 | 0.59667 | 0.47322 | 0.61753 | 0.50761 | 0.61206 | 0.57544 | 0.45084 | 0.57827 | 0.61584 | 0.5783 | 0.61425 | 0.4566 | 0.49517 | 0.43338 | 0.50456 | 0.55835 | 0.50213 | 0.55462 | 0.62272 | 0.54712 | 0.62114 | 0.51525 | 0.5324 | 0.50511 | 0.53859 | 0.61455 | 0.54869 | 0.48242 | 0.51621 | 0.54197 | 0.55514 | 0.54334 | 0.64091 | 0.57558 | 0.56594 | 0.52929 | 0.56858 | 0.51817 | 0.57167 | 0.58329 | 0.55054 | 0.60975 | 0.53174 | 0.43318 | 0.5826 | 0.45287 | 0.59912 | 0.641 | 0.58486 | 0.53162 | 0.63732 | 0.52751 | 0.48858 | 0.47576 | 0.43611 | 0.52176 | 0.43759 | 0.63566 | 0.47357 | 0.47933 | 0.48063 | 0.48165 | 0.4902 | 0.59994 | 0.51238 | 0.46469 | 0.52171 | 0.60833 | 0.48096 | 0.44275 | 0.54463 | 0.6168 | 0.64619 | 0.49175 | 0.44681 | 0.50013 | 0.64832 | 0.45803 | 0.60155 | 0.57396 | 0.48271 | 0.57433 | 0.5697 | 0.64464 | 0.58687 | 0.43207 | 0.61329 | 0.63248 | 0.58536 | 0.51639 | 0.55456 | 0.63201 | 0.61463 | 0.43787 | 0.50492 | 0.61373 | 0.4712 | 0.55631 | 0.43143 | 0.50815 | 0.49074 | 0.56442 | 0.44026 | 0.62233 | 0.51474 | 0.61034 | 0.46727 | 0.48033 | 0.63983 | 0.53982 | 0.60137 | 0.59759 | 0.44982 | 0.60144 | 0.58447 | 0.60644 | 0.62218 | 0.58643 | 0.60117 | 0.56929 | 0.48639 | 0.45475 | 0.47488 | 0.49547 | 0.60029 | 0.59152 | 0.64092 | 0.60739 | 0.60131 | 0.48575 | 0.54686 | 0.48865 | 0.56932 | 0.47317 | 0.55649 | 0.4784 | 0.6237 | 0.47376 | 0.50385 | 0.56915 | 0.45526 | 0.60751 | 0.44253 | 0.50281 | 0.49133 | 0.6376 | 0.57989 | 0.53115 | 0.53456 | 0.48398 | 0.44296 | 0.5662 | 0.59143 | 0.5249 | 0.53276 | 0.60318 | 0.56459 | 0.50147 | 0.4813 | 0.61497 | 0.61507 | 0.56576 | 0.43147 | 0.52009 | 0.53208 | 0.472 | 0.62813 | 0.53013 | 0.59461 | 0.51521 | 0.5679 | 0.64167 | 0.56976 | 0.58247 | 0.59204 | 0.49469 | 0.54722 | 0.52365 | 0.51198 | 0.56546 | 0.53478 | 0.5188 | 0.55599 | 0.58208 | 0.53718 | 0.5643 | 0.55087 | 0.48951 | 0.46356 | 0.63868 | 0.45014 | 0.4912 | 0.44068 | 0.59157 | 0.5108 | 0.5395 | 0.44383 | 0.49484 | 0.6472 | 0.45002 | 0.43986 | 0.50689 | 0.57477 | 0.52233 | 0.4539 | 0.48763 | 0.57299 | 0.44077 | 0.64743 | 0.55416 | 0.56414 | 0.48852 | 0.60071 | 0.5487 | 0.46873 | 0.49258 | 0.62717 | 0.53814 | 0.60505 | 0.60045 | 0.47391 | 0.54187 | 0.52527 | 0.49138 | 0.49951 | 0.49096 | 0.49838 | 0.44614 | 0.50197 | 0.567 | 0.5007 | 0.58108 | 0.46079 | 0.50492 | 0.64815 | 0.48302 | 0.52847 | 0.62087 | 0.55483 | 0.64802 | 0.62472 | 0.63853 | 0.59923 | 0.64407 | 0.46465 | 0.55771 | 0.49768 | 0.53678 | 0.60322 | 0.62695 | 0.47248 | 0.61749 | 0.44404 | 0.55062 | 0.54576 | 0.45407 | 0.54874 | 0.62663 | 0.54493 | 0.50436 | 0.56734 | 0.55149 | 0.56898 | 0.63029 | 0.49861 | 0.51833 | 0.54237 | 0.627 | 0.43974 | 0.4657 | 0.51132 | 0.54066 | 0.48865 | 0.60659 | 0.57196 | 0.48149 | 0.57505 | 0.49981 | 0.52324 | 0.43633 | 0.49293 | 0.61244 | 0.51236 | 0.48141 | 0.51633 | 0.46992 | 0.43556 | 0.62679 | 0.6171 | 0.53243 | 0.49091 | 0.61586 | 0.50092 | 0.59743 | 0.51584 | 0.62207 | 0.55317 | 0.50072 | 0.54411 | 0.58411 | 0.50313 | 0.56043 | 0.56112 | 0.53619 | 0.52832 | 0.43501 | 0.54615 | 0.47069 | 0.47468 | 0.58903 | 0.44794 | 0.49383 | 0.53158 | 0.57783 | 0.5959 | 0.59002 | 0.57017 | 0.47772 | 0.64655 | 0.43474 | 0.54968 | 0.60753 | 0.63485 | 0.56786 | 0.56874 | 0.44626 | 0.46629 | 0.44768 | 0.51532 | 0.54897 | 0.60154 | 0.55547 | 0.50401 | 0.6303 | 0.52915 | 0.62743 | 0.54029 | 0.51566 | 0.46305 | 0.53202 | 0.51507 | 0.59067 | 0.5276 | 0.55597 | 0.50582 | 0.63721 | 0.50908 | 0.60534 | 0.51541 | 0.43309 | 0.54534 | 0.59164 | 0.60972 | 0.63395 | 0.4439 | 0.48646 | 0.53013 | 0.4629 | 0.61185 | 0.64392 | 0.61487 | 0.4311 | 0.50809 | 0.43744 | 0.48977 | 0.54989 | 0.57287 | 0.62029 | 0.46643 | 0.55758 | 0.64407 | 0.51503 | 0.63282 | 0.49379 | 0.64339 | 0.49973 | 0.50473 | 0.4469 | 0.4502 | 0.44184 | 0.62436 | 0.45252 | 0.56933 | 0.54267 | 0.4436 | 0.50489 | 0.5219 | 0.5509 | 0.58568 | 0.63544 | 0.56548 | 0.62613 | 0.56471 | 0.64985 | 0.43476 | 0.44578 | 0.63581 | 0.60259 | 0.6496 | 0.54727 | 0.48375 | 0.44636 | 0.49136 | 0.56772 | 0.58082 | 0.43416 | 0.61327 | 0.50598 | 0.52046 | 0.45216 | 0.62692 | 0.48197 | 0.54475 | 0.46089 | 0.56775 | 0.59047 | 0.52875 | 0.59595 | 0.43196 | 0.55088 | 0.60815 | 0.46964 | 0.528 | 0.47435 | 0.63476 | 0.59862 | 0.51406 | 0.46705 | 0.61217 | 0.60213 | 0.48942 | 0.64673 | 0.47809 | 0.62324 | 0.44569 | 0.49828 | 0.43397 | 0.6494 | 0.4815 | 0.54154 | 0.63137 | 0.61298 | 0.53379 | 0.56066 | 0.45627 | 0.43821 | 0.49937 | 0.53793 | 0.53179 | 0.48342 | 0.59576 | 0.45328 | 0.52374 | 0.4466 | 0.6341 | 0.55125 | 0.60333 | 0.5381 | 0.46332 | 0.61693 | 0.52444 | 0.61302 | 0.50726 | 0.46192 | 0.49364 | 0.45565 | 0.63645 | 0.59155 | 0.47715 | 0.44523 | 0.54972 | 0.52231 | 0.50674 | 0.45702 | 0.54346 | 0.45411 | 0.61318 | 0.4941 | 0.56768 | 0.50113 | 0.53367 | 0.4776 | 0.59562 | 0.49328 | 0.56766 | 0.54771 | 0.59205 | 0.58089 | 0.64185 | 0.43255 | 0.47091 | 0.49781 | 0.46021 | 0.45225 | 0.59318 | 0.52755 | 0.62515 | 0.48595 | 0.50642 | 0.56942 | 0.52479 | 0.62495 | 0.47268 | 0.59054 | 0.46758 | 0.61053 | 0.46674 | 0.64782 | 0.51182 | 0.641 | 0.5357 | 0.46306 | 0.62327 | 0.61196 | 0.49531 | 0.56526 | 0.56773 | 0.51439 | 0.64121 | 0.5851 | 0.49437 | 0.60025 | 0.62084 | 0.58303 | 0.46398 | 0.62982 | 0.5814 | 0.58576 | 0.56579 | 0.49844 | 0.4721 | 0.60627 | 0.4899 | 0.49866 | 0.49264 | 0.56146 | 0.55317 | 0.53326 | 0.46976 | 0.62773 | 0.54509 | 0.63081 | 0.51317 | 0.61719 | 0.58292 | 0.56478 | 0.59543 | 0.50196 | 0.5647 | 0.58944 | 0.44186 | 0.58303 | 0.47346 | 0.43765 | 0.448 | 0.58153 | 0.52561 | 0.54872 | 0.61874 | 0.571 | 0.57295 | 0.62878 | 0.5697 | 0.5148 | 0.63402 | 0.48984 | 0.62815 | 0.57285 | 0.60701 | 0.54573 | 0.5831 | 0.57217 | 0.56706 | 0.49148 | 0.54592 | 0.53966 | 0.60122 | 0.64119 | 0.62321 | 0.61377 | 0.58814 | 0.48207 | 0.49823 | 0.60575 | 0.46828 | 0.4611 | 0.582 | 0.58285 | 0.5114 | 0.46657 | 0.6277 | 0.48596 | 0.45263 | 0.48029 | 0.55196 | 0.61141 | 0.61477 | 0.44288 | 0.46899 | 0.64398 | 0.61415 | 0.6474 | 0.45093 | 0.608 | 0.4514 | 0.57125 | 0.61174 | 0.56285 | 0.47415 | 0.58356 | 0.58921 | 0.60212 | 0.64938 | 0.58149 | 0.43891 | 0.55988 | 0.50942 | 0.48246 | 0.61833 | 0.59387 | 0.55663 | 0.61399 | 0.59251 | 0.6455 | 0.64947 | 0.49309 | 0.54925 | 0.53668 | 0.47009 | 0.46251 | 0.44176 | 0.50926 | 0.45818 | 0.5498 | 0.54527 | 0.64655 | 0.43458 | 0.54626 | 0.51767 | 0.5855 | 0.45964 | 0.53077 | 0.4705 | 0.47343 | 0.58357 | 0.56228 | 0.48616 | 0.54813 | 0.49629 | 0.521 | 0.48566 | 0.46768 | 0.43619 | 0.64984 | 0.4302 | 0.47742 | 0.50675 | 0.54605 | 0.5744 | 0.60569 | 0.46157 | 0.55458 | 0.51837 | 0.52433 | 0.51764 | 0.56751 | 0.45353 | 0.52161 | 0.57343 | 0.54603 | 0.48137 | 0.62535 | 0.56644 | 0.46417 | 0.61002 | 0.62149 | 0.55424 | 0.47664 | 0.59933 | 0.46486 | 0.56347 | 0.47527 | 0.5156 | 0.62926 | 0.58884 | 0.63543 | 0.45938 | 0.53786 | 0.62506 | 0.52668 | 0.44964 | 0.5323 | 0.54591 | 0.56243 | 0.58809 | 0.51616 | 0.56141 | 0.43394 | 0.44378 | 0.62058 | 0.47081 | 0.54931 | 0.46055 | 0.48432 | 0.46231 | 0.54999 | 0.52152 | 0.50827 | 0.59265 | 0.56658 | 0.60856 | 0.58965 | 0.54809 | 0.57957 | 0.48072 | 0.5046 | 0.58297 | 0.43857 | 0.4872 | 0.56525 | 0.59966 | 0.46433 | 0.43425 | 0.47751 | 0.47367 | 0.49677 | 0.58035 | 0.6299 | 0.52933 | 0.43693 | 0.62542 | 0.59191 | 0.47889 | 0.5206 | 0.5368 | 0.57514 | 0.43519 | 0.50909 | 0.48355 | 0.56123 | 0.55113 | 0.58302 | 0.48952 | 0.50433 | 0.56267 | 0.54335 | 0.52643 | 0.53506 | 0.52086 | 0.45748 | 0.44034 | 0.45413 | 0.53655 | 0.62906 | 0.60289 | 0.59351 | 0.49146 | 0.59961 | 0.52724 | 0.60468 | 0.50613 | 0.62036 | 0.47315 | 0.63644 | 0.43636 | 0.64175 | 0.55359 | 0.48346 | 0.61037 | 0.58904 | 0.43792 | 0.48886 | 0.60813 | 0.59251 | 0.60443 | 0.57246 | 0.53715 | 0.44729 | 0.64712 | 0.55427 | 0.64785 | 0.58357 | 0.60358 | 0.60135 | 0.47845 | 0.63625 | 0.55552 | 0.48419 | 0.58977 | 0.43287 | 0.62285 | 0.54236 | 0.43822 | 0.44351 | 0.58691 | 0.58847 | 0.64534 | 0.49364 | 0.62602 | 0.61407 | 0.49937 | 0.5768 | 0.46218 | 0.45519 | 0.63733 | 0.45221 | 0.62609 | 0.43594 | 0.51486 | 0.59718 | 0.57338 | 0.58238 | 0.64566 | 0.49635 | 0.63706 | 0.62927 | 0.6011 | 0.64343 | 0.49271 | 0.59542 | 0.51606 | 0.54535 | 0.44667 | 0.61603 | 0.46161 | 0.51928 | 0.63188 | 0.57178 | 0.57033 | 0.49017 | 0.52928 | 0.43634 | 0.59444 | 0.47243 | 0.63199 | 0.5848 | 0.55922 | 0.4621 | 0.62644 | 0.56715 | 0.52019 | 0.49701 | 0.58537 | 0.47794 | 0.49364 | 0.44692 | 0.52196 | 0.64654 | 0.53381 | 0.62769 | 0.60371 | 0.50227 | 0.58053 | 0.5398 | 0.52643 | 0.64665 | 0.54244 | 0.56305 | 0.53026 | 0.45498 | 0.56057 | 0.49303 | 0.53101 | 0.50003 | 0.45383 | 0.62923 | 0.49577 | 0.47897 | 0.61611 | 0.5613 | 0.5367 | 0.44138 | 0.58393 | 0.60504 | 0.46274 | 0.43552 | 0.5117 | 0.48762 | 0.46921 | 0.5635 | 0.50138 | 0.59387 | 0.48908 | 0.5009 | 0.44563 | 0.58834 | 0.60274 | 0.49361 | 0.44911 | 0.52899 | 0.49029 | 0.61532 | 0.51175 | 0.45798 | 0.49867 | 0.50865 | 0.50027 | 0.48722 | 0.50345 | 0.58224 | 0.5602 | 0.61858 | 0.60386 | 0.43619 | 0.4623 | 0.44798 | 0.57936 | 0.61861 | 0.51203 | 0.55701 | 0.61071 | 0.50395 | 0.45127 | 0.6147 | 0.63935 | 0.46812 | 0.62444 | 0.63596 | 0.59365 | 0.45385 | 0.48658 | 0.61693 | 0.59298 | 0.55014 | 0.64747 | 0.61244 | 0.62791 | 0.48089 | 0.59073 | 0.5565 | 0.54943 | 0.59331 | 0.55307 | 0.46926 | 0.58196 | 0.45975 | 0.64015 | 0.54366 | 0.56388 | 0.44781 | 0.60986 | 0.51236 | 0.44153 | 0.64192 | 0.60996 | 0.49871 | 0.44295 | 0.59821 | 0.59073 | 0.49013 | 0.5223 | 0.51488 | 0.49697 | 0.63184 | 0.47033 | 0.47906 | 0.59001 | 0.6496 | 0.54947 | 0.59201 | 0.6183 | 0.50092 | 0.54612 | 0.46768 | 0.55924 | 0.56466 | 0.55308 | 0.43002 | 0.51523 | 0.5138 | 0.53897 | 0.43984 | 0.55183 | 0.61905 | 0.57272 | 0.51943 | 0.61805 | 0.47007 | 0.47871 | 0.49931 | 0.55782 | 0.53058 | 0.53566 | 0.52938 | 0.57936 | 0.44813 | 0.63345 | 0.62461 | 0.62609 | 0.64109 | 0.56834 | 0.54421 | 0.52532 | 0.45577 | 0.51228 | 0.45406 | 0.64755 | 0.47722 | 0.64914 | 0.56189 | 0.49096 | 0.44607 | 0.46873 | 0.50646 | 0.63054 | 0.55534 | 0.56404 | 0.48244 | 0.4416 | 0.54295 | 0.50353 | 0.55776 | 0.50281 | 0.61805 | 0.49738 | 0.59225 | 0.49105 | 0.57409 | 0.43958 | 0.52475 | 0.56649 | 0.51153 | 0.55775 | 0.54538 | 0.58206 | 0.48201 | 0.62689 | 0.49013 | 0.43859 | 0.571 | 0.49599 | 0.52026 | 0.6485 | 0.57819 | 0.58277 | 0.51578 | 0.59538 | 0.54988 | 0.54673 | 0.52684 | 0.44117 | 0.61928 | 0.45472 | 0.58147 | 0.48097 | 0.54859 | 0.5753 | 0.56405 | 0.51707 | 0.48524 | 0.45954 | 0.44335 | 0.45943 | 0.63719 | 0.5049 | 0.51653 | 0.56312 | 0.63373 | 0.43273 | 0.57776 | 0.48418 | 0.49497 | 0.6282 | 0.49293 | 0.63553 | 0.45 | 0.53574 | 0.55758 | 0.46659 | 0.51882 | 0.555 | 0.58338 | 0.46732 | 0.61793 | 0.51974 | 0.44103 | 0.50799 | 0.46301 | 0.54225 | 0.62929 | 0.63562 | 0.44632 | 0.61925 | 0.51027 | 0.6434 | 0.5026 | 0.64556 | 0.60404 | 0.44721 | 0.64244 | 0.56794 | 0.57735 | 0.6288 | 0.56519 | 0.46605 | 0.59645 | 0.62248 | 0.51071 | 0.44735 | 0.61698 | 0.63732 | 0.5215 | 0.46893 | 0.4963 | 0.44995 | 0.58036 | 0.43566 | 0.4463 | 0.53207 | 0.55052 | 0.47645 | 0.44475 | 0.62665 | 0.56139 | 0.45862 | 0.64249 | 0.48651 | 0.53607 | 0.64377 | 0.63713 | 0.62653 | 0.5642 | 0.59791 | 0.47812 | 0.58242 | 0.51633 | 0.54708 | 0.46929 | 0.61015 | 0.61657 | 0.62612 | 0.51601 | 0.60654 | 0.61828 | 0.6116 | 0.44969 | 0.51983 | 0.54629 | 0.52536 | 0.63958 | 0.46577 | 0.52344 | 0.62237 | 0.55898 | 0.46743 | 0.43723 | 0.6255 | 0.63625 | 0.54748 | 0.49347 | 0.53621 | 0.60976 | 0.57588 | 0.60765 | 0.51943 | 0.60644 | 0.61753 | 0.49665 | 0.50249 | 0.43786 | 0.56005 | 0.49666 | 0.46992 | 0.53557 | 0.58371 | 0.59579 | 0.43682 | 0.64333 | 0.56421 | 0.63618 | 0.62438 | 0.5704 | 0.48028 | 0.55102 | 0.56037 | 0.59215 | 0.43656 | 0.45219 | 0.56551 | 0.61706 | 0.55319 | 0.5318 | 0.56112 | 0.60479 | 0.53013 | 0.52793 | 0.51756 | 0.55911 | 0.44409 | 0.62584 | 0.53599 | 0.51165 | 0.58354 | 0.59624 | 0.5455 | 0.52555 | 0.5511 | 0.48232 | 0.61898 | 0.64008 | 0.49345 | 0.4734 | 0.4929 | 0.62849 | 0.64054 | 0.48201 | 0.64283 | 0.47791 | 0.49884 | 0.56922 | 0.55211 | 0.59528 | 0.53004 | 0.63267 | 0.48194 | 0.51493 | 0.47419 | 0.5367 | 0.56504 | 0.58901 | 0.45232 | 0.43603 | 0.50174 | 0.60682 | 0.61003 | 0.5055 | 0.64293 | 0.64925 | 0.60029 | 0.46157 | 0.54311 | 0.4511 | 0.54616 | 0.57789 | 0.5409 | 0.53739 | 0.50264 | 0.52551 | 0.48983 | 0.52334 | 0.62755 | 0.4952 | 0.4489 | 0.58384 | 0.61348 | 0.52124 | 0.45051 | 0.54123 | 0.43536 | 0.45725 | 0.55497 | 0.58819 | 0.52881 | 0.52599 | 0.54236 | 0.62413 | 0.47763 | 0.45121 | 0.46183 | 0.53397 | 0.50913 | 0.64445 | 0.53103 | 0.45741 | 0.63303 | 0.62207 | 0.57547 | 0.58935 | 0.64291 | 0.60789 | 0.64895 | 0.60516 | 0.46269 | 0.60377 | 0.60305 | 0.61728 | 0.62679 | 0.54774 | 0.47981 | 0.60776 | 0.63224 | 0.61119 | 0.4331 | 0.50519 | 0.53275 | 0.48134 | 0.57534 | 0.61201 | 0.57075 | 0.51289 | 0.57949 | 0.48558 | 0.48052 | 0.57903 | 0.63906 | 0.48188 | 0.57226 | 0.58807 | 0.59561 | 0.52513 | 0.54241 | 0.5862 | 0.50685 | 0.55704 | 0.4452 | 0.56482 | 0.43378 | 0.44071 | 0.59369 | 0.47315 | 0.4884 | 0.59481 | 0.60753 | 0.56135 | 0.60625 | 0.59254 | 0.59072 | 0.64694 | 0.63193 | 0.56298 | 0.49373 | 0.5831 | 0.50487 | 0.54609 | 0.58959 | 0.43944 | 0.60317 | 0.61117 | 0.61402 | 0.63404 | 0.6329 | 0.47421 | 0.54056 | 0.43703 | 0.46485 | 0.49275 | 0.52731 | 0.64057 | 0.5294 | 0.52173 | 0.61273 | 0.43053 | 0.62707 | 0.54438 | 0.50859 | 0.48282 | 0.55211 | 0.44935 | 0.598 | 0.60891 | 0.60529 | 0.53485 | 0.55852 | 0.63126 | 0.58745 | 0.51505 | 0.55301 | 0.56878 | 0.45247 | 0.43876 | 0.55412 | 0.4719 | 0.62886 | 0.46534 | 0.43399 | 0.45327 | 0.57688 | 0.44576 | 0.47825 | 0.64801 | 0.62611 | 0.49238 | 0.59574 | 0.52081 | 0.5396 | 0.43734 | 0.61809 | 0.45206 | 0.4962 | 0.44387 | 0.43675 | 0.4324 | 0.51146 | 0.55129 | 0.57608 | 0.52603 | 0.5209 | 0.46599 | 0.55605 | 0.56196 | 0.50782 | 0.5269 | 0.5379 | 0.57152 | 0.64405 | 0.57249 | 0.6448 | 0.55844 | 0.56559 | 0.52487 | 0.45855 | 0.51663 | 0.57814 | 0.598 | 0.53789 | 0.61189 | 0.64476 | 0.48845 | 0.52064 | 0.60891 | 0.61591 | 0.6289 | 0.44142 | 0.58136 | 0.49266 | 0.4836 | 0.52677 | 0.63874 | 0.43408 | 0.50613 | 0.51246 | 0.63474 | 0.45546 | 0.548 | 0.44427 | 0.58437 | 0.64852 | 0.48426 | 0.48552 | 0.55927 | 0.45961 | 0.5434 | 0.51145 | 0.60895 | 0.48899 | 0.62588 | 0.53976 | 0.49608 | 0.64601 | 0.61783 | 0.55026 | 0.64522 | 0.62981 | 0.56099 | 0.51211 | 0.53907 | 0.49785 | 0.5028 | 0.56648 | 0.45849 | 0.47798 | 0.56403 | 0.61048 | 0.59022 | 0.4304 | 0.47255 | 0.62012 | 0.6088 | 0.43935 | 0.6324 | 0.61963 | 0.48836 | 0.50857 | 0.52972 | 0.56014 | 0.45291 | 0.45245 | 0.59913 | 0.44468 | 0.5088 | 0.49882 | 0.64078 | 0.48669 | 0.61862 | 0.49558 | 0.62289 | 0.57183 | 0.49446 | 0.50927 | 0.54391 | 0.56869 | 0.62503 | 0.45802 | 0.58271 | 0.59741 | 0.60821 | 0.51069 | 0.46606 | 0.59097 | 0.57762 | 0.64554 | 0.5497 | 0.61698 | 0.58343 | 0.4636 | 0.4637 | 0.64035 | 0.58592 | 0.52227 | 0.58158 | 0.45708 | 0.4753 | 0.54212 | 0.50523 | 0.61353 | 0.60333 | 0.64819 | 0.44774 | 0.53934 | 0.53645 | 0.44378 | 0.51072 | 0.47862 | 0.49733 | 0.49829 | 0.57416 | 0.53688 | 0.5024 | 0.43585 | 0.6204 | 0.51751 | 0.5639 | 0.49416 | 0.57424 | 0.60933 | 0.44829 | 0.44861 | 0.57004 | 0.43278 | 0.43729 | 0.50952 | 0.55569 | 0.57488 | 0.49436 | 0.46523 | 0.57111 | 0.55453 | 0.50787 | 0.45712 | 0.47701 | 0.50673 | 0.553 | 0.58085 | 0.44299 | 0.45031 | 0.51869 | 0.54311 | 0.44809 | 0.51183 | 0.62776 | 0.5815 | 0.64467 | 0.62296 | 0.57592 | 0.54882 | 0.50801 | 0.57485 | 0.47905 | 0.61182 | 0.48912 | 0.62981 | 0.60992 | 0.51611 | 0.44786 | 0.58923 | 0.46622 | 0.63203 | 0.53504 | 0.64794 | 0.4606 | 0.52542 | 0.55815 | 0.59769 | 0.54849 | 0.53085 | 0.62202 | 0.49901 | 0.60872 | 0.48459 | 0.46499 | 0.45539 | 0.51633 | 0.56532 | 0.53997 | 0.54805 | 0.54289 | 0.46585 | 0.45441 | 0.43929 | 0.53638 | 0.62534 | 0.51554 | 0.50829 | 0.51014 | 0.53445 | 0.55899 | 0.43884 | 0.52016 | 0.58218 | 0.45729 | 0.57107 | 0.49198 | 0.6281 | 0.57457 | 0.57132 | 0.48544 | 0.43371 | 0.55345 | 0.51888 | 0.59559 | 0.55239 | 0.52769 | 0.51288 | 0.57002 | 0.47621 | 0.50235 | 0.57308 | 0.50565 | 0.60529 | 0.63083 | 0.60249 | 0.61501 | 0.52502 | 0.60896 | 0.60557 | 0.64424 | 0.50335 | 0.51753 | 0.64287 | 0.43328 | 0.51852 | 0.6259 | 0.46272 | 0.61458 | 0.53339 | 0.6334 | 0.5377 | 0.57302 | 0.49094 | 0.53418 | 0.50263 | 0.55519 | 0.57662 | 0.51214 | 0.47424 | 0.55362 | 0.56311 | 0.48471 | 0.55495 | 0.62182 | 0.46907 | 0.55984 | 0.58082 | 0.5105 | 0.62685 | 0.63856 | 0.51509 | 0.45425 | 0.46701 | 0.49919 | 0.43967 | 0.49998 | 0.46905 | 0.51507 | 0.50162 | 0.60703 | 0.50338 | 0.52262 | 0.4325 | 0.47211 | 0.618 | 0.54371 | 0.61568 | 0.46955 | 0.61669 | 0.59482 | 0.48612 | 0.59673 | 0.53556 | 0.47772 | 0.4621 | 0.5133 | 0.56991 | 0.57641 | 0.64786 | 0.63428 | 0.56262 | 0.59023 | 0.52071 | 0.60471 | 0.5649 | 0.48099 | 0.512 | 0.51849 | 0.61806 | 0.47889 | 0.48659 | 0.63763 | 0.52056 | 0.57282 | 0.52626 | 0.61869 | 0.64888 | 0.5171 | 0.47434 | 0.55002 | 0.58545 | 0.45023 | 0.63936 | 0.61711 | 0.60364 | 0.5582 | 0.50324 | 0.53767 | 0.5266 | 0.46302 | 0.59353 | 0.57958 | 0.56865 | 0.45071 | 0.56806 | 0.63174 | 0.53901 | 0.53017 | 0.43793 | 0.50258 | 0.49378 | 0.52994 | 0.53619 | 0.50497 | 0.61893 | 0.52963 | 0.56013 | 0.55125 | 0.51337 | 0.63623 | 0.55319 | 0.64642 | 0.5828 | 0.61477 | 0.51198 | 0.47715 | 0.62475 | 0.57477 | 0.62684 | 0.50475 | 0.50598 | 0.44588 | 0.49658 | 0.63329 | 0.5652 | 0.54261 | 0.51304 | 0.53401 | 0.48123 | 0.52973 | 0.45799 | 0.55526 | 0.50564 | 0.44651 | 0.48556 | 0.61341 | 0.55413 | 0.56408 | 0.46974 | 0.61745 | 0.513 | 0.54018 | 0.44443 | 0.50447 | 0.481 | 0.59914 | 0.47761 | 0.51872 | 0.50643 | 0.53564 | 0.53085 | 0.49225 | 0.51636 | 0.49822 | 0.63974 | 0.56576 | 0.59224 | 0.44784 | 0.59102 | 0.63406 | 0.55919 | 0.63485 | 0.64145 | 0.58732 | 0.60422 | 0.55106 | 0.45948 | 0.59311 | 0.54348 | 0.50224 | 0.57461 | 0.60243 | 0.49536 | 0.49465 | 0.64203 | 0.46894 | 0.44827 | 0.4661 | 0.61381 | 0.55368 | 0.51883 | 0.43925 | 0.57095 | 0.51902 | 0.45559 | 0.51064 | 0.63066 | 0.4759 | 0.44137 | 0.5729 | 0.47905 | 0.62024 | 0.53114 | 0.5521 | 0.56227 | 0.55559 | 0.47146 | 0.51703 | 0.53299 | 0.52789 | 0.62039 | 0.47159 | 0.43621 | 0.59028 | 0.46807 | 0.64134 | 0.62147 | 0.64439 | 0.48711 | 0.484 | 0.43319 | 0.53778 | 0.571 | 0.59329 | 0.64872 | 0.43466 | 0.59194 | 0.52543 | 0.48882 | 0.43463 | 0.46834 | 0.63544 | 0.5288 | 0.54123 | 0.60601 | 0.45421 | 0.64784 | 0.58534 | 0.53858 | 0.52218 | 0.63823 | 0.52379 | 0.58689 | 0.55217 | 0.43924 | 0.63043 | 0.43608 | 0.47967 | 0.49521 | 0.46213 | 0.58906 | 0.58097 | 0.54542 | 0.49276 | 0.48746 | 0.49942 | 0.44063 | 0.59399 | 0.5482 | 0.64026 | 0.54724 | 0.48712 | 0.61066 | 0.45555 | 0.61915 | 0.47518 | 0.44285 | 0.54856 | 0.64 | 0.61373 | 0.50045 | 0.46855 | 0.62768 | 0.52635 | 0.44576 | 0.61383 | 0.53759 | 0.53627 | 0.63488 | 0.43121 | 0.43715 | 0.572 | 0.48736 | 0.49241 | 0.5311 | 0.48623 | 0.49197 | 0.55058 | 0.57507 | 0.50522 | 0.5466 | 0.52826 | 0.47354 | 0.4687 | 0.53366 | 0.4766 | 0.55242 | 0.54791 | 0.50868 | 0.52178 | 0.46438 | 0.6432 | 0.43062 | 0.61072 | 0.58117 | 0.62344 | 0.54323 | 0.48079 | 0.63296 | 0.58477 | 0.60482 | 0.60453 | 0.55666 | 0.53187 | 0.6323 | 0.52082 | 0.43041 | 0.45548 | 0.47998 | 0.4426 | 0.55724 | 0.44393 | 0.54707 | 0.4384 | 0.57306 | 0.47109 | 0.51457 | 0.52984 | 0.6023 | 0.48314 | 0.43892 | 0.64558 | 0.4385 | 0.4502 | 0.57363 | 0.52209 | 0.632 | 0.49861 | 0.52094 | 0.47731 | 0.54768 | 0.55749 | 0.56048 | 0.61911 | 0.43591 | 0.6198 | 0.59347 | 0.53712 | 0.58755 | 0.642 | 0.53699 | 0.47349 | 0.57626 | 0.47791 | 0.44536 | 0.509 | 0.55051 | 0.60094 | 0.64927 | 0.61135 | 0.6349 | 0.6122 | 0.50402 | 0.62645 | 0.57716 | 0.44055 | 0.44638 | 0.46284 | 0.6326 | 0.478 | 0.61856 | 0.47052 | 0.49512 | 0.63122 | 0.46391 | 0.45482 | 0.58508 | 0.61081 | 0.5733 | 0.60881 | 0.44837 | 0.64072 | 0.62646 | 0.54354 | 0.59766 | 0.47131 | 0.46503 | 0.56191 | 0.59307 | 0.43794 | 0.47857 | 0.47632 | 0.51029 | 0.52832 | 0.6435 | 0.47513 | 0.59539 | 0.55698 | 0.5174 | 0.47843 | 0.56813 | 0.62938 | 0.51858 | 0.44719 | 0.51492 | 0.56621 | 0.53664 | 0.60797 | 0.54624 | 0.44101 | 0.48224 | 0.45475 | 0.55056 | 0.53295 | 0.55952 | 0.61107 | 0.46346 | 0.56322 | 0.56991 | 0.45386 | 0.5921 | 0.52872 | 0.6134 | 0.5356 | 0.5887 | 0.57871 | 0.49054 | 0.47999 | 0.5329 | 0.57668 | 0.541 | 0.61937 | 0.57214 | 0.55116 | 0.44395 | 0.62493 | 0.56153 | 0.53353 | 0.56921 | 0.49514 | 0.44145 | 0.53972 | 0.53596 | 0.61515 | 0.62615 | 0.57528 | 0.43027 | 0.5947 | 0.58923 | 0.57901 | 0.63107 | 0.43443 | 0.59991 | 0.63037 | 0.50768 | 0.43912 | 0.43157 | 0.56272 | 0.4802 | 0.45505 | 0.57642 | 0.51981 | 0.43538 | 0.4897 | 0.55485 | 0.4482 | 0.5969 | 0.4491 | 0.54742 | 0.60794 | 0.53658 | 0.56548 | 0.52659 | 0.56797 | 0.59834 | 0.55197 | 0.48775 | 0.4468 | 0.50218 | 0.58326 | 0.44069 | 0.55918 | 0.59807 | 0.60589 | 0.48922 | 0.59442 | 0.44998 | 0.53259 | 0.60203 | 0.44775 | 0.64139 | 0.54471 | 0.6467 | 0.55992 | 0.54142 | 0.62639 | 0.50946 | 0.61407 | 0.53716 | 0.59986 | 0.64078 | 0.45723 | 0.55312 | 0.48185 | 0.52148 | 0.63607 | 0.46745 | 0.63891 | 0.52501 | 0.64152 | 0.52701 | 0.54778 | 0.54673 | 0.62388 | 0.6344 | 0.55188 | 0.51908 | 0.57026 | 0.46578 | 0.54319 | 0.4385 | 0.44136 | 0.6491 | 0.50542 | 0.55486 | 0.50689 | 0.45158 | 0.61703 | 0.46388 | 0.44201 | 0.51143 | 0.51822 | 0.48656 | 0.54537 | 0.44368 | 0.52952 | 0.59939 | 0.61182 | 0.44173 | 0.56556 | 0.63248 | 0.49719 | 0.47446 | 0.49209 | 0.48737 | 0.4595 | 0.59991 | 0.6369 | 0.64311 | 0.62362 | 0.50098 | 0.48481 | 0.6047 | 0.4401 | 0.53382 | 0.46771 | 0.58475 | 0.61864 | 0.43102 | 0.474 | 0.53346 | 0.55921 | 0.57676 | 0.6471 | 0.62171 | 0.43514 | 0.48864 | 0.50403 | 0.54197 | 0.53309 | 0.48057 | 0.53089 | 0.50967 | 0.53872 | 0.53638 | 0.61484 | 0.54181 | 0.56159 | 0.43434 | 0.51112 | 0.59314 | 0.44567 | 0.58228 | 0.59975 | 0.60255 | 0.51004 | 0.61698 | 0.45895 | 0.44895 | 0.51752 | 0.5001 | 0.49932 | 0.45091 | 0.6428 | 0.49658 | 0.50566 | 0.51742 | 0.56075 | 0.438 | 0.45422 | 0.59831 | 0.52392 | 0.4925 | 0.49278 | 0.49901 | 0.60119 | 0.58701 | 0.62279 | 0.48518 | 0.48776 | 0.56743 | 0.43318 | 0.44868 | 0.63448 | 0.52234 | 0.53582 | 0.6181 | 0.63671 | 0.60287 | 0.55911 | 0.50944 | 0.55443 | 0.57642 | 0.52413 | 0.54585 | 0.44555 | 0.4466 | 0.58994 | 0.51722 | 0.62033 | 0.5129 | 0.55731 | 0.63462 | 0.52534 | 0.5194 | 0.63364 | 0.61996 | 0.46674 | 0.59832 | 0.44098 | 0.59744 | 0.51738 | 0.56305 | 0.48424 | 0.58867 | 0.62649 | 0.43524 | 0.54095 | 0.49522 | 0.55456 | 0.47607 | 0.51698 | 0.59392 | 0.48111 | 0.58578 | 0.45452 | 0.58658 | 0.57918 | 0.46598 | 0.53148 | 0.53777 | 0.48862 | 0.51685 | 0.63234 | 0.47642 | 0.46625 | 0.43422 | 0.53174 | 0.49625 | 0.63725 | 0.52829 | 0.4474 | 0.50356 | 0.4913 | 0.64993 | 0.58188 | 0.56014 | 0.45581 | 0.50043 | 0.61353 | 0.48314 | 0.52869 | 0.63986 | 0.54183 | 0.53366 | 0.55548 | 0.48738 | 0.53004 | 0.52459 | 0.63816 | 0.44185 | 0.58614 | 0.49362 | 0.64384 | 0.45536 | 0.5264 | 0.44087 | 0.63945 | 0.48352 | 0.54057 | 0.48217 | 0.63123 | 0.61494 | 0.61371 | 0.49173 | 0.54837 | 0.55887 | 0.57449 | 0.54573 | 0.53856 | 0.57808 | 0.4567 | 0.61 | 0.61495 | 0.48927 | 0.59837 | 0.44402 | 0.47766 | 0.62778 | 0.53874 | 0.44777 | 0.52127 | 0.44793 | 0.48031 | 0.54102 | 0.48806 | 0.62936 | 0.45169 | 0.55842 | 0.60891 | 0.54215 | 0.58379 | 0.54772 | 0.52203 | 0.62297 | 0.51619 | 0.64582 | 0.52653 | 0.6361 | 0.43262 | 0.46134 | 0.60734 | 0.64003 | 0.6327 | 0.44064 | 0.53044 | 0.43956 | 0.58229 | 0.62671 | 0.54687 | 0.51208 | 0.49904 | 0.56605 | 0.4407 | 0.55994 | 0.44335 | 0.47664 | 0.55278 | 0.58667 | 0.56785 | 0.43233 | 0.47735 | 0.64572 | 0.56468 | 0.61359 | 0.47575 | 0.5916 | 0.53354 | 0.50596 | 0.6145 | 0.53153 | 0.46317 | 0.51334 | 0.47216 | 0.46281 | 0.44515 | 0.46836 | 0.62592 | 0.45628 | 0.52399 | 0.60568 | 0.50477 | 0.58444 | 0.58581 | 0.49874 | 0.49373 | 0.63433 | 0.54505 | 0.61821 | 0.57427 | 0.56875 | 0.6292 | 0.53686 | 0.56572 | 0.45745 | 0.60751 | 0.47257 | 0.62873 | 0.63428 | 0.58653 | 0.60087 | 0.52071 | 0.45833 | 0.43013 | 0.64367 | 0.50717 | 0.58425 | 0.51614 | 0.48682 | 0.58285 | 0.5516 | 0.57082 | 0.4682 | 0.48936 | 0.44292 | 0.61471 | 0.53143 | 0.63074 | 0.52185 | 0.45082 | 0.56621 | 0.47185 | 0.57865 | 0.45633 | 0.54216 | 0.5407 | 0.62604 | 0.58142 | 0.53338 | 0.59755 | 0.54321 | 0.49904 | 0.48941 | 0.53117 | 0.54261 | 0.572 | 0.43367 | 0.57026 | 0.4723 | 0.62511 | 0.51734 | 0.64093 | 0.44302 | 0.50351 | 0.46444 | 0.50528 | 0.62215 | 0.59623 | 0.6451 | 0.46689 | 0.44943 | 0.5887 | 0.49582 | 0.56857 | 0.44429 | 0.63809 | 0.62794 | 0.5193 | 0.64055 | 0.55403 | 0.60781 | 0.63549 | 0.46862 | 0.52784 | 0.48544 | 0.45693 | 0.53821 | 0.48605 | 0.57679 | 0.59665 | 0.51319 | 0.45553 | 0.57407 | 0.53138 | 0.48398 | 0.5866 | 0.62964 | 0.49445 | 0.63146 | 0.58108 | 0.447 | 0.49263 | 0.44746 | 0.52733 | 0.60153 | 0.55327 | 0.59239 | 0.55562 | 0.47035 | 0.61832 | 0.62261 | 0.53698 | 0.64831 | 0.52439 | 0.64407 | 0.58701 | 0.57622 | 0.53534 | 0.57726 | 0.60826 | 0.47554 | 0.58269 | 0.4343 | 0.52948 | 0.59698 | 0.49831 | 0.6169 | 0.50566 | 0.45312 | 0.54174 | 0.53607 | 0.49887 | 0.53206 | 0.5039 | 0.62064 | 0.4599 | 0.4787 | 0.62339 | 0.50411 | 0.44261 | 0.63368 | 0.64134 | 0.57084 | 0.61471 | 0.60412 | 0.6065 | 0.57126 | 0.58285 | 0.55358 | 0.61326 | 0.64596 | 0.55201 | 0.56984 | 0.56456 | 0.64575 | 0.55236 | 0.58073 | 0.56995 | 0.5898 | 0.50761 | 0.46157 | 0.51538 | 0.43217 | 0.45185 | 0.5643 | 0.52083 | 0.48055 | 0.48108 | 0.58683 | 0.62226 | 0.45362 | 0.48689 | 0.47476 | 0.54427 | 0.60999 | 0.55697 | 0.59618 | 0.59355 | 0.6173 | 0.45341 | 0.55893 | 0.64714 | 0.59462 | 0.58565 | 0.60417 | 0.58461 | 0.53483 | 0.44016 | 0.64417 | 0.4731 | 0.5748 | 0.49263 | 0.62943 | 0.643 | 0.60141 | 0.58568 | 0.63845 | 0.44354 | 0.52711 | 0.55703 | 0.44862 | 0.50412 | 0.58706 | 0.55866 | 0.52963 | 0.44972 | 0.48517 | 0.48812 | 0.54016 | 0.46971 | 0.56782 | 0.59706 | 0.47617 | 0.43532 | 0.63748 | 0.60264 | 0.44753 | 0.44713 | 0.57262 | 0.6333 | 0.46192 | 0.61147 | 0.48632 | 0.463 | 0.54381 | 0.45482 | 0.48457 | 0.62937 | 0.46262 | 0.53039 | 0.58066 | 0.4761 | 0.53408 | 0.61356 | 0.59004 | 0.46265 | 0.57822 | 0.49492 | 0.58808 | 0.43574 | 0.43628 | 0.56383 | 0.43899 | 0.61128 | 0.47953 | 0.61505 | 0.44663 | 0.63435 | 0.55343 | 0.62352 | 0.50192 | 0.51945 | 0.51903 | 0.46664 | 0.47672 | 0.43468 | 0.47864 | 0.55771 | 0.57279 | 0.58622 | 0.54637 | 0.6172 | 0.4316 | 0.46812 | 0.63236 | 0.63496 | 0.54319 | 0.46734 | 0.60299 | 0.5412 | 0.49702 | 0.47498 | 0.53486 | 0.63594 | 0.56486 | 0.5745 | 0.4975 | 0.48835 | 0.62596 | 0.49205 | 0.61682 | 0.47511 | 0.56933 | 0.57185 | 0.62926 | 0.60429 | 0.43486 | 0.45746 | 0.53643 | 0.4684 | 0.55406 | 0.61642 | 0.63202 | 0.53123 | 0.51451 | 0.48157 | 0.6371 | 0.57953 | 0.564 | 0.59217 | 0.57161 | 0.59868 | 0.47294 | 0.50743 | 0.56149 | 0.47026 | 0.62764 | 0.57566 | 0.53584 | 0.50726 | 0.53181 | 0.54132 | 0.46598 | 0.59257 | 0.55184 | 0.62133 | 0.60635 | 0.579 | 0.4313 | 0.61465 | 0.54404 | 0.58828 | 0.45842 | 0.44264 | 0.53237 | 0.48868 | 0.46934 | 0.48855 | 0.50642 | 0.57589 | 0.64657 | 0.46246 | 0.59298 | 0.55644 | 0.64041 | 0.59908 | 0.58957 | 0.55343 | 0.56675 | 0.53446 | 0.56915 | 0.61345 | 0.4719 | 0.45658 | 0.48011 | 0.5236 | 0.56859 | 0.62147 | 0.50211 | 0.64984 | 0.6103 | 0.51904 | 0.46081 | 0.46604 | 0.53937 | 0.62759 | 0.60709 | 0.49523 | 0.53513 | 0.57572 | 0.63435 | 0.63105 | 0.47013 | 0.49684 | 0.54445 | 0.48616 | 0.58979 | 0.43997 | 0.54935 | 0.50275 | 0.43281 | 0.63481 | 0.59977 | 0.45355 | 0.53681 | 0.58753 | 0.56846 | 0.43552 | 0.6022 | 0.53822 | 0.57218 | 0.63296 | 0.56046 | 0.44197 | 0.44928 | 0.57133 | 0.47757 | 0.4366 | 0.613 | 0.46558 | 0.58027 | 0.45954 | 0.61317 | 0.60578 | 0.64674 | 0.4537 | 0.57794 | 0.52885 | 0.48963 | 0.47979 | 0.49742 | 0.58501 | 0.49757 | 0.64134 | 0.52425 | 0.44457 | 0.44966 | 0.64349 | 0.5209 | 0.51351 | 0.53426 | 0.49336 | 0.56616 | 0.64344 | 0.63842 | 0.56497 | 0.46314 | 0.50739 | 0.50765 | 0.58727 | 0.56461 | 0.54271 | 0.43632 | 0.48084 | 0.57325 | 0.50183 | 0.628 | 0.43659 | 0.64312 | 0.5204 | 0.58195 | 0.51058 | 0.43958 | 0.4555 | 0.54962 | 0.63994 | 0.58181 | 0.44993 | 0.44365 | 0.47391 | 0.60052 | 0.43738 | 0.53049 | 0.43851 | 0.56576 | 0.44366 | 0.47327 | 0.53124 | 0.44333 | 0.59376 | 0.56379 | 0.58548 | 0.49747 | 0.44267 | 0.58194 | 0.58691 | 0.59368 | 0.57703 | 0.5402 | 0.49461 | 0.60802 | 0.53307 | 0.48373 | 0.51902 | 0.51763 | 0.5236 | 0.51464 | 0.43111 | 0.59801 | 0.45386 | 0.6138 | 0.55701 | 0.56464 | 0.53794 | 0.49285 | 0.62301 | 0.4862 | 0.50436 | 0.63946 | 0.45388 | 0.59624 | 0.53532 | 0.51032 | 0.64942 | 0.50985 | 0.622 | 0.53174 | 0.64771 | 0.63703 | 0.48816 | 0.64444 | 0.55903 | 0.4987 | 0.52879 | 0.55257 | 0.45288 | 0.46643 | 0.50755 | 0.52892 | 0.57914 | 0.49517 | 0.63724 | 0.478 | 0.44384 | 0.44551 | 0.57797 | 0.61353 | 0.52951 | 0.50978 | 0.6412 | 0.46877 | 0.63303 | 0.60885 | 0.48618 | 0.45015 | 0.60571 | 0.50597 | 0.64444 | 0.45667 | 0.45252 | 0.48936 | 0.63598 | 0.51345 | 0.56261 | 0.44278 | 0.43487 | 0.48286 | 0.64658 | 0.60039 | 0.57799 | 0.46656 | 0.63027 | 0.54886 | 0.5101 | 0.54492 | 0.55805 | 0.56254 | 0.47503 | 0.61106 | 0.62622 | 0.54803 | 0.60371 | 0.4654 | 0.45303 | 0.43585 | 0.54531 | 0.43394 | 0.4985 | 0.54341 | 0.47199 | 0.61622 | 0.45844 | 0.43973 | 0.64284 | 0.53542 | 0.49792 | 0.6329 | 0.64824 | 0.60068 | 0.53849 | 0.46302 | 0.54104 | 0.47673 | 0.51823 | 0.54734 | 0.61362 | 0.61335 | 0.60025 | 0.49582 | 0.4898 | 0.63065 | 0.44628 | 0.53667 | 0.43095 | 0.49874 | 0.50737 | 0.43765 | 0.5105 | 0.52124 | 0.53504 | 0.45929 | 0.48361 | 0.49795 | 0.48297 | 0.52862 | 0.48507 | 0.4924 | 0.56528 | 0.63977 | 0.4682 | 0.44812 | 0.50265 | 0.58691 | 0.53069 | 0.63952 | 0.58405 | 0.48142 | 0.4873 | 0.47175 | 0.62048 | 0.52228 | 0.55362 | 0.56481 | 0.5264 | 0.47539 | 0.55365 | 0.61491 | 0.63614 | 0.61051 | 0.43954 | 0.50599 | 0.60706 | 0.6218 | 0.50147 | 0.45147 | 0.61705 | 0.63299 | 0.59184 | 0.48095 | 0.47126 | 0.43722 | 0.47588 | 0.58223 | 0.63905 | 0.52437 | 0.63596 | 0.60747 | 0.58738 | 0.55 | 0.53518 | 0.57762 | 0.58834 | 0.43897 | 0.64562 | 0.61184 | 0.43002 | 0.46094 | 0.51415 | 0.6383 | 0.49483 | 0.57384 | 0.63464 | 0.54358 | 0.56401 | 0.61261 | 0.59799 | 0.51424 | 0.53022 | 0.43629 | 0.60216 | 0.49291 | 0.47184 | 0.54854 | 0.47746 | 0.52272 | 0.43085 | 0.50745 | 0.62015 | 0.53311 | 0.63012 | 0.56695 | 0.56459 | 0.44911 | 0.517 | 0.61973 | 0.457 | 0.5939 | 0.55486 | 0.60735 | 0.57427 | 0.56514 | 0.47132 | 0.47525 | 0.49444 | 0.63284 | 0.53867 | 0.50309 | 0.50887 | 0.44127 | 0.5363 | 0.6039 | 0.59929 | 0.50632 | 0.57928 | 0.48087 | 0.61866 | 0.61469 | 0.53845 | 0.49972 | 0.55787 | 0.45457 | 0.61014 | 0.5049 | 0.61437 | 0.453 | 0.55494 | 0.59943 | 0.64635 | 0.47383 | 0.62894 | 0.44825 | 0.50625 | 0.5715 | 0.43947 | 0.47447 | 0.53817 | 0.60866 | 0.52599 | 0.5174 | 0.54955 | 0.48367 | 0.44551 | 0.62482 | 0.44983 | 0.47809 | 0.4495 | 0.52023 | 0.4375 | 0.57488 | 0.55634 | 0.43387 | 0.5688 | 0.57104 | 0.47529 | 0.56519 | 0.63316 | 0.47126 | 0.47533 | 0.5488 | 0.62202 | 0.56239 | 0.56684 | 0.44671 | 0.5835 | 0.52996 | 0.43594 | 0.58652 | 0.47325 | 0.48024 | 0.5973 | 0.54951 | 0.54117 | 0.44244 | 0.53528 | 0.49941 | 0.47511 | 0.54886 | 0.55127 | 0.51279 | 0.58272 | 0.59867 | 0.59656 | 0.47438 | 0.56258 | 0.57055 | 0.47392 | 0.50528 | 0.62942 | 0.61069 | 0.5899 | 0.48747 | 0.52252 | 0.43552 | 0.60349 | 0.45788 | 0.53066 | 0.55829 | 0.63291 | 0.59011 | 0.50765 | 0.46352 | 0.49478 | 0.59219 | 0.6004 | 0.43717 | 0.54419 | 0.49277 | 0.51374 | 0.50245 | 0.44925 | 0.5126 | 0.52675 | 0.62728 | 0.49984 | 0.53722 | 0.63214 | 0.50219 | 0.52766 | 0.62286 | 0.52527 | 0.4654 | 0.49886 | 0.45369 | 0.57772 | 0.62036 | 0.59538 | 0.4867 | 0.61335 | 0.44952 | 0.50414 | 0.53225 | 0.47283 | 0.48996 | 0.56061 | 0.60935 | 0.58842 | 0.45841 | 0.6462 | 0.61742 | 0.63117 | 0.58489 | 0.48762 | 0.44643 | 0.64081 | 0.60455 | 0.53421 | 0.56513 | 0.556 | 0.44836 | 0.62065 | 0.64675 | 0.4474 | 0.64996 | 0.52325 | 0.57441 | 0.5575 | 0.52475 | 0.58051 | 0.58312 | 0.53544 | 0.5421 | 0.43825 | 0.52711 | 0.50771 | 0.56612 | 0.46461 | 0.55715 | 0.43473 | 0.45013 | 0.44629 | 0.48617 | 0.58484 | 0.56468 | 0.45534 | 0.63189 | 0.58693 | 0.51943 | 0.59493 | 0.63477 | 0.60708 | 0.55681 | 0.63854 | 0.60816 | 0.64534 | 0.57175 | 0.60754 | 0.51378 | 0.44283 | 0.49743 | 0.62338 | 0.44213 | 0.51392 | 0.45592 | 0.4779 | 0.48316 | 0.49781 | 0.56801 | 0.47178 | 0.60674 | 0.55396 | 0.47023 | 0.5938 | 0.56235 | 0.44112 | 0.52695 | 0.54117 | 0.6121 | 0.44152 | 0.58271 | 0.60581 | 0.62814 | 0.55499 | 0.47467 | 0.57564 | 0.64915 | 0.62469 | 0.43503 | 0.59008 | 0.55469 | 0.46523 | 0.60243 | 0.59089 | 0.63183 | 0.60914 | 0.46862 | 0.60206 | 0.63385 | 0.49285 | 0.56857 | 0.58061 | 0.44283 | 0.64426 | 0.6407 | 0.57243 | 0.53566 | 0.5087 | 0.59787 | 0.56599 | 0.46334 | 0.54712 | 0.53648 | 0.49719 | 0.43474 | 0.54911 | 0.5432 | 0.44193 | 0.60964 | 0.4642 | 0.56059 | 0.56136 | 0.4325 | 0.50247 | 0.48061 | 0.58722 | 0.48925 | 0.64323 | 0.44844 | 0.46826 | 0.50035 | 0.51411 | 0.58109 | 0.56473 | 0.55634 | 0.45899 | 0.53221 | 0.55273 | 0.48355 | 0.59996 | 0.62375 | 0.57188 | 0.63765 | 0.50542 | 0.56051 | 0.4494 | 0.53371 | 0.45408 | 0.44292 | 0.6075 | 0.60574 | 0.4554 | 0.55647 | 0.46508 | 0.51382 | 0.51816 | 0.44078 | 0.44698 | 0.4595 | 0.62029 | 0.61418 | 0.44891 | 0.64918 | 0.54474 | 0.54135 | 0.51171 | 0.5378 | 0.58366 | 0.60338 | 0.4648 | 0.56524 | 0.46566 | 0.4877 | 0.46096 | 0.59078 | 0.50834 | 0.58513 | 0.44577 | 0.46421 | 0.50353 | 0.53439 | 0.52717 | 0.52441 | 0.62534 | 0.59955 | 0.57777 | 0.61855 | 0.60587 | 0.59782 | 0.4521 | 0.46036 | 0.60918 | 0.62946 | 0.64567 | 0.44906 | 0.60011 | 0.61504 | 0.4516 | 0.53496 | 0.48021 | 0.43873 | 0.58016 | 0.61138 | 0.61412 | 0.56868 | 0.53391 | 0.55391 | 0.62216 | 0.52232 | 0.56542 | 0.61796 | 0.6353 | 0.58114 | 0.59457 | 0.56167 | 0.63251 | 0.4755 | 0.63125 | 0.46052 | 0.49109 | 0.58541 | 0.55379 | 0.58751 | 0.62144 | 0.51517 | 0.61996 | 0.63442 | 0.60605 | 0.5315 | 0.57865 | 0.55739 | 0.44565 | 0.53503 | 0.58154 | 0.63923 | 0.52826 | 0.58539 | 0.49145 | 0.62584 | 0.64939 | 0.64406 | 0.45567 | 0.58515 | 0.6189 | 0.46395 | 0.50787 | 0.63092 | 0.45322 | 0.53868 | 0.51523 | 0.47384 | 0.61119 | 0.61776 | 0.4969 | 0.57703 | 0.43999 | 0.43149 | 0.54541 | 0.468 | 0.47719 | 0.49364 | 0.59907 | 0.55241 | 0.45122 | 0.56638 | 0.48195 | 0.48676 | 0.58123 | 0.59527 | 0.4302 | 0.46677 | 0.5758 | 0.58454 | 0.61953 | 0.64164 | 0.45862 | 0.44404 | 0.52248 | 0.53469 | 0.6304 | 0.49092 | 0.62897 | 0.55024 | 0.55118 | 0.51661 | 0.49179 | 0.57135 | 0.44599 | 0.54685 | 0.63226 | 0.46259 | 0.62483 | 0.61899 | 0.44499 | 0.53324 | 0.50119 | 0.46791 | 0.51366 | 0.5296 | 0.61966 | 0.59011 | 0.56152 | 0.60504 | 0.6245 | 0.64667 | 0.61651 | 0.63572 | 0.61245 | 0.55692 | 0.45773 | 0.58572 | 0.481 | 0.58476 | 0.58923 | 0.62813 | 0.61337 | 0.45068 | 0.63718 | 0.57468 | 0.52373 | 0.57574 | 0.64967 | 0.53007 | 0.62006 | 0.51635 | 0.54755 | 0.56421 | 0.44322 | 0.61173 | 0.56522 | 0.54079 | 0.54266 | 0.48297 | 0.57824 | 0.43739 | 0.63045 | 0.55281 | 0.59162 | 0.45112 | 0.60912 | 0.61748 | 0.57476 | 0.63964 | 0.54685 | 0.47704 | 0.57804 | 0.61882 | 0.56795 | 0.47839 | 0.62339 | 0.64815 | 0.5774 | 0.54429 | 0.55155 | 0.49611 | 0.53118 | 0.51769 | 0.58799 | 0.55585 | 0.5904 | 0.61101 | 0.44198 | 0.6217 | 0.53608 | 0.48309 | 0.45208 | 0.62528 | 0.52025 | 0.64972 | 0.64666 | 0.61914 | 0.58746 | 0.54333 | 0.43238 | 0.51369 | 0.60999 | 0.46187 | 0.52803 | 0.57985 | 0.52529 | 0.4325 | 0.56078 | 0.44886 | 0.48124 | 0.56178 | 0.57604 | 0.44353 | 0.53681 | 0.5802 | 0.47848 | 0.5818 | 0.54949 | 0.48503 | 0.43681 | 0.43236 | 0.57287 | 0.63889 | 0.54942 | 0.4997 | 0.6471 | 0.47923 | 0.44509 | 0.57658 | 0.64202 | 0.60665 | 0.45464 | 0.6277 | 0.45046 | 0.48004 | 0.45628 | 0.61493 | 0.49427 | 0.47121 | 0.49508 | 0.62073 | 0.51 | 0.6076 | 0.62896 | 0.55992 | 0.52352 | 0.59517 | 0.4904 | 0.58885 | 0.58767 | 0.64749 | 0.53462 | 0.46808 | 0.4859 | 0.6335 | 0.43706 | 0.55408 | 0.52294 | 0.64165 | 0.43984 | 0.60367 | 0.58912 | 0.51817 | 0.55782 | 0.43788 | 0.50698 | 0.62769 | 0.48035 | 0.47766 | 0.59181 | 0.46793 | 0.64805 | 0.49531 | 0.51138 | 0.50271 | 0.47857 | 0.56512 | 0.56869 | 0.53246 | 0.60831 | 0.58765 | 0.44571 | 0.55809 | 0.61023 | 0.4498 | 0.43953 | 0.52141 | 0.4746 | 0.49281 | 0.51851 | 0.44102 | 0.59562 | 0.54985 | 0.6479 | 0.59133 | 0.53534 | 0.55953 | 0.59354 | 0.43511 | 0.47139 | 0.63437 | 0.51327 | 0.46946 | 0.60038 | 0.50355 | 0.6421 | 0.44993 | 0.5879 | 0.50585 | 0.54715 | 0.44704 | 0.49082 | 0.50238 | 0.58764 | 0.53586 | 0.48711 | 0.53979 | 0.63169 | 0.64633 | 0.56211 | 0.54276 | 0.61027 | 0.51504 | 0.46849 | 0.6278 | 0.55489 | 0.63416 | 0.50698 | 0.48166 | 0.55635 | 0.61248 | 0.61692 | 0.63126 | 0.5288 | 0.59773 | 0.61788 | 0.53951 | 0.63276 | 0.48001 | 0.45032 | 0.51364 | 0.58831 | 0.46468 | 0.63086 | 0.49424 | 0.62009 | 0.48526 | 0.50763 | 0.61612 | 0.43316 | 0.56459 | 0.63469 | 0.61421 | 0.47902 | 0.50227 | 0.55993 | 0.64905 | 0.54947 | 0.58655 | 0.51096 | 0.55997 | 0.52043 | 0.60567 | 0.46523 | 0.54067 | 0.56909 | 0.62167 | 0.61732 | 0.56937 | 0.61336 | 0.54223 | 0.45894 | 0.50863 | 0.60431 | 0.48999 | 0.55477 | 0.64344 | 0.52798 | 0.48471 | 0.64122 | 0.61705 | 0.54735 | 0.57616 | 0.47901 | 0.46157 | 0.44064 | 0.51189 | 0.5579 | 0.63805 | 0.51558 | 0.43309 | 0.53857 | 0.55047 | 0.58679 | 0.54033 | 0.52293 | 0.4561 | 0.52416 | 0.44818 | 0.60469 | 0.64082 | 0.504 | 0.61696 | 0.43417 | 0.47406 | 0.51278 | 0.52852 | 0.46304 | 0.51647 | 0.55384 | 0.59095 | 0.55215 | 0.5573 | 0.64601 | 0.49079 | 0.63016 | 0.60343 | 0.44638 | 0.6111 | 0.51624 | 0.63991 | 0.53745 | 0.49214 | 0.47075 | 0.47679 | 0.58108 | 0.61657 | 0.52355 | 0.57727 | 0.46213 | 0.44558 | 0.57837 | 0.56328 | 0.45823 | 0.58073 | 0.57571 | 0.51342 | 0.57459 | 0.55099 | 0.49512 | 0.46719 | 0.63632 | 0.45917 | 0.54674 | 0.56052 | 0.55186 | 0.45504 | 0.57504 | 0.60701 | 0.4732 | 0.597 | 0.61316 | 0.58852 | 0.52278 | 0.49383 | 0.49175 | 0.59446 | 0.43514 | 0.62242 | 0.53066 | 0.60391 | 0.49995 | 0.63084 | 0.61561 | 0.43963 | 0.58405 | 0.61801 | 0.44813 | 0.5351 | 0.50838 | 0.648 | 0.4471 | 0.50835 | 0.60959 | 0.63361 | 0.51617 | 0.62211 | 0.45332 | 0.52157 | 0.44833 | 0.60016 | 0.48143 | 0.5389 | 0.58395 | 0.63903 | 0.47262 | 0.61752 | 0.53226 | 0.61483 | 0.47361 | 0.54813 | 0.63798 | 0.51765 | 0.60854 | 0.57155 | 0.46236 | 0.56308 | 0.43705 | 0.5717 | 0.62322 | 0.56589 | 0.52618 | 0.56147 | 0.62647 | 0.64118 | 0.61355 | 0.64374 | 0.4946 | 0.62039 | 0.60704 | 0.59676 | 0.5995 | 0.46819 | 0.55574 | 0.50047 | 0.51196 | 0.50756 | 0.47036 | 0.54307 | 0.53577 | 0.53669 | 0.4517 | 0.61825 | 0.64459 | 0.5524 | 0.58055 | 0.47799 | 0.4813 | 0.50552 | 0.61326 | 0.60191 | 0.51459 | 0.59306 | 0.47556 | 0.5955 | 0.62678 | 0.62952 | 0.57109 | 0.58842 | 0.56693 | 0.52058 | 0.61683 | 0.62347 | 0.4698 | 0.50665 | 0.52165 | 0.45792 | 0.47131 | 0.54193 | 0.58934 | 0.63473 | 0.61043 | 0.50581 | 0.56034 | 0.5095 | 0.56982 | 0.6296 | 0.51772 | 0.54496 | 0.4875 | 0.61377 | 0.57335 | 0.57676 | 0.58524 | 0.58518 | 0.43382 | 0.45559 | 0.48714 | 0.55783 | 0.53476 | 0.63118 | 0.57703 | 0.61314 | 0.43128 | 0.46874 | 0.44413 | 0.62277 | 0.60885 | 0.52521 | 0.47366 | 0.46221 | 0.52241 | 0.60607 | 0.46648 | 0.56944 | 0.47962 | 0.44885 | 0.54689 | 0.5545 | 0.57853 | 0.45388 | 0.4835 | 0.51146 | 0.60533 | 0.50872 | 0.53461 | 0.50661 | 0.54774 | 0.54514 | 0.64614 | 0.49632 | 0.53105 | 0.53598 | 0.63878 | 0.55886 | 0.6187 | 0.43122 | 0.60802 | 0.44103 | 0.4392 | 0.60741 | 0.53227 | 0.54995 | 0.61539 | 0.58345 | 0.62655 | 0.61399 | 0.63349 | 0.49898 | 0.53408 | 0.49005 | 0.54124 | 0.55605 | 0.47778 | 0.4556 | 0.47196 | 0.53344 | 0.56324 | 0.45252 | 0.59923 | 0.54267 | 0.50758 | 0.59309 | 0.53464 | 0.4823 | 0.55667 | 0.56485 | 0.45083 | 0.63101 | 0.43542 | 0.49014 | 0.63058 | 0.47007 | 0.60914 | 0.44696 | 0.48985 | 0.54902 | 0.54725 | 0.52951 | 0.43076 | 0.63801 | 0.5545 | 0.51373 | 0.61552 | 0.55059 | 0.52695 | 0.4344 | 0.58065 | 0.62154 | 0.59865 | 0.53742 | 0.61924 | 0.55643 | 0.4329 | 0.48553 | 0.64534 | 0.55036 | 0.63524 | 0.60176 | 0.48084 | 0.45959 | 0.47618 | 0.52831 | 0.64123 | 0.61669 | 0.63897 | 0.63105 | 0.59362 | 0.54823 | 0.56337 | 0.60937 | 0.5019 | 0.44438 | 0.56786 | 0.49391 | 0.55371 | 0.64236 | 0.49985 | 0.43659 | 0.64658 | 0.62995 | 0.57098 | 0.55781 | 0.5251 | 0.44894 | 0.52092 | 0.5183 | 0.62839 | 0.63932 | 0.59992 | 0.48016 | 0.61956 | 0.46886 | 0.56665 | 0.47114 | 0.51334 | 0.49833 | 0.55033 | 0.44702 | 0.43774 | 0.58789 | 0.54185 | 0.5581 | 0.56003 | 0.45129 | 0.43747 | 0.4784 | 0.48845 | 0.49949 | 0.46532 | 0.56478 | 0.47228 | 0.5433 | 0.59136 | 0.6107 | 0.45296 | 0.61681 | 0.50922 | 0.63417 | 0.45379 | 0.44387 | 0.51081 | 0.51213 | 0.50065 | 0.44004 | 0.44813 | 0.4891 | 0.45257 | 0.58582 | 0.59825 | 0.44389 | 0.64205 | 0.54312 | 0.52129 | 0.56447 | 0.59069 | 0.474 | 0.60379 | 0.51052 | 0.4505 | 0.5619 | 0.54826 | 0.59716 | 0.6335 | 0.62342 | 0.61111 | 0.56084 | 0.61741 | 0.57646 | 0.60022 | 0.49475 | 0.56356 | 0.63943 | 0.53322 | 0.61778 | 0.4493 | 0.58145 | 0.60514 | 0.47265 | 0.6085 | 0.57809 | 0.54418 | 0.58302 | 0.48981 | 0.63463 | 0.57286 | 0.45127 | 0.50674 | 0.59942 | 0.56809 | 0.60882 | 0.5586 | 0.44294 | 0.56469 | 0.56555 | 0.56622 | 0.44265 | 0.62094 | 0.56457 | 0.52327 | 0.59133 | 0.51939 | 0.44193 | 0.6482 | 0.54386 | 0.56931 | 0.51559 | 0.5149 | 0.57373 | 0.45822 | 0.43662 | 0.64112 | 0.60815 | 0.50282 | 0.52304 | 0.59588 | 0.5309 | 0.57579 | 0.64716 | 0.56273 | 0.49547 | 0.48638 | 0.43969 | 0.45232 | 0.43145 | 0.52368 | 0.60528 | 0.63882 | 0.55822 | 0.47349 | 0.62494 | 0.50655 | 0.47685 | 0.50121 | 0.54613 | 0.59097 | 0.63713 | 0.60489 | 0.43974 | 0.48039 | 0.56376 | 0.47055 | 0.53014 | 0.4493 | 0.51088 | 0.51674 | 0.62326 | 0.56859 | 0.58829 | 0.46967 | 0.46904 | 0.62925 | 0.52866 | 0.62316 | 0.49291 | 0.55499 | 0.44342 | 0.57587 | 0.47024 | 0.46909 | 0.51058 | 0.43085 | 0.52041 | 0.58956 | 0.54048 | 0.63968 | 0.46013 | 0.48451 | 0.4341 | 0.47928 | 0.50072 | 0.50752 | 0.48161 | 0.58596 | 0.59668 | 0.5105 | 0.58232 | 0.58174 | 0.44676 | 0.59545 | 0.52413 | 0.60338 | 0.47471 | 0.44632 | 0.54372 | 0.62997 | 0.43578 | 0.63599 | 0.54148 | 0.49377 | 0.60539 | 0.57761 | 0.48417 | 0.643 | 0.5281 | 0.56686 | 0.57088 | 0.48455 | 0.4956 | 0.46709 | 0.44694 | 0.57557 | 0.60783 | 0.63498 | 0.4527 | 0.51796 | 0.48839 | 0.5827 | 0.44659 | 0.45524 | 0.48318 | 0.58195 | 0.43088 | 0.53378 | 0.53487 | 0.54533 | 0.44773 | 0.53655 | 0.53794 | 0.61112 | 0.56517 | 0.44152 | 0.57715 | 0.58466 | 0.62816 | 0.53085 | 0.45125 | 0.62245 | 0.62864 | 0.47725 | 0.53538 | 0.6486 | 0.43063 | 0.5234 | 0.62381 | 0.52131 | 0.59905 | 0.46939 | 0.64271 | 0.61794 | 0.44968 | 0.48061 | 0.44862 | 0.6499 | 0.51845 | 0.61 | 0.50477 | 0.51091 | 0.5727 | 0.51398 | 0.45041 | 0.52587 | 0.47179 | 0.44498 | 0.43637 | 0.48057 | 0.56444 | 0.44316 | 0.53461 | 0.54659 | 0.49518 | 0.59538 | 0.60543 | 0.61816 | 0.48813 | 0.64524 | 0.50218 | 0.55532 | 0.52497 | 0.54329 | 0.54957 | 0.57375 | 0.46339 | 0.52727 | 0.43209 | 0.58705 | 0.43703 | 0.58376 | 0.57312 | 0.49391 | 0.52996 | 0.57235 | 0.47433 | 0.49705 | 0.58203 | 0.47126 | 0.4728 | 0.47619 | 0.59938 | 0.5275 | 0.46176 | 0.49219 | 0.55784 | 0.4773 | 0.62211 | 0.49956 | 0.52823 | 0.54611 | 0.46089 | 0.52095 | 0.58193 | 0.59357 | 0.64759 | 0.45357 | 0.59244 | 0.48846 | 0.64357 | 0.51422 | 0.59231 | 0.51832 | 0.45193 | 0.63302 | 0.47319 | 0.62788 | 0.64803 | 0.4406 | 0.6081 | 0.63847 | 0.46825 | 0.59877 | 0.49092 | 0.45737 | 0.52015 | 0.51139 | 0.56184 | 0.55271 | 0.51445 | 0.48297 | 0.63469 | 0.64659 | 0.5284 | 0.54624 | 0.5612 | 0.52623 | 0.58397 | 0.47714 | 0.49801 | 0.4373 | 0.59897 | 0.46278 | 0.45057 | 0.59646 | 0.58481 | 0.49731 | 0.59977 | 0.56485 | 0.62824 | 0.64961 | 0.49655 | 0.51376 | 0.56834 | 0.50458 | 0.61548 | 0.61913 | 0.56125 | 0.58305 | 0.62799 | 0.53292 | 0.4508 | 0.51654 | 0.46677 | 0.64565 | 0.49762 | 0.53858 | 0.44193 | 0.48662 | 0.47455 | 0.5221 | 0.43144 | 0.48534 | 0.49128 | 0.53544 | 0.43235 | 0.60469 | 0.53351 | 0.51343 | 0.62726 | 0.46583 | 0.58709 | 0.49503 | 0.58466 | 0.59625 | 0.56094 | 0.56431 | 0.5531 | 0.53757 | 0.54312 | 0.47947 | 0.62446 | 0.45647 | 0.55945 | 0.54788 | 0.64147 | 0.56788 | 0.44851 | 0.48688 | 0.50712 | 0.47789 | 0.45349 | 0.50447 | 0.63531 | 0.55789 | 0.44385 | 0.57903 | 0.5945 | 0.46191 | 0.52581 | 0.46624 | 0.52328 | 0.64538 | 0.64913 | 0.51892 | 0.56552 | 0.43293 | 0.55057 | 0.51403 | 0.48502 | 0.5226 | 0.47791 | 0.45344 | 0.45125 | 0.5595 | 0.4697 | 0.52672 | 0.46766 | 0.50772 | 0.45262 | 0.45715 | 0.44872 | 0.64698 | 0.59694 | 0.49353 | 0.47535 | 0.48115 | 0.61733 | 0.54421 | 0.64393 | 0.45536 | 0.62674 | 0.50116 | 0.50432 | 0.45814 | 0.46936 | 0.48369 | 0.56281 | 0.53856 | 0.615 | 0.61343 | 0.51655 | 0.45617 | 0.5914 | 0.4424 | 0.58551 | 0.55533 | 0.47725 | 0.59289 | 0.44881 | 0.61641 | 0.47223 | 0.48678 | 0.48606 | 0.48011 | 0.52097 | 0.48768 | 0.46371 | 0.64501 | 0.51204 | 0.56188 | 0.61571 | 0.44906 | 0.50087 | 0.43964 | 0.52732 | 0.60352 | 0.52491 | 0.43201 | 0.4311 | 0.52891 | 0.64031 | 0.64049 | 0.62914 | 0.5783 | 0.54263 | 0.50308 | 0.6287 | 0.57982 | 0.45201 | 0.6042 | 0.59245 | 0.51536 | 0.4309 | 0.56228 | 0.58156 | 0.45406 | 0.59648 | 0.43195 | 0.51406 | 0.50081 | 0.53018 | 0.62958 | 0.51469 | 0.5978 | 0.54361 | 0.63501 | 0.49023 | 0.4955 | 0.57612 | 0.61931 | 0.47376 | 0.6058 | 0.51712 | 0.56952 | 0.49407 | 0.63401 | 0.58067 | 0.62242 | 0.45178 | 0.43372 | 0.57588 | 0.51306 | 0.45368 | 0.50484 | 0.57818 | 0.48535 | 0.45654 | 0.57435 | 0.50363 | 0.47111 | 0.59922 | 0.50658 | 0.53171 | 0.43215 | 0.57511 | 0.48393 | 0.61736 | 0.46812 | 0.45137 | 0.4963 | 0.44397 | 0.49633 | 0.52065 | 0.62239 | 0.60037 | 0.48003 | 0.43213 | 0.47617 | 0.43406 | 0.49198 | 0.58544 | 0.43633 | 0.45704 | 0.4511 | 0.45245 | 0.63807 | 0.60691 | 0.62807 | 0.43227 | 0.44342 | 0.53844 | 0.56968 | 0.44338 | 0.46935 | 0.64707 | 0.60886 | 0.5202 | 0.55071 | 0.52795 | 0.60369 | 0.46799 | 0.51637 | 0.49077 | 0.6092 | 0.5995 | 0.58925 | 0.544 | 0.5097 | 0.47381 | 0.49273 | 0.54714 | 0.60312 | 0.51957 | 0.53892 | 0.5067 | 0.47304 | 0.54226 | 0.50354 | 0.58528 | 0.52164 | 0.45214 | 0.53261 | 0.53292 | 0.59365 | 0.50008 | 0.54572 | 0.51535 | 0.45719 | 0.44966 | 0.45101 | 0.4361 | 0.48452 | 0.44956 | 0.60549 | 0.44804 | 0.54478 | 0.5502 | 0.44778 | 0.54223 | 0.53154 | 0.46234 | 0.44286 | 0.50063 | 0.46857 | 0.54138 | 0.44746 | 0.60412 | 0.55092 | 0.6233 | 0.63624 | 0.60337 | 0.5177 | 0.44034 | 0.55273 | 0.56576 | 0.63496 | 0.47269 | 0.64101 | 0.58853 | 0.49017 | 0.54457 | 0.53731 | 0.51176 | 0.43847 | 0.56621 | 0.63707 | 0.58008 | 0.56621 | 0.64513 | 0.50543 | 0.62349 | 0.47076 | 0.49598 | 0.46168 | 0.43695 | 0.4701 | 0.54974 | 0.44112 | 0.56249 | 0.52371 | 0.44253 | 0.53176 | 0.50974 | 0.50514 | 0.54308 | 0.61079 | 0.60872 | 0.59486 | 0.60227 | 0.53228 | 0.55575 | 0.58241 | 0.54079 | 0.53496 | 0.56732 | 0.55353 | 0.56203 | 0.60026 | 0.45462 | 0.50771 | 0.64956 | 0.61364 | 0.50108 | 0.52091 | 0.51354 | 0.49444 | 0.43499 | 0.4772 | 0.58402 | 0.58464 | 0.64715 | 0.53325 | 0.45892 | 0.51616 | 0.56221 | 0.61203 | 0.45722 | 0.64138 | 0.50225 | 0.54716 | 0.52733 | 0.43466 | 0.60353 | 0.58797 | 0.54981 | 0.55006 | 0.49258 | 0.48991 | 0.5429 | 0.62303 | 0.60563 | 0.44855 | 0.47658 | 0.47816 | 0.55866 | 0.64293 | 0.51589 | 0.51382 | 0.63974 | 0.47996 | 0.43289 | 0.57086 | 0.47521 | 0.48118 | 0.48849 | 0.57681 | 0.48973 | 0.56137 | 0.5354 | 0.51532 | 0.52209 | 0.43171 | 0.56201 | 0.43465 | 0.52441 | 0.64104 | 0.60691 | 0.45917 | 0.58276 | 0.5485 | 0.63931 | 0.43339 | 0.52523 | 0.49706 | 0.61312 | 0.52178 | 0.60311 | 0.47682 | 0.6136 | 0.53773 | 0.53555 | 0.45338 | 0.4479 | 0.52743 | 0.47292 | 0.43751 | 0.57047 | 0.60253 | 0.56541 | 0.58298 | 0.64246 | 0.58985 | 0.48656 | 0.55942 | 0.43995 | 0.62066 | 0.57699 | 0.50471 | 0.48233 | 0.49347 | 0.56196 | 0.5825 | 0.58724 | 0.63746 | 0.64896 | 0.47771 | 0.56133 | 0.43399 | 0.53687 | 0.64943 | 0.50127 | 0.55674 | 0.64852 | 0.58533 | 0.47209 | 0.52408 | 0.63063 | 0.47013 | 0.63727 | 0.58073 | 0.43303 | 0.47637 | 0.457 | 0.64037 | 0.51042 | 0.64598 | 0.58329 | 0.56482 | 0.623 | 0.47599 | 0.6133 | 0.61837 | 0.63973 | 0.4739 | 0.51087 | 0.59971 | 0.62643 | 0.52271 | 0.64768 | 0.46192 | 0.56045 | 0.5975 | 0.56732 | 0.52844 | 0.55386 | 0.53784 | 0.54526 | 0.52772 | 0.46324 | 0.53187 | 0.502 | 0.46862 | 0.48657 | 0.48323 | 0.44457 | 0.51441 | 0.46548 | 0.45409 | 0.5461 | 0.60138 | 0.60921 | 0.4345 | 0.48082 | 0.44272 | 0.46751 | 0.53307 | 0.57073 | 0.51341 | 0.45166 | 0.55453 | 0.54495 | 0.60933 | 0.45346 | 0.59726 | 0.54586 | 0.49205 | 0.44795 | 0.50425 | 0.53907 | 0.5789 | 0.46624 | 0.63728 | 0.50487 | 0.48611 | 0.51647 | 0.58242 | 0.5833 | 0.49174 | 0.64305 | 0.62174 | 0.43644 | 0.4929 | 0.48173 | 0.63224 | 0.47208 | 0.44728 | 0.56185 | 0.43257 | 0.59802 | 0.54213 | 0.54904 | 0.47005 | 0.62097 | 0.54407 | 0.56379 | 0.60266 | 0.54622 | 0.51819 | 0.61589 | 0.6449 | 0.45331 | 0.55997 | 0.51762 | 0.46615 | 0.64944 | 0.64737 | 0.58234 | 0.62915 | 0.63331 | 0.48003 | 0.50752 | 0.59448 | 0.60114 | 0.54165 | 0.58211 | 0.54121 | 0.43356 | 0.46699 | 0.44338 | 0.58166 | 0.45027 | 0.61051 | 0.49961 | 0.47899 | 0.64585 | 0.48238 | 0.55735 | 0.62574 | 0.45102 | 0.62618 | 0.45418 | 0.50518 | 0.43784 | 0.44541 | 0.57389 | 0.61157 | 0.59845 | 0.48763 | 0.64989 | 0.64077 | 0.45762 | 0.46029 | 0.43246 | 0.55512 | 0.53417 | 0.58134 | 0.53267 | 0.59046 | 0.51637 | 0.64797 | 0.62729 | 0.52827 | 0.58789 | 0.52571 | 0.477 | 0.47096 | 0.49315 | 0.55359 | 0.44287 | 0.4714 | 0.57005 | 0.47817 | 0.62511 | 0.61566 | 0.57523 | 0.44676 | 0.44082 | 0.62106 | 0.5454 | 0.46212 | 0.59682 | 0.47079 | 0.60242 | 0.61077 | 0.5404 | 0.63847 | 0.58858 | 0.62044 | 0.4786 | 0.56255 | 0.52886 | 0.57855 | 0.46539 | 0.51964 | 0.52197 | 0.53958 | 0.64993 | 0.50664 | 0.63531 | 0.64861 | 0.50982 | 0.60346 | 0.49278 | 0.55465 | 0.4631 | 0.64673 | 0.46949 | 0.61743 | 0.56904 | 0.5268 | 0.64682 | 0.55479 | 0.51757 | 0.57185 | 0.49421 | 0.62262 | 0.45345 | 0.44633 | 0.50869 | 0.47175 | 0.57638 | 0.50552 | 0.48698 | 0.456 | 0.50638 | 0.55262 | 0.56385 | 0.57921 | 0.51841 | 0.45472 | 0.64067 | 0.4748 | 0.50178 | 0.55598 | 0.49678 | 0.61665 | 0.60774 | 0.53313 | 0.52533 | 0.45941 | 0.52858 | 0.59528 | 0.55634 | 0.47573 | 0.46867 | 0.44096 | 0.63018 | 0.60094 | 0.63001 | 0.44547 | 0.57358 | 0.62119 | 0.53321 | 0.48839 | 0.54622 | 0.54748 | 0.52109 | 0.60346 | 0.64224 | 0.63666 | 0.50863 | 0.48548 | 0.45521 | 0.59617 | 0.47787 | 0.57057 | 0.5733 | 0.48339 | 0.63535 | 0.50203 | 0.44395 | 0.52349 | 0.45151 | 0.52756 | 0.47149 | 0.6445 | 0.60921 | 0.63817 | 0.57461 | 0.51017 | 0.54759 | 0.64254 | 0.54542 | 0.58921 | 0.59469 | 0.61474 | 0.62111 | 0.49202 | 0.46069 | 0.61346 | 0.43178 | 0.62649 | 0.62287 | 0.48251 | 0.63139 | 0.55532 | 0.60905 | 0.63097 | 0.57508 | 0.47536 | 0.61733 | 0.49732 | 0.48081 | 0.52498 | 0.48252 | 0.56989 | 0.44647 | 0.56106 | 0.52234 | 0.48148 | 0.63133 | 0.5987 | 0.61939 | 0.5848 | 0.51554 | 0.4984 | 0.60037 | 0.59683 | 0.58766 | 0.48536 | 0.60272 | 0.47037 | 0.62495 | 0.45242 | 0.62485 | 0.5415 | 0.58905 | 0.48285 | 0.43792 | 0.5999 | 0.57349 | 0.63979 | 0.53811 | 0.46458 | 0.46061 | 0.62551 | 0.57496 | 0.45431 | 0.46429 | 0.59608 | 0.49984 | 0.62662 | 0.53023 | 0.6397 | 0.60315 | 0.4401 | 0.52805 | 0.5636 | 0.44291 | 0.63055 | 0.53986 | 0.63158 | 0.5383 | 0.61146 | 0.60112 | 0.49054 | 0.53568 | 0.54445 | 0.49353 | 0.59782 | 0.62432 | 0.54621 | 0.60733 | 0.58482 | 0.48992 | 0.55585 | 0.59831 | 0.64681 | 0.64466 | 0.5733 | 0.6139 | 0.47234 | 0.53658 | 0.43666 | 0.54021 | 0.5822 | 0.56723 | 0.53906 | 0.60309 | 0.57636 | 0.62932 | 0.47963 | 0.55174 | 0.64648 | 0.57456 | 0.62187 | 0.5011 | 0.58732 | 0.46854 | 0.49412 | 0.50437 | 0.63063 | 0.54311 | 0.50673 | 0.64864 | 0.58314 | 0.46806 | 0.58925 | 0.62503 | 0.55757 | 0.62911 | 0.63873 | 0.43129 | 0.63518 | 0.43619 | 0.59228 | 0.5848 | 0.61815 | 0.4693 | 0.45449 | 0.51 | 0.62636 | 0.48541 | 0.64095 | 0.46481 | 0.43253 | 0.59808 | 0.56314 | 0.55554 | 0.52636 | 0.43803 | 0.53166 | 0.50949 | 0.47629 | 0.49847 | 0.62575 | 0.51326 | 0.5601 | 0.59238 | 0.508 | 0.56875 | 0.51817 | 0.60904 | 0.5792 | 0.57299 | 0.61102 | 0.64035 | 0.56554 | 0.44461 | 0.48274 | 0.46642 | 0.46955 | 0.46014 | 0.53899 | 0.64472 | 0.53624 | 0.60564 | 0.43147 | 0.47179 | 0.61818 | 0.64564 | 0.55299 | 0.58395 | 0.59531 | 0.57966 | 0.62464 | 0.43575 | 0.44108 | 0.46981 | 0.60595 | 0.5837 | 0.51334 | 0.5161 | 0.50833 | 0.45291 | 0.50787 | 0.58459 | 0.53786 | 0.53106 | 0.5573 | 0.60885 | 0.60499 | 0.46175 | 0.43231 | 0.64639 | 0.50027 | 0.62845 | 0.48588 | 0.54299 | 0.46424 | 0.5629 | 0.64162 | 0.5443 | 0.49359 | 0.59479 | 0.45304 | 0.54887 | 0.60835 | 0.47278 | 0.57977 | 0.58436 | 0.53594 | 0.60119 | 0.48037 | 0.63805 | 0.53463 | 0.46249 | 0.50305 | 0.44019 | 0.44838 | 0.62237 | 0.56229 | 0.508 | 0.62989 | 0.46962 | 0.46506 | 0.62483 | 0.54916 | 0.55991 | 0.48854 | 0.46577 | 0.54871 | 0.48284 | 0.51279 | 0.56593 | 0.59168 | 0.58568 | 0.64315 | 0.58441 | 0.47596 | 0.63116 | 0.56436 | 0.62746 | 0.50408 | 0.54623 | 0.48732 | 0.50991 | 0.46694 | 0.58285 | 0.55074 | 0.61694 | 0.58503 | 0.4981 | 0.45301 | 0.48323 | 0.50154 | 0.47221 | 0.61693 | 0.4817 | 0.61779 | 0.62435 | 0.43351 | 0.59505 | 0.6357 | 0.60862 | 0.53063 | 0.62434 | 0.52805 | 0.5334 | 0.56427 | 0.51617 | 0.54338 | 0.47894 | 0.62093 | 0.54601 | 0.49394 | 0.4737 | 0.60476 | 0.55068 | 0.59124 | 0.60675 | 0.50733 | 0.6329 | 0.54503 | 0.616 | 0.47929 | 0.64644 | 0.48933 | 0.47176 | 0.62384 | 0.63733 | 0.49394 | 0.63472 | 0.48293 | 0.4772 | 0.49282 | 0.64512 | 0.53726 | 0.55302 | 0.49674 | 0.59082 | 0.52257 | 0.47974 | 0.64928 | 0.54049 | 0.5909 | 0.44374 | 0.56207 | 0.64394 | 0.54457 | 0.49568 | 0.45719 | 0.63257 | 0.595 | 0.45168 | 0.45797 | 0.47993 | 0.44216 | 0.46318 | 0.6097 | 0.47336 | 0.50029 | 0.55721 | 0.5195 | 0.59415 | 0.4418 | 0.53571 | 0.49034 | 0.44839 | 0.62059 | 0.51774 | 0.59986 | 0.59429 | 0.46858 | 0.56752 | 0.50928 | 0.43332 | 0.6088 | 0.62433 | 0.53024 | 0.4819 | 0.52483 | 0.61929 | 0.55358 | 0.63979 | 0.5069 | 0.48643 | 0.6493 | 0.63737 | 0.61614 | 0.63516 | 0.62677 | 0.44462 | 0.44083 | 0.50119 | 0.45973 | 0.54772 | 0.48752 | 0.44943 | 0.56178 | 0.48329 | 0.63511 | 0.57793 | 0.52611 | 0.44897 | 0.59554 | 0.64705 | 0.59997 | 0.46709 | 0.54625 | 0.60852 | 0.64451 | 0.50611 | 0.44703 | 0.59601 | 0.51334 | 0.62844 | 0.52456 | 0.6477 | 0.43436 | 0.51248 | 0.48695 | 0.51083 | 0.44574 | 0.50128 | 0.59192 | 0.52971 | 0.47179 | 0.61645 | 0.56139 | 0.536 | 0.56941 | 0.60796 | 0.52621 | 0.6184 | 0.51038 | 0.48374 | 0.52979 | 0.43968 | 0.46835 | 0.56676 | 0.50828 | 0.50655 | 0.43806 | 0.63947 | 0.54358 | 0.56046 | 0.61898 | 0.48716 | 0.53441 | 0.44878 | 0.57067 | 0.56027 | 0.49279 | 0.57787 | 0.43404 | 0.52023 | 0.59624 | 0.52011 | 0.53556 | 0.64781 | 0.54448 | 0.58487 | 0.56837 | 0.54625 | 0.49745 | 0.51642 | 0.59105 | 0.5475 | 0.55129 | 0.57915 | 0.59125 | 0.49472 | 0.47869 | 0.51244 | 0.5792 | 0.56526 | 0.62858 | 0.64206 | 0.49286 | 0.43218 | 0.48738 | 0.46665 | 0.59514 | 0.54743 | 0.52447 | 0.55364 | 0.57964 | 0.57309 | 0.43991 | 0.63375 | 0.4582 | 0.50688 | 0.57868 | 0.45379 | 0.54349 | 0.63082 | 0.5095 | 0.46897 | 0.43841 | 0.44847 | 0.54734 | 0.55392 | 0.63632 | 0.47485 | 0.44076 | 0.5774 | 0.57543 | 0.56654 | 0.61806 | 0.44727 | 0.51981 | 0.50563 | 0.59632 | 0.43535 | 0.43207 | 0.47589 | 0.5025 | 0.61785 | 0.46326 | 0.6138 | 0.5189 | 0.63429 | 0.57231 | 0.53513 | 0.50367 | 0.63998 | 0.52133 | 0.57927 | 0.48976 | 0.44914 | 0.44953 | 0.63357 | 0.45312 | 0.58717 | 0.60907 | 0.45661 | 0.6003 | 0.63929 | 0.59338 | 0.59917 | 0.57228 | 0.55277 | 0.6403 | 0.53118 | 0.6495 | 0.57384 | 0.52753 | 0.44809 | 0.55325 | 0.58254 | 0.49475 | 0.49861 | 0.61053 | 0.607 | 0.54824 | 0.54135 | 0.52349 | 0.57899 | 0.58805 | 0.47637 | 0.55515 | 0.48673 | 0.49653 | 0.61806 | 0.63384 | 0.53545 | 0.50316 | 0.48475 | 0.46354 | 0.4608 | 0.62601 | 0.47397 | 0.48565 | 0.64081 | 0.61736 | 0.62434 | 0.46513 | 0.54542 | 0.50149 | 0.58599 | 0.62184 | 0.52046 | 0.61976 | 0.63037 | 0.64754 | 0.44246 | 0.44186 | 0.64115 | 0.46386 | 0.53808 | 0.64215 | 0.55829 | 0.6123 | 0.44597 | 0.56076 | 0.55782 | 0.51587 | 0.53778 | 0.47454 | 0.51694 | 0.50102 | 0.5326 | 0.45848 | 0.46476 | 0.43844 | 0.45653 | 0.44719 | 0.54288 | 0.58252 | 0.43157 | 0.4707 | 0.58486 | 0.55572 | 0.55189 | 0.54976 | 0.51951 | 0.61596 | 0.60995 | 0.44484 | 0.48365 | 0.63063 | 0.63193 | 0.50311 | 0.4936 | 0.43958 | 0.52046 | 0.43441 | 0.48188 | 0.43156 | 0.52242 | 0.57016 | 0.58754 | 0.50189 | 0.43626 | 0.62169 | 0.51249 | 0.50641 | 0.57489 | 0.61795 | 0.64092 | 0.55899 | 0.46082 | 0.50615 | 0.43983 | 0.49418 | 0.6464 | 0.44731 | 0.53175 | 0.50058 | 0.50219 | 0.44397 | 0.52537 | 0.61268 | 0.43934 | 0.53619 | 0.45655 | 0.6399 | 0.59034 | 0.48149 | 0.57932 | 0.48984 | 0.51567 | 0.55778 | 0.51416 | 0.59687 | 0.58421 | 0.63494 | 0.48965 | 0.60874 | 0.64046 | 0.57267 | 0.58541 | 0.48997 | 0.6218 | 0.59654 | 0.44535 | 0.44879 | 0.45089 | 0.4617 | 0.59934 | 0.58199 | 0.46322 | 0.5696 | 0.54041 | 0.47013 | 0.43654 | 0.44933 | 0.44411 | 0.45929 | 0.60224 | 0.4511 | 0.64023 | 0.58266 | 0.49026 | 0.5897 | 0.48176 | 0.46405 | 0.6093 | 0.56321 | 0.55287 | 0.62683 | 0.63615 | 0.49844 | 0.62461 | 0.62957 | 0.53437 | 0.64857 | 0.5647 | 0.52356 | 0.58616 | 0.55699 | 0.4966 | 0.55063 | 0.48995 | 0.60823 | 0.44579 | 0.4443 | 0.49577 | 0.49709 | 0.54784 | 0.51561 | 0.58139 | 0.52432 | 0.58181 | 0.62024 | 0.43751 | 0.52972 | 0.57353 | 0.54845 | 0.64936 | 0.51512 | 0.51098 | 0.43962 | 0.45489 | 0.43121 | 0.64312 | 0.45024 | 0.46479 | 0.48241 | 0.6299 | 0.53971 | 0.54895 | 0.48061 | 0.64882 | 0.59839 | 0.62949 | 0.4634 | 0.49731 | 0.64271 | 0.59534 | 0.48534 | 0.59854 | 0.43472 | 0.62972 | 0.49719 | 0.52447 | 0.55896 | 0.53647 | 0.58726 | 0.60814 | 0.50736 | 0.46512 | 0.46055 | 0.46493 | 0.6395 | 0.58002 | 0.44236 | 0.4761 | 0.52495 | 0.45479 | 0.54991 | 0.62735 | 0.44832 | 0.59334 | 0.50939 | 0.57893 | 0.64208 | 0.43154 | 0.55956 | 0.58587 | 0.55665 | 0.62385 | 0.48484 | 0.47995 | 0.61774 | 0.45111 | 0.47088 | 0.54665 | 0.53288 | 0.50296 | 0.51938 | 0.50895 | 0.64809 | 0.5938 | 0.54955 | 0.61103 | 0.61068 | 0.50204 | 0.59617 | 0.53466 | 0.48536 | 0.56855 | 0.4367 | 0.51778 | 0.59523 | 0.61878 | 0.53232 | 0.43692 | 0.61697 | 0.48475 | 0.48297 | 0.55619 | 0.5065 | 0.54161 | 0.51568 | 0.45447 | 0.45406 | 0.50449 | 0.64599 | 0.57729 | 0.43806 | 0.53505 | 0.53412 | 0.4415 | 0.54092 | 0.45822 | 0.44483 | 0.64923 | 0.43613 | 0.4535 | 0.57429 | 0.49866 | 0.46576 | 0.46072 | 0.55215 | 0.45844 | 0.5372 | 0.49093 | 0.53652 | 0.47291 | 0.63466 | 0.44099 | 0.61387 | 0.61945 | 0.43897 | 0.62396 | 0.52906 | 0.55586 | 0.51782 | 0.64764 | 0.56061 | 0.51369 | 0.55153 | 0.64899 | 0.46581 | 0.56556 | 0.64308 | 0.63844 | 0.5977 | 0.4402 | 0.51944 | 0.63862 | 0.59096 | 0.56476 | 0.56858 | 0.53086 | 0.52195 | 0.62035 | 0.62032 | 0.47945 | 0.57669 | 0.60591 | 0.43176 | 0.62455 | 0.45243 | 0.57273 | 0.48463 | 0.45281 | 0.61333 | 0.48 | 0.56345 | 0.43204 | 0.60992 | 0.54039 | 0.63076 | 0.57034 | 0.64295 | 0.48722 | 0.63836 | 0.43211 | 0.53492 | 0.45084 | 0.60317 | 0.54947 | 0.63812 | 0.63178 | 0.45524 | 0.5611 | 0.63481 | 0.52915 | 0.46658 | 0.64327 | 0.48423 | 0.5876 | 0.60233 | 0.44019 | 0.55341 | 0.44431 | 0.45906 | 0.58474 | 0.45993 | 0.55986 | 0.62168 | 0.4747 | 0.5471 | 0.5319 | 0.43081 | 0.61422 | 0.51308 | 0.51297 | 0.54788 | 0.63943 | 0.63645 | 0.53425 | 0.4566 | 0.50288 | 0.63906 | 0.56313 | 0.58393 | 0.45706 | 0.5925 | 0.57264 | 0.61024 | 0.49525 | 0.50324 | 0.43017 | 0.44442 | 0.50163 | 0.51262 | 0.48897 | 0.64478 | 0.59697 | 0.44488 | 0.59413 | 0.55922 | 0.45386 | 0.48403 | 0.50619 | 0.43752 | 0.51302 | 0.52522 | 0.6499 | 0.46849 | 0.45873 | 0.61472 | 0.56937 | 0.54994 | 0.4496 | 0.64791 | 0.43841 | 0.47348 | 0.60895 | 0.57861 | 0.62877 | 0.4593 | 0.62062 | 0.63853 | 0.4927 | 0.62015 | 0.5831 | 0.51244 | 0.48841 | 0.63692 | 0.63393 | 0.45891 | 0.43926 | 0.45972 | 0.56943 | 0.51615 | 0.44641 | 0.51232 | 0.44792 | 0.55288 | 0.52029 | 0.58072 | 0.48252 | 0.51042 | 0.47095 | 0.5724 | 0.43199 | 0.61514 | 0.60132 | 0.62854 | 0.55617 | 0.45148 | 0.43354 | 0.47137 | 0.4972 | 0.50815 | 0.59885 | 0.5189 | 0.46418 | 0.56204 | 0.59513 | 0.48169 | 0.58843 | 0.62969 | 0.48476 | 0.64051 | 0.43901 | 0.60124 | 0.53559 | 0.60897 | 0.63598 | 0.48271 | 0.63713 | 0.49524 | 0.62814 | 0.48905 | 0.51876 | 0.60689 | 0.63512 | 0.4833 | 0.46352 | 0.52531 | 0.51072 | 0.53469 | 0.51112 | 0.60125 | 0.49711 | 0.46177 | 0.57326 | 0.64529 | 0.43852 | 0.49706 | 0.55284 | 0.62154 | 0.57027 | 0.51259 | 0.59664 | 0.48763 | 0.4678 | 0.62488 | 0.48689 | 0.53754 | 0.60907 | 0.48739 | 0.53443 | 0.4944 | 0.63458 | 0.58044 | 0.47859 | 0.56291 | 0.54427 | 0.5463 | 0.5414 | 0.44315 | 0.52095 | 0.52921 | 0.62155 | 0.49765 | 0.48256 | 0.46557 | 0.47557 | 0.63632 | 0.62568 | 0.57458 | 0.48332 | 0.51737 | 0.58531 | 0.47087 | 0.55074 | 0.52986 | 0.46292 | 0.5228 | 0.58014 | 0.44806 | 0.50286 | 0.48271 | 0.53593 | 0.58575 | 0.56455 | 0.58208 | 0.54994 | 0.61645 | 0.51584 | 0.48937 | 0.56798 | 0.63632 | 0.47969 | 0.62764 | 0.46776 | 0.49458 | 0.45035 | 0.45241 | 0.58803 | 0.6288 | 0.59241 | 0.51075 | 0.53898 | 0.64708 | 0.45467 | 0.47291 | 0.56159 | 0.60647 | 0.57879 | 0.51319 | 0.44176 | 0.635 | 0.58566 | 0.44062 | 0.48344 | 0.43394 | 0.49537 | 0.44136 | 0.52847 | 0.43625 | 0.5399 | 0.46531 | 0.47781 | 0.51905 | 0.55075 | 0.47282 | 0.52691 | 0.58382 | 0.44678 | 0.57544 | 0.57984 | 0.43801 | 0.64714 | 0.4415 | 0.55751 | 0.48632 | 0.52265 | 0.55192 | 0.605 | 0.56972 | 0.61355 | 0.58565 | 0.48395 | 0.5536 | 0.64789 | 0.58505 | 0.62438 | 0.56015 | 0.48168 | 0.4501 | 0.50791 | 0.43683 | 0.5507 | 0.62256 | 0.46459 | 0.50158 | 0.64572 | 0.51494 | 0.53979 | 0.59669 | 0.54349 | 0.47126 | 0.46393 | 0.43731 | 0.46722 | 0.47446 | 0.60265 | 0.50762 | 0.61677 | 0.62088 | 0.5621 | 0.60527 | 0.60226 | 0.43028 | 0.61092 | 0.63317 | 0.64572 | 0.52725 | 0.49793 | 0.48005 | 0.57477 | 0.468 | 0.63538 | 0.53822 | 0.5148 | 0.54928 | 0.57046 | 0.46125 | 0.43563 | 0.53908 | 0.58741 | 0.55295 | 0.45068 | 0.49894 | 0.43784 | 0.56232 | 0.46971 | 0.52611 | 0.51773 | 0.4443 | 0.43419 | 0.53544 | 0.44619 | 0.63126 | 0.54139 | 0.45488 | 0.51491 | 0.56374 | 0.52305 | 0.62097 | 0.48769 | 0.5769 | 0.63975 | 0.62215 | 0.6116 | 0.57364 | 0.62989 | 0.55597 | 0.45666 | 0.55056 | 0.60816 | 0.44212 | 0.43431 | 0.43008 | 0.50134 | 0.44723 | 0.57687 | 0.50391 | 0.54647 | 0.48322 | 0.58104 | 0.55877 | 0.46883 | 0.56263 | 0.62881 | 0.51834 | 0.63034 | 0.44295 | 0.46783 | 0.49399 | 0.61025 | 0.43424 | 0.55034 | 0.64167 | 0.56661 | 0.63568 | 0.64424 | 0.53713 | 0.44201 | 0.62547 | 0.64158 | 0.60295 | 0.63236 | 0.47555 | 0.60172 | 0.43855 | 0.52585 | 0.64253 | 0.56155 | 0.55672 | 0.43806 | 0.54765 | 0.48595 | 0.49908 | 0.55861 | 0.47814 | 0.43817 | 0.62507 | 0.44256 | 0.6001 | 0.6309 | 0.44933 | 0.53288 | 0.53035 | 0.45022 | 0.55513 | 0.61175 | 0.61056 | 0.57037 | 0.6104 | 0.54121 | 0.48255 | 0.50197 | 0.547 | 0.4399 | 0.52969 | 0.46539 | 0.5451 | 0.57637 | 0.46241 | 0.45337 | 0.55195 | 0.5721 | 0.5128 | 0.55466 | 0.5732 | 0.44454 | 0.60165 | 0.55336 | 0.45645 | 0.43174 | 0.48026 | 0.48908 | 0.63576 | 0.43495 | 0.58901 | 0.56492 | 0.60721 | 0.45237 | 0.46278 | 0.52986 | 0.59528 | 0.43092 | 0.64165 | 0.51062 | 0.59178 | 0.64437 | 0.62929 | 0.55993 | 0.43324 | 0.61821 | 0.61695 | 0.51181 | 0.56005 | 0.50914 | 0.44814 | 0.60279 | 0.62745 | 0.49495 | 0.56741 | 0.53774 | 0.55216 | 0.51545 | 0.64338 | 0.49768 | 0.53288 | 0.44491 | 0.46791 | 0.6437 | 0.57043 | 0.44545 | 0.49705 | 0.55862 | 0.50151 | 0.51006 | 0.53926 | 0.5597 | 0.6115 | 0.491 | 0.43968 | 0.54858 | 0.44493 | 0.50819 | 0.59896 | 0.60793 | 0.64337 | 0.54536 | 0.45683 | 0.48036 | 0.43493 | 0.47832 | 0.57977 | 0.50169 | 0.50384 | 0.56678 | 0.50617 | 0.62713 | 0.47804 | 0.60855 | 0.48572 | 0.45954 | 0.59051 | 0.5747 | 0.46053 | 0.48472 | 0.46711 | 0.57577 | 0.54691 | 0.49159 | 0.44684 | 0.56162 | 0.576 | 0.61406 | 0.52741 | 0.47386 | 0.51408 | 0.51943 | 0.4892 | 0.44619 | 0.5179 | 0.55742 | 0.64486 | 0.52588 | 0.56144 | 0.5398 | 0.52669 | 0.47106 | 0.43304 | 0.62852 | 0.63205 | 0.47353 | 0.62184 | 0.57593 | 0.47747 | 0.45772 | 0.58139 | 0.61577 | 0.43902 | 0.59577 | 0.61093 | 0.63479 | 0.52301 | 0.52801 | 0.63998 | 0.53285 | 0.60473 | 0.58836 | 0.52518 | 0.52794 | 0.62086 | 0.48016 | 0.60665 | 0.57441 | 0.56515 | 0.53192 | 0.64026 | 0.60281 | 0.63601 | 0.49297 | 0.51706 | 0.44633 | 0.46412 | 0.58794 | 0.60782 | 0.59448 | 0.53055 | 0.60757 | 0.50965 | 0.5414 | 0.58327 | 0.6416 | 0.44953 | 0.59402 | 0.44544 | 0.61485 | 0.58889 | 0.5374 | 0.5963 | 0.59688 | 0.61132 | 0.63231 | 0.53781 | 0.57017 | 0.44602 | 0.62896 | 0.57237 | 0.60105 | 0.53831 | 0.59697 | 0.57203 | 0.58689 | 0.53372 | 0.43738 | 0.49974 | 0.5497 | 0.46961 | 0.45733 | 0.5067 | 0.52042 | 0.47534 | 0.45039 | 0.60174 | 0.64711 | 0.48041 | 0.60122 | 0.49097 | 0.50756 | 0.49157 | 0.45585 | 0.55276 | 0.45067 | 0.50066 | 0.51742 | 0.43932 | 0.45127 | 0.49637 | 0.43151 | 0.45175 | 0.57809 | 0.644 | 0.47985 | 0.53957 | 0.43978 | 0.52954 | 0.45111 | 0.46387 | 0.51722 | 0.51584 | 0.43397 | 0.53515 | 0.55486 | 0.55824 | 0.47671 | 0.54044 | 0.60211 | 0.63294 | 0.55558 | 0.61501 | 0.62664 | 0.6435 | 0.64094 | 0.47955 | 0.44663 | 0.60369 | 0.43692 | 0.49645 | 0.48513 | 0.43562 | 0.56165 | 0.52058 | 0.56723 | 0.44139 | 0.46529 | 0.53988 | 0.64223 | 0.49552 | 0.63403 | 0.59142 | 0.6052 | 0.54992 | 0.48956 | 0.46004 | 0.47762 | 0.59908 | 0.53583 | 0.49622 | 0.55894 | 0.60329 | 0.46505 | 0.61546 | 0.47107 | 0.48261 | 0.58694 | 0.59802 | 0.51826 | 0.50478 | 0.58683 | 0.49431 | 0.45313 | 0.49512 | 0.53518 | 0.48135 | 0.61714 | 0.43288 | 0.5786 | 0.57716 | 0.48867 | 0.43759 | 0.53743 | 0.62376 | 0.60869 | 0.59941 | 0.6475 | 0.43791 | 0.50979 | 0.48091 | 0.57324 | 0.6158 | 0.48457 | 0.55177 | 0.61458 | 0.6462 | 0.57502 | 0.43568 | 0.56446 | 0.43845 | 0.52757 | 0.54266 | 0.4527 | 0.49024 | 0.51507 | 0.48379 | 0.60535 | 0.63651 | 0.53294 | 0.4504 | 0.62079 | 0.61505 | 0.58401 | 0.56828 | 0.43811 | 0.60268 | 0.50562 | 0.4679 | 0.58239 | 0.62463 | 0.6443 | 0.60269 | 0.60122 | 0.47616 | 0.61803 | 0.44703 | 0.55217 | 0.55685 | 0.61105 | 0.49547 | 0.48014 | 0.6346 | 0.51831 | 0.64598 | 0.61259 | 0.46242 | 0.61635 | 0.59152 | 0.47835 | 0.52861 | 0.47205 | 0.46034 | 0.55249 | 0.60192 | 0.49619 | 0.64625 | 0.64924 | 0.43828 | 0.58786 | 0.45547 | 0.44008 | 0.55752 | 0.63889 | 0.60358 | 0.50163 | 0.59656 | 0.4946 | 0.48399 | 0.60655 | 0.51448 | 0.55925 | 0.63244 | 0.57924 | 0.54306 | 0.64235 | 0.49589 | 0.49287 | 0.63212 | 0.56539 | 0.46325 | 0.54455 | 0.60476 | 0.47678 | 0.44048 | 0.64617 | 0.47001 | 0.64883 | 0.62302 | 0.50315 | 0.6298 | 0.56953 | 0.56687 | 0.58692 | 0.43077 | 0.47485 | 0.48539 | 0.5289 | 0.53307 | 0.50574 | 0.55521 | 0.46096 | 0.55756 | 0.48379 | 0.59546 | 0.55367 | 0.49373 | 0.64511 | 0.49158 | 0.53593 | 0.6031 | 0.48384 | 0.58895 | 0.49355 | 0.49381 | 0.56524 | 0.62377 | 0.43994 | 0.58734 | 0.556 | 0.54167 | 0.45265 | 0.46389 | 0.49813 | 0.64621 | 0.64772 | 0.48187 | 0.49286 | 0.64093 | 0.56677 | 0.61789 | 0.57271 | 0.56308 | 0.57066 | 0.63119 | 0.5757 | 0.47192 | 0.62984 | 0.58465 | 0.49076 | 0.55718 | 0.54313 | 0.54134 | 0.51895 | 0.5575 | 0.47791 | 0.4726 | 0.55163 | 0.54162 | 0.53815 | 0.63593 | 0.48649 | 0.58491 | 0.54033 | 0.52219 | 0.49978 | 0.46444 | 0.52461 | 0.58985 | 0.48608 | 0.61502 | 0.43704 | 0.59501 | 0.47186 | 0.51514 | 0.46801 | 0.55341 | 0.55938 | 0.46267 | 0.60858 | 0.64896 | 0.5313 | 0.46759 | 0.52376 | 0.62469 | 0.47788 | 0.62683 | 0.51113 | 0.57238 | 0.62053 | 0.6249 | 0.56595 | 0.47985 | 0.44746 | 0.63289 | 0.44127 | 0.5448 | 0.6347 | 0.43763 | 0.48816 | 0.4375 | 0.52483 | 0.56985 | 0.48032 | 0.59726 | 0.50003 | 0.62026 | 0.61146 | 0.59206 | 0.62819 | 0.46433 | 0.51043 | 0.59794 | 0.49479 | 0.4936 | 0.52843 | 0.5926 | 0.59173 | 0.5577 | 0.52135 | 0.44076 | 0.64138 | 0.58599 | 0.58428 | 0.47624 | 0.60285 | 0.47099 | 0.51645 | 0.51944 | 0.47727 | 0.58058 | 0.50902 | 0.64936 | 0.46259 | 0.5575 | 0.47745 | 0.46395 | 0.47848 | 0.62112 | 0.56247 | 0.44061 | 0.46315 | 0.6389 | 0.46991 | 0.55104 | 0.64658 | 0.59289 | 0.60147 | 0.56072 | 0.52 | 0.60498 | 0.47399 | 0.4904 | 0.44108 | 0.49439 | 0.57292 | 0.48612 | 0.57463 | 0.48791 | 0.6395 | 0.47015 | 0.45029 | 0.46069 | 0.55777 | 0.50834 | 0.60126 | 0.48367 | 0.56785 | 0.45351 | 0.62197 | 0.48235 | 0.48413 | 0.45697 | 0.53636 | 0.63018 | 0.51154 | 0.62383 | 0.48137 | 0.60178 | 0.48874 | 0.46376 | 0.62223 | 0.47325 | 0.50251 | 0.53976 | 0.45084 | 0.5876 | 0.64016 | 0.576 | 0.50279 | 0.53005 | 0.44251 | 0.49129 | 0.50028 | 0.58814 | 0.53565 | 0.64692 | 0.54279 | 0.63987 | 0.57288 | 0.55869 | 0.54457 | 0.49971 | 0.53116 | 0.51194 | 0.56401 | 0.58947 | 0.44774 | 0.44858 | 0.46529 | 0.46727 | 0.61601 | 0.59811 | 0.60037 | 0.45881 | 0.61686 | 0.59874 | 0.52704 | 0.58176 | 0.547 | 0.62757 | 0.523 | 0.64925 | 0.59507 | 0.52207 | 0.59853 | 0.60622 | 0.49921 | 0.49163 | 0.43778 | 0.44238 | 0.50575 | 0.60776 | 0.63777 | 0.52217 | 0.57341 | 0.52335 | 0.63126 | 0.51401 | 0.46624 | 0.58626 | 0.63604 | 0.48965 | 0.47514 | 0.45813 | 0.53583 | 0.49806 | 0.60511 | 0.60626 | 0.47082 | 0.45596 | 0.48465 | 0.57894 | 0.47092 | 0.5237 | 0.50984 | 0.59043 | 0.46174 | 0.5109 | 0.56953 | 0.53706 | 0.49724 | 0.59205 | 0.48061 | 0.55647 | 0.52849 | 0.53579 | 0.60311 | 0.43701 | 0.57211 | 0.6013 | 0.54762 | 0.49325 | 0.64901 | 0.60827 | 0.44555 | 0.48006 | 0.46704 | 0.60577 | 0.43895 | 0.4433 | 0.492 | 0.57828 | 0.59717 | 0.61159 | 0.64836 | 0.63523 | 0.56601 | 0.45584 | 0.62099 | 0.44538 | 0.55728 | 0.46092 | 0.58408 | 0.44373 | 0.46507 | 0.47851 | 0.4338 | 0.44519 | 0.49952 | 0.5454 | 0.55025 | 0.47062 | 0.53611 | 0.6329 | 0.57086 | 0.48349 | 0.55602 | 0.5862 | 0.53944 | 0.43572 | 0.59461 | 0.63588 | 0.52693 | 0.48029 | 0.59042 | 0.49592 | 0.49292 | 0.43397 | 0.48982 | 0.45153 | 0.59633 | 0.55604 | 0.56615 | 0.54627 | 0.43841 | 0.63635 | 0.59141 | 0.60775 | 0.63353 | 0.52806 | 0.59619 | 0.47754 | 0.49922 | 0.48287 | 0.44506 | 0.53676 | 0.45134 | 0.64136 | 0.59807 | 0.62447 | 0.45546 | 0.59102 | 0.54906 | 0.43584 | 0.56061 | 0.63605 | 0.48372 | 0.4588 | 0.47074 | 0.55874 | 0.64427 | 0.48175 | 0.47053 | 0.55387 | 0.58217 | 0.51816 | 0.63005 | 0.64091 | 0.64946 | 0.58243 | 0.52235 | 0.59565 | 0.55543 | 0.48263 | 0.57339 | 0.61304 | 0.4505 | 0.43024 | 0.50633 | 0.62897 | 0.44716 | 0.47753 | 0.49505 | 0.52761 | 0.58947 | 0.47195 | 0.53927 | 0.64078 | 0.56548 | 0.57399 | 0.58761 | 0.54789 | 0.46788 | 0.51286 | 0.5146 | 0.48316 | 0.52947 | 0.53941 | 0.50412 | 0.45642 | 0.51539 | 0.57706 | 0.53714 | 0.60541 | 0.55353 | 0.49453 | 0.60831 | 0.49463 | 0.45925 | 0.54946 | 0.6083 | 0.51773 | 0.64689 | 0.49993 | 0.56311 | 0.4508 | 0.59032 | 0.64785 | 0.58356 | 0.54625 | 0.56663 | 0.64245 | 0.48672 | 0.61572 | 0.46642 | 0.6205 | 0.52764 | 0.54771 | 0.56154 | 0.59572 | 0.60129 | 0.54806 | 0.63066 | 0.50982 | 0.56342 | 0.56289 | 0.55995 | 0.47898 | 0.50341 | 0.63488 | 0.55509 | 0.56182 | 0.53916 | 0.51261 | 0.49482 | 0.53388 | 0.56544 | 0.63145 | 0.61801 | 0.47091 | 0.44289 | 0.50677 | 0.5003 | 0.61615 | 0.60227 | 0.62553 | 0.56117 | 0.58656 | 0.59319 | 0.51715 | 0.55149 | 0.4854 | 0.58399 | 0.57962 | 0.52055 | 0.51082 | 0.64262 | 0.49783 | 0.46346 | 0.43288 | 0.56373 | 0.54533 | 0.61749 | 0.57864 | 0.61184 | 0.58644 | 0.50217 | 0.4616 | 0.56754 | 0.45583 | 0.47231 | 0.54448 | 0.63759 | 0.51893 | 0.63711 | 0.62959 | 0.59318 | 0.46449 | 0.6187 | 0.53597 | 0.60877 | 0.57525 | 0.52059 | 0.59402 | 0.44641 | 0.54056 | 0.58466 | 0.62743 | 0.55218 | 0.47503 | 0.53043 | 0.57543 | 0.55345 | 0.57003 | 0.56249 | 0.44186 | 0.603 | 0.43182 | 0.52157 | 0.52994 | 0.43175 | 0.63882 | 0.56665 | 0.49127 | 0.52605 | 0.61073 | 0.64247 | 0.55465 | 0.53862 | 0.6057 | 0.53877 | 0.61936 | 0.45474 | 0.5001 | 0.63455 | 0.59795 | 0.47291 | 0.48806 | 0.43756 | 0.45874 | 0.56398 | 0.49952 | 0.53501 | 0.48845 | 0.4848 | 0.60782 | 0.61282 | 0.59413 | 0.59252 | 0.48127 | 0.48638 | 0.64752 | 0.46285 | 0.46419 | 0.48697 | 0.58119 | 0.55793 | 0.54887 | 0.43059 | 0.43652 | 0.44872 | 0.54169 | 0.45553 | 0.51333 | 0.57903 | 0.50576 | 0.4637 | 0.44643 | 0.46995 | 0.62518 | 0.47299 | 0.48426 | 0.61209 | 0.64438 | 0.55784 | 0.48627 | 0.55122 | 0.53308 | 0.63214 | 0.43211 | 0.57282 | 0.50313 | 0.5088 | 0.55685 | 0.47042 | 0.43899 | 0.63888 | 0.46232 | 0.53279 | 0.43637 | 0.49767 | 0.52506 | 0.43197 | 0.64136 | 0.58867 | 0.52592 | 0.60489 | 0.61755 | 0.5724 | 0.61343 | 0.58105 | 0.57596 | 0.64231 | 0.56978 | 0.62052 | 0.5699 | 0.62753 | 0.63384 | 0.63694 | 0.60088 | 0.47988 | 0.55108 | 0.4847 | 0.62699 | 0.43142 | 0.63807 | 0.63952 | 0.59431 | 0.4389 | 0.53437 | 0.57776 | 0.49319 | 0.58985 | 0.63678 | 0.51529 | 0.56528 | 0.48795 | 0.57683 | 0.64327 | 0.49266 | 0.58576 | 0.63036 | 0.46573 | 0.51747 | 0.57552 | 0.58138 | 0.47796 | 0.44905 | 0.55805 | 0.58464 | 0.55099 | 0.45465 | 0.56174 | 0.44004 | 0.49893 | 0.43607 | 0.49113 | 0.44684 | 0.60749 | 0.46138 | 0.56029 | 0.51141 | 0.43787 | 0.47692 | 0.54648 | 0.61897 | 0.46204 | 0.47392 | 0.62059 | 0.48168 | 0.57846 | 0.50108 | 0.59044 | 0.55588 | 0.441 | 0.64364 | 0.52253 | 0.62111 | 0.54808 | 0.6047 | 0.50868 | 0.62976 | 0.57829 | 0.48328 | 0.60387 | 0.47823 | 0.53211 | 0.60268 | 0.48947 | 0.45404 | 0.52725 | 0.508 | 0.64304 | 0.58956 | 0.61071 | 0.63235 | 0.64911 | 0.64398 | 0.59565 | 0.52817 | 0.43056 | 0.50907 | 0.43542 | 0.57094 | 0.64964 | 0.46311 | 0.54111 | 0.63424 | 0.58251 | 0.51592 | 0.60271 | 0.44258 | 0.48009 | 0.56578 | 0.6273 | 0.43152 | 0.54681 | 0.6209 | 0.44233 | 0.63206 | 0.62481 | 0.58874 | 0.48281 | 0.48213 | 0.5519 | 0.54198 | 0.59185 | 0.43827 | 0.64753 | 0.55732 | 0.61829 | 0.46071 | 0.52873 | 0.45482 | 0.50697 | 0.50837 | 0.49515 | 0.58715 | 0.50827 | 0.43581 | 0.64417 | 0.57959 | 0.44023 | 0.53146 | 0.46323 | 0.44931 | 0.56453 | 0.57306 | 0.62704 | 0.47085 | 0.52585 | 0.5853 | 0.50509 | 0.44816 | 0.4495 | 0.49793 | 0.49834 | 0.59315 | 0.46123 | 0.54078 | 0.64928 | 0.47209 | 0.63202 | 0.58118 | 0.43054 | 0.44327 | 0.45629 | 0.52826 | 0.44515 | 0.56995 | 0.5549 | 0.52918 | 0.54966 | 0.43561 | 0.54849 | 0.61365 | 0.47301 | 0.63314 | 0.62834 | 0.59353 | 0.50216 | 0.52029 | 0.54169 | 0.46158 | 0.53275 | 0.60084 | 0.45178 | 0.54713 | 0.5953 | 0.62103 | 0.47628 | 0.59401 | 0.57882 | 0.52593 | 0.5342 | 0.54664 | 0.51435 | 0.4324 | 0.64044 | 0.59534 | 0.45302 | 0.56858 | 0.6293 | 0.64386 | 0.63341 | 0.59343 | 0.4882 | 0.43139 | 0.51357 | 0.52931 | 0.59109 | 0.50166 | 0.56445 | 0.58223 | 0.63296 | 0.62882 | 0.54384 | 0.43411 | 0.58007 | 0.5865 | 0.4824 | 0.46737 | 0.5146 | 0.5769 | 0.53757 | 0.57963 | 0.45913 | 0.60822 | 0.44047 | 0.46181 | 0.49327 | 0.55277 | 0.54407 | 0.60086 | 0.48839 | 0.50835 | 0.49791 | 0.48054 | 0.52142 | 0.62538 | 0.4628 | 0.61386 | 0.5223 | 0.59458 | 0.63169 | 0.48884 | 0.5607 | 0.55762 | 0.49819 | 0.55162 | 0.64503 | 0.45813 | 0.49364 | 0.53347 | 0.50318 | 0.51691 | 0.54035 | 0.52757 | 0.55859 | 0.59571 | 0.43966 | 0.63962 | 0.55939 | 0.54516 | 0.43831 | 0.4521 | 0.44705 | 0.44233 | 0.52055 | 0.43615 | 0.553 | 0.55221 | 0.50357 | 0.47423 | 0.63661 | 0.54775 | 0.49157 | 0.61898 | 0.4617 | 0.63307 | 0.47977 | 0.46175 | 0.57795 | 0.55045 | 0.60645 | 0.63391 | 0.64154 | 0.52381 | 0.57933 | 0.52922 | 0.48367 | 0.55568 | 0.56862 | 0.46839 | 0.4428 | 0.52771 | 0.64082 | 0.45044 | 0.62941 | 0.6427 | 0.51036 | 0.59339 | 0.44114 | 0.55239 | 0.52837 | 0.56147 | 0.59092 | 0.58393 | 0.56108 | 0.54612 | 0.60061 | 0.56242 | 0.63458 | 0.46673 | 0.55288 | 0.60731 | 0.48772 | 0.5175 | 0.54339 | 0.62288 | 0.48665 | 0.54988 | 0.43994 | 0.48141 | 0.49522 | 0.56073 | 0.5863 | 0.64433 | 0.64454 | 0.54383 | 0.63081 | 0.5827 | 0.61661 | 0.51434 | 0.52278 | 0.46609 | 0.64634 | 0.43637 | 0.46556 | 0.54221 | 0.59843 | 0.58871 | 0.52708 | 0.5601 | 0.57202 | 0.54489 | 0.47155 | 0.43632 | 0.5838 | 0.4375 | 0.60824 | 0.4528 | 0.61175 | 0.46402 | 0.57705 | 0.52319 | 0.4625 | 0.58258 | 0.62949 | 0.64989 | 0.5218 | 0.60518 | 0.6314 | 0.5414 | 0.4452 | 0.56445 | 0.52843 | 0.49386 | 0.44224 | 0.62306 | 0.47021 | 0.62352 | 0.62356 | 0.47088 | 0.4512 | 0.55276 | 0.5689 | 0.61222 | 0.61545 | 0.43722 | 0.55388 | 0.64 | 0.48992 | 0.50539 | 0.43067 | 0.48445 | 0.57585 | 0.43792 | 0.57253 | 0.44884 | 0.61505 | 0.62599 | 0.4383 | 0.47495 | 0.60439 | 0.56883 | 0.57679 | 0.57396 | 0.6287 | 0.44137 | 0.49912 | 0.56719 | 0.5979 | 0.56012 | 0.47671 | 0.46984 | 0.64365 | 0.53183 | 0.6403 | 0.55744 | 0.57347 | 0.59099 | 0.55004 | 0.61005 | 0.47666 | 0.51077 | 0.51397 | 0.43834 | 0.60265 | 0.52918 | 0.46792 | 0.51105 | 0.5937 | 0.54264 | 0.62114 | 0.51428 | 0.43459 | 0.44579 | 0.52511 | 0.5087 | 0.59031 | 0.5766 | 0.61027 | 0.55961 | 0.48549 | 0.6482 | 0.52156 | 0.54086 | 0.43209 | 0.56302 | 0.61207 | 0.58349 | 0.63322 | 0.53752 | 0.49077 | 0.62066 | 0.49695 | 0.57306 | 0.4836 | 0.43568 | 0.63007 | 0.62617 | 0.47767 | 0.6212 | 0.59633 | 0.47498 | 0.58016 | 0.4993 | 0.58552 | 0.49518 | 0.49663 | 0.43661 | 0.57344 | 0.53367 | 0.60745 | 0.4473 | 0.4477 | 0.45616 | 0.58657 | 0.58864 | 0.52537 | 0.59608 | 0.4933 | 0.60906 | 0.55177 | 0.62112 | 0.54527 | 0.64193 | 0.44219 | 0.48183 | 0.47976 | 0.57269 | 0.61986 | 0.55526 | 0.5034 | 0.56269 | 0.50006 | 0.52626 | 0.5826 | 0.43195 | 0.4769 | 0.43177 | 0.54994 | 0.61973 | 0.48245 | 0.54955 | 0.52047 | 0.57895 | 0.53558 | 0.6429 | 0.62198 | 0.47958 | 0.45977 | 0.50235 | 0.46446 | 0.4893 | 0.50351 | 0.4665 | 0.56735 | 0.59293 | 0.53124 | 0.45497 | 0.50303 | 0.45527 | 0.49763 | 0.53239 | 0.54574 | 0.60981 | 0.57217 | 0.48509 | 0.53311 | 0.61879 | 0.59861 | 0.50631 | 0.54589 | 0.62971 | 0.49003 | 0.6211 | 0.43155 | 0.5793 | 0.54845 | 0.54858 | 0.62827 | 0.5215 | 0.44072 | 0.46324 | 0.62706 | 0.47871 | 0.43076 | 0.54825 | 0.54454 | 0.51477 | 0.48823 | 0.57936 | 0.61644 | 0.6337 | 0.64707 | 0.62565 | 0.53885 | 0.50719 | 0.44788 | 0.44921 | 0.4359 | 0.51072 | 0.63477 | 0.49711 | 0.63104 | 0.57685 | 0.49399 | 0.57484 | 0.54535 | 0.62576 | 0.58093 | 0.49046 | 0.57801 | 0.47494 | 0.53794 | 0.46519 | 0.63092 | 0.6041 | 0.43785 | 0.5018 | 0.60462 | 0.55786 | 0.5622 | 0.50381 | 0.62421 | 0.61708 | 0.56414 | 0.48802 | 0.45507 | 0.44718 | 0.49029 | 0.61784 | 0.44782 | 0.6132 | 0.63036 | 0.53065 | 0.57012 | 0.44461 | 0.58872 | 0.43315 | 0.6089 | 0.60877 | 0.45716 | 0.57247 | 0.63829 | 0.63698 | 0.58176 | 0.48545 | 0.56273 | 0.64613 | 0.61704 | 0.63421 | 0.57844 | 0.53372 | 0.60703 | 0.53433 | 0.51531 | 0.55877 | 0.51532 | 0.50592 | 0.43971 | 0.58298 | 0.44747 | 0.45655 | 0.64842 | 0.46708 | 0.59569 | 0.45551 | 0.57091 | 0.53713 | 0.6329 | 0.64273 | 0.52994 | 0.55745 | 0.44516 | 0.64997 | 0.60679 | 0.58864 | 0.629 | 0.59395 | 0.52102 | 0.58145 | 0.45271 | 0.5064 | 0.44033 | 0.61127 | 0.56292 | 0.58297 | 0.4978 | 0.46271 | 0.64055 | 0.44426 | 0.52683 | 0.46001 | 0.50434 | 0.51531 | 0.55367 | 0.60865 | 0.49005 | 0.49429 | 0.59339 | 0.58906 | 0.62882 | 0.53675 | 0.58744 | 0.43828 | 0.44819 | 0.57486 | 0.44292 | 0.43861 | 0.45479 | 0.62925 | 0.54273 | 0.49977 | 0.46053 | 0.58833 | 0.51825 | 0.58748 | 0.48194 | 0.63003 | 0.52772 | 0.48927 | 0.60222 | 0.5242 | 0.6457 | 0.51401 | 0.47355 | 0.61325 | 0.54459 | 0.45455 | 0.54861 | 0.61762 | 0.50139 | 0.47937 | 0.61502 | 0.62764 | 0.51367 | 0.50927 | 0.43329 | 0.63333 | 0.57355 | 0.45568 | 0.5492 | 0.48523 | 0.53493 | 0.59056 | 0.58549 | 0.56822 | 0.54253 | 0.43635 | 0.58385 | 0.47988 | 0.5766 | 0.45233 | 0.56745 | 0.50791 | 0.43203 | 0.59856 | 0.43884 | 0.56599 | 0.62221 | 0.524 | 0.54521 | 0.62567 | 0.52192 | 0.44418 | 0.46542 | 0.60862 | 0.44701 | 0.62886 | 0.59701 | 0.52742 | 0.50941 | 0.56931 | 0.51672 | 0.46623 | 0.58657 | 0.5487 | 0.45013 | 0.44185 | 0.44931 | 0.56612 | 0.46785 | 0.63765 | 0.46119 | 0.46436 | 0.44387 | 0.56857 | 0.54384 | 0.56428 | 0.49858 | 0.5806 | 0.44578 | 0.44969 | 0.60243 | 0.56032 | 0.43991 | 0.53233 | 0.64799 | 0.57136 | 0.55523 | 0.55883 | 0.50257 | 0.48425 | 0.4624 | 0.46967 | 0.52392 | 0.55605 | 0.56793 | 0.64001 | 0.46484 | 0.55828 | 0.58238 | 0.63759 | 0.48272 | 0.54852 | 0.52002 | 0.644 | 0.50932 | 0.50207 | 0.52632 | 0.61519 | 0.47895 | 0.50301 | 0.48609 | 0.53979 | 0.50508 | 0.61362 | 0.5592 | 0.60469 | 0.58835 | 0.53608 | 0.62138 | 0.56128 | 0.48389 | 0.45093 | 0.49178 | 0.5259 | 0.44818 | 0.61194 | 0.50572 | 0.49352 | 0.43686 | 0.4874 | 0.45141 | 0.56736 | 0.48347 | 0.61459 | 0.47285 | 0.50756 | 0.43703 | 0.63874 | 0.50919 | 0.5411 | 0.52927 | 0.56937 | 0.45035 | 0.60804 | 0.46707 | 0.52667 | 0.63573 | 0.53634 | 0.53419 | 0.60629 | 0.54706 | 0.59854 | 0.62471 | 0.52541 | 0.46749 | 0.61013 | 0.58836 | 0.58651 | 0.50049 | 0.58406 | 0.62931 | 0.4579 | 0.55854 | 0.49737 | 0.51309 | 0.46795 | 0.53586 | 0.51407 | 0.50126 | 0.43024 | 0.50074 | 0.45515 | 0.48174 | 0.47853 | 0.50336 | 0.60518 | 0.49533 | 0.4733 | 0.4713 | 0.43288 | 0.63931 | 0.55377 | 0.50545 | 0.48585 | 0.57805 | 0.4696 | 0.50642 | 0.6435 | 0.4356 | 0.52109 | 0.4596 | 0.53713 | 0.64342 | 0.58929 | 0.56617 | 0.6217 | 0.51359 | 0.54448 | 0.49814 | 0.49361 | 0.58538 | 0.49805 | 0.56737 | 0.57509 | 0.58657 | 0.58527 | 0.64111 | 0.55297 | 0.52166 | 0.62646 | 0.5718 | 0.49093 | 0.61834 | 0.45642 | 0.58176 | 0.48002 | 0.54176 | 0.64172 | 0.47803 | 0.58259 | 0.60675 | 0.45876 | 0.5202 | 0.55826 | 0.58665 | 0.51127 | 0.63855 | 0.59256 | 0.58736 | 0.64847 | 0.63292 | 0.46084 | 0.56562 | 0.43532 | 0.50759 | 0.49001 | 0.43196 | 0.55058 | 0.47248 | 0.49175 | 0.43811 | 0.60988 | 0.58536 | 0.5926 | 0.61463 | 0.46921 | 0.57346 | 0.62489 | 0.4769 | 0.52071 | 0.55433 | 0.51043 | 0.57533 | 0.48606 | 0.49475 | 0.56874 | 0.49842 | 0.462 | 0.44082 | 0.58058 | 0.5023 | 0.59825 | 0.54636 | 0.55575 | 0.57682 | 0.60393 | 0.57909 | 0.45873 | 0.4503 | 0.47048 | 0.51038 | 0.64235 | 0.50031 | 0.44993 | 0.53023 | 0.46848 | 0.5471 | 0.46316 | 0.45757 | 0.56441 | 0.60094 | 0.45604 | 0.57825 | 0.50662 | 0.49403 | 0.53267 | 0.44455 | 0.51771 | 0.46486 | 0.51501 | 0.60935 | 0.43291 | 0.44625 | 0.60606 | 0.53117 | 0.56091 | 0.45527 | 0.60599 | 0.49345 | 0.61498 | 0.44152 | 0.44656 | 0.57293 | 0.4922 | 0.64453 | 0.5004 | 0.54721 | 0.64757 | 0.60555 | 0.61924 | 0.48319 | 0.51272 | 0.53416 | 0.61026 | 0.58905 | 0.43505 | 0.49749 | 0.57721 | 0.59836 | 0.43632 | 0.54225 | 0.50249 | 0.56888 | 0.4968 | 0.51753 | 0.43965 | 0.48878 | 0.52051 | 0.61102 | 0.44021 | 0.53217 | 0.47838 | 0.56465 | 0.56566 | 0.57856 | 0.51981 | 0.46875 | 0.50148 | 0.46954 | 0.5654 | 0.44832 | 0.61115 | 0.4804 | 0.64281 | 0.46537 | 0.53813 | 0.57968 | 0.56167 | 0.51986 | 0.59034 | 0.59304 | 0.53781 | 0.50334 | 0.48961 | 0.46232 | 0.62016 | 0.49823 | 0.54524 | 0.57819 | 0.54189 | 0.45064 | 0.57825 | 0.55462 | 0.45519 | 0.54082 | 0.63172 | 0.64323 | 0.57294 | 0.50628 | 0.52127 | 0.53402 | 0.52692 | 0.43953 | 0.59086 | 0.63151 | 0.56326 | 0.59262 | 0.64062 | 0.58285 | 0.63675 | 0.47012 | 0.44181 | 0.44692 | 0.49545 | 0.62947 | 0.53641 | 0.52293 | 0.51496 | 0.5909 | 0.52482 | 0.5525 | 0.44729 | 0.60445 | 0.46249 | 0.6226 | 0.59688 | 0.44556 | 0.54169 | 0.54715 | 0.49346 | 0.43311 | 0.50837 | 0.55615 | 0.54192 | 0.62766 | 0.62585 | 0.43921 | 0.45551 | 0.49517 | 0.44406 | 0.62956 | 0.4321 | 0.57995 | 0.6379 | 0.59537 | 0.48033 | 0.62583 | 0.57151 | 0.52797 | 0.50532 | 0.64215 | 0.62559 | 0.57469 | 0.63133 | 0.48609 | 0.51968 | 0.60564 | 0.43331 | 0.59319 | 0.50707 | 0.53116 | 0.49905 | 0.64423 | 0.43942 | 0.51499 | 0.43798 | 0.43088 | 0.45352 | 0.44559 | 0.51405 | 0.46152 | 0.64415 | 0.52618 | 0.56188 | 0.58505 | 0.52148 | 0.54808 | 0.45673 | 0.50088 | 0.60366 | 0.56118 | 0.49142 | 0.43004 | 0.55284 | 0.49669 | 0.64237 | 0.46876 | 0.52203 | 0.60323 | 0.48016 | 0.47818 | 0.47803 | 0.43452 | 0.45665 | 0.46031 | 0.53848 | 0.61131 | 0.47564 | 0.5651 | 0.5312 | 0.49592 | 0.54372 | 0.4358 | 0.48373 | 0.48232 | 0.53476 | 0.54397 | 0.51127 | 0.49004 | 0.49778 | 0.53943 | 0.60598 | 0.55121 | 0.63238 | 0.59162 | 0.63174 | 0.64081 | 0.55106 | 0.46283 | 0.5037 | 0.62924 | 0.63163 | 0.49705 | 0.56741 | 0.44778 | 0.52536 | 0.53506 | 0.62613 | 0.53431 | 0.51381 | 0.59002 | 0.5932 | 0.60115 | 0.46921 | 0.55432 | 0.51121 | 0.54724 | 0.62998 | 0.46215 | 0.53151 | 0.52653 | 0.58213 | 0.64516 | 0.62927 | 0.51778 | 0.49585 | 0.59246 | 0.44165 | 0.50665 | 0.51547 | 0.47217 | 0.58316 | 0.45489 | 0.59387 | 0.56599 | 0.50663 | 0.53024 | 0.43681 | 0.49875 | 0.62023 | 0.63356 | 0.52613 | 0.61746 | 0.46446 | 0.4898 | 0.55532 | 0.59184 | 0.61362 | 0.59598 | 0.59697 | 0.57085 | 0.43272 | 0.45801 | 0.47651 | 0.49646 | 0.55607 | 0.47964 | 0.46327 | 0.64026 | 0.46677 | 0.4822 | 0.51793 | 0.43119 | 0.43402 | 0.51163 | 0.52617 | 0.54191 | 0.55691 | 0.47061 | 0.46752 | 0.48589 | 0.44466 | 0.61701 | 0.57226